## Sheet1
Item_Code | Item_Name | Item_Part_No | Item_Drawing_No | Inventory_Class_Name | Main_UOM_Code | ALT_UOM_Code | Item_Type_Code | Material_Type_Code_OR_GL_Code | Item_Description | Item_Group_Name | Item_Sub_Group_Name | Item_Category_Name | Default_Store_Name | HSN_Code | Standard_Custom_Duty_Rate_Percentage | Inventory_Valuation_Method | Business_Unit_Name | Standard_Rate | Standard_SWS_Rate_Percentage | Minimum_Level | Reorder_Level | Maximum_Level | Item_Specification | Attribute_Attribute_Code | Attribute_Value | Check_Flag_QC_Applicable | Check_Flag_Serial_No_Applicable | Check_Flag_Batch_No_Lot_No_Applicable | Check_Flag_Inventory_Maintain | check_flag_barcode_applicable | check_flag_serialno_mode | check_flag_serialno_prefix | check_flag_serialno_starts_from | check_flag_serialno_suffix | check_flag_serialno_max_length | Technical_Specification_TS_Type | Technical_Specification_Value | UOM_Conversion_To_UOM_Code | UOM_Conversion_Qty | ALPS_Specific_SAP_Customer_Code | ALPS_Specific_SAP_Customer_Name | ALPS_Specific_SAP_Part_Number | ALPS_Specific_SAP_Part_Description | ALPS_Specific_SAP_Customer_Part_No | ALPS_Specific_SAP_Market_Set_Code | ALPS_Specific_Rounding_Value_LOT_Size_Qty | ALPS_Specific_ALPS_Part_No | ALPS_Specific_Customer_Part_No | ALPS_Specific_OEM_Part_No | UDF_UDF_Label | UDF_VALUE
IM00409 | 3D Printer-Anycubic-3D Dental Imaging System-Ptr | 189055PRINTER |  | A Class | NO. | NO. | I-Inventory | FG-Finish Good |  | Equipment | 3D Printer | CAD CAM | Main Location | 90184900 |  | FIFO | Anycubic | [8 empty] | 0 | 0 | 0 | 1 | 0 | 0 | [6 empty] | NO. | 1 |  | SD/MC/ANYCUBIC/3D DENTAL IMAGING SYSTEM/PTR
IM00410 | 3D Printer-Flashforge- Dental Imaging System Model Adverturer 3 | 197055ADVERTURER3 |  | A Class | NO. | NO. | I-Inventory | FG-Finish Good |  | Equipment | 3D Printer | CAD CAM | Main Location | 90184900 |  | FIFO | Flashforge | [8 empty] | 0 | 0 | 0 | 1 | 0 | 0 | [6 empty] | NO. | 1 |  | ZF/3DP/MC/PTR/FLASHFORGE/DENTAL IMAGING SYS. ADVERTURER 3
IM00411 | 3D Printer-Flashforge- Dental Imaging System Model Creator 3 | 197055CREATOR3 |  | A Class | NO. | NO. | I-Inventory | FG-Finish Good |  | Equipment | 3D Printer | CAD CAM | Main Location | 90184900 |  | FIFO | Flashforge | [8 empty] | 0 | 0 | 0 | 1 | 0 | 0 | [6 empty] | NO. | 1 |  | ZF/3DP/MC/PTR/FLASHFORGE/DENTAL IMAGING SYS. CREATOR3
IM00412 | 3D Printer-Flashforge- Dental Imaging System Model Finder | 197055FINDER |  | A Class | NO. | NO. | I-Inventory | FG-Finish Good |  | Equipment | 3D Printer | CAD CAM | Main Location | 90184900 |  | FIFO | Flashforge | [8 empty] | 0 | 0 | 0 | 1 | 0 | 0 | [6 empty] | NO. | 1 |  | ZF/3DP/MC/PTR/FLASHFORGE/DENTAL IMAGING SYS. FINDER
IM00413 | 3D Printer-Flashforge- Dental Imaging System Model Inventor | 197055INVENTOR |  | A Class | NO. | NO. | I-Inventory | FG-Finish Good |  | Equipment | 3D Printer | CAD CAM | Main Location | 90184900 |  | FIFO | Flashforge | [8 empty] | 0 | 0 | 0 | 1 | 0 | 0 | [6 empty] | NO. | 1 |  | ZF/3DP/MC/PTR/FLASHFORGE/DENTAL IMAGING SYS. INVENTOR
IM00414 | 3D Printer-Formlabs-Desktop 3D Printer-Service Unit | 176055SERVICEUNIT |  | A Class | NO. | NO. | I-Inventory | FG-Finish Good |  | Equipment | 3D Printer | CAD CAM | Main Location | 90184900 |  | FIFO | Formlabs | [8 empty] | 0 | 0 | 0 | 1 | 0 | 0 | [6 empty] | NO. | 1 |  | FL/3D/MC/FORMLABS/DESKTOP 3D PRINTER/SERVICE UNIT
IM00415 | 3D Printer-Formlabs-Desktop 3D Printer | 176055DESKTOP3D |  | A Class | NO. | NO. | I-Inventory | FG-Finish Good |  | Equipment | 3D Printer | CAD CAM | Main Location | 90184900 |  | FIFO | Formlabs | [8 empty] | 0 | 0 | 0 | 1 | 0 | 0 | [6 empty] | NO. | 1 |  | FL/MC/FORMLABS/DESKTOP 3D PRINTER
IM00416 | 3D Printer-Moonray-Dental Imaging System Moonray-Tilting Motor | 156055TILTINGMOTOR |  | A Class | NO. | NO. | I-Inventory | FG-Finish Good |  | Equipment | 3D Printer | CAD CAM | Main Location | 90330000 |  | FIFO | MoonRay | [8 empty] | 0 | 0 | 0 | 1 | 0 | 0 | [6 empty] | NO. | 1 |  | ZH/3DP/MC/PTR/DENTAL IMAGING SYS. MOONRAY/TILTING MOTOR
IM00417 | 3D Printer-MoonRay-Dental Imaging System | 156055PRINTERMOONRAY |  | A Class | NO. | NO. | I-Inventory | FG-Finish Good |  | Equipment | 3D Printer | CAD CAM | Main Location | 90184900 |  | FIFO | MoonRay | [8 empty] | 0 | 0 | 0 | 1 | 0 | 0 | [6 empty] | NO. | 1 |  | ZH/3DP/MC/PTR/DENTAL IMAGING SYS. MOONRAY
IM00418 | 3D Printer-MoonRay-Dental Imaging System Sprintray Pro | 1560553DSPRINTRYPRO |  | A Class | NO. | NO. | I-Inventory | FG-Finish Good |  | Equipment | 3D Printer | CAD CAM | Main Location | 90184900 |  | FIFO | MoonRay | [5 empty] | Massive Print Volume Enough throughput for the largest jobs in a compact, desktop form factor. Print up to 21 full arches in a single batch. Lightning-fast Prints Industry-first advances in projector, tank and resin technology. Triple the print speed compared to previous models. Onboard Assistant A built-in 6-core computer helps you to manage jobs, ensure successful prints, and calibrate SprintRay Pro. Future Proof Receive over-the-air updates that keep you current with the latest features. Send, queue and monitor print jobs wirelessly from anywhere. |  |  | 0 | 0 | 0 | 1 | 0 | 0 | [6 empty] | NO. | 1 |  | ZH/3DP/MC/PTR/DENTAL IMAGING SYS. SPRINTRAY PRO
IM00419 | 3D Printer- Nextdent-Dental Imaging System-PTR-5100 | 199063PRINTER5100 |  | A Class | NO. | NO. | I-Inventory | FG-Finish Good |  | Equipment | 3D Printer | CAD CAM | Main Location | 90184900 |  | FIFO | Next Dent | [8 empty] | 0 | 0 | 0 | 1 | 0 | 0 | [6 empty] | NO. | 1 |  | 3D/AC/NEXTDENT/DENTAL IMAGING SYSTEM/PTR/5100
IM00420 | 3D Printer-Phrozern-Phrozen/Rapit Proto Type Sys. Sonic Mini | 202055RAPITPROTOMINI |  | A Class | NO. | NO. | I-Inventory | FG-Finish Good |  | Equipment | 3D Printer | CAD CAM | Main Location | 84778090 |  | FIFO | Phorozen | [8 empty] | 0 | 0 | 0 | 1 | 0 | 0 | [6 empty] | NO. | 1 |  | PH/3DP/MC/PTR/PHROZEN/RAPIT PROTO TYPE SYS. SONIC MINI
IM00421 | 3D Printer-Phrozern-Phrozen/Rapid Proto Type Sys. Sonic Xl 4K Lcd Module | 2020553DPXL4KLCDMODULE |  | A Class | NO. | NO. | I-Inventory | FG-Finish Good |  | Equipment | 3D Printer | CAD CAM | Main Location | 90330000 |  | FIFO | Phorozen | [8 empty] | 0 | 0 | 0 | 1 | 0 | 0 | [6 empty] | NO. | 1 |  | PH/3DP/MC/PTR/PHROZEN/RAPID PROTO TYPE SYS. SONIC XL 4K LCD MODULE
IM00422 | 3D Printer-Phrozern-Phrozen/Rapid Proto Type Sys. Sonic Mini 4K | 202055SONICMINI4K |  | A Class | NO. | NO. | I-Inventory | FG-Finish Good |  | Equipment | 3D Printer | CAD CAM | Main Location | 84778090 |  | FIFO | Phorozen | [8 empty] | 0 | 0 | 0 | 1 | 0 | 0 | [6 empty] | NO. | 1 |  | PH/3DP/MC/PTR/PHROZEN/RAPID PROTO TYPE SYS. SONIC MINI 4K
IM00423 | 3D Printer-Phrozern-Phrozen/Rapit Proto Type Sys. Shuffle Xl Lite | 202055RAPITPROTOSHUFFLEXL |  | A Class | NO. | NO. | I-Inventory | FG-Finish Good |  | Equipment | 3D Printer | CAD CAM | Main Location | 84778090 |  | FIFO | Phorozen | [8 empty] | 0 | 0 | 0 | 1 | 0 | 0 | [6 empty] | NO. | 1 |  | PH/3DP/MC/PTR/PHROZEN/RAPIT PROTO TYPE SYS. SHUFFLE XL LITE
IM00424 | 3D Printer-Phrozern-Phrozen/Rapid Proto Type Sys. Sonic Xl 4K | 202055SONICXL4K |  | A Class | NO. | NO. | I-Inventory | FG-Finish Good |  | Equipment | 3D Printer | CAD CAM | Main Location | 84778090 |  | FIFO | Phorozen | [8 empty] | 0 | 0 | 0 | 1 | 0 | 0 | [6 empty] | NO. | 1 |  | PH/3DP/MC/PTR/PHROZEN/RAPID PROTO TYPE SYS. SONIC XL 4K
IM00425 | 3D Printer Spares-Uniontech-Rapid Proto Type System With Accessories Model Lite 600-10100102 | 210055RAPID10100102 |  | A Class | NOS | NOS | I-Inventory | FG-Finish Good |  | Equipment | 3D Printer | CAD CAM | Main Location | 84778090 |  | FIFO | Uniontech | [8 empty] | 0 | 0 | 0 | 1 | 0 | 0 | [6 empty] | NOS | 1 |  | SU/3DP/MC/PTR/UNIONTECH/RAPID PROTO TYPE SYSTEM WITH ACC/ MODEL LITE 600-10100102
IM00426 | 3D Printer Spares-Uniontech-Rapid Proto Type System With Accessories Model Lite 600-10100145 | 210055RAPID10100145 |  | A Class | NOS | NOS | I-Inventory | FG-Finish Good |  | Equipment | 3D Printer | CAD CAM | Main Location | 84778090 |  | FIFO | Uniontech | [8 empty] | 0 | 0 | 0 | 1 | 0 | 0 | [6 empty] | NOS | 1 |  | SU/3DP/MC/PTR/UNIONTECH/RAPID PROTO TYPE SYSTEM WITH ACC/ MODEL LITE 600-10100145
IM00427 | 3D Printer-Anycubic- Dental Imaging System- PhotonS PTR | 189055PHOTONSPTR |  | A Class | NO. | NO. | I-Inventory | FG-Finish Good |  | Equipment | 3D Printer | CAD CAM | Main Location | 90184900 |  | FIFO | Anycubic | [8 empty] | 0 | 0 | 0 | 1 | 0 | 0 | [6 empty] | NO. | 1 |  | SD/3DP/MC/ANYCUBIC 3D DENTAL IMAGING SYSTEM/PHOTON S PTR
IM00428 | 3D Printer-Anycubic- Dental Imaging System-Model Chiron | 189055PRINTERCHIRON |  | A Class | NO. | NO. | I-Inventory | FG-Finish Good |  | Equipment | 3D Printer | CAD CAM | Main Location | 90184900 |  | FIFO | Anycubic | [8 empty] | 0 | 0 | 0 | 1 | 0 | 0 | [6 empty] | NO. | 1 |  | SD/MC/ANYCUBIC/3D DENTAL IMAGING SYS/PTR MOD. CHIRON
IM00429 | 3D Printer-Anycubic- Dental Imaging System-Model Mega | 189055PRINTERMEGA |  | A Class | NO. | NO. | I-Inventory | FG-Finish Good |  | Equipment | 3D Printer | CAD CAM | Main Location | 90184900 |  | FIFO | Anycubic | [8 empty] | 0 | 0 | 0 | 1 | 0 | 0 | [6 empty] | NO. | 1 |  | SD/MC/ANYCUBIC/3D DENTAL IMAGING SYS/PTR MOD. MEGA
IM00430 | 3D Printer- Nextdent Dental Imaging System Fabpro 1000 |  |  | A Class | NO. | NO. | I-Inventory | FG-Finish Good |  | Equipment | 3D Printer | CAD CAM | Main Location | 90184900 |  | FIFO | Next Dent | [8 empty] | 0 | 0 | 0 | 1 | 0 | 0 | [6 empty] | NO. | 1 |  | 3D/3DP/MC/NEXTDENT/DENTAL IMAGING SYSTEM/PTR/FABPRO 1000
IM00431 | 3D Printer Spares-Moonray-Dental Build Platform | 156055BUILDPLATFORM |  | A Class | NO. | NO. | I-Inventory | FG-Finish Good |  | Spares | 3D Printer-Spares | CAD CAM | Main Location | 39019090 |  | FIFO | MoonRay | [8 empty] | 0 | 0 | 0 | 1 | 0 | 0 | [6 empty] | NO. | 1 |  | ZH/3DP/AC/MOONRAY/DENTAL BUILD PLATFORM
IM00432 | 3D Printer Spares-Monocure 3D-Unicorn Arcbeam-FEP Film 100 Micron | 192055ARCBEAMFEBFLIM |  | A Class | NO. | NO. | I-Inventory | FG-Finish Good |  | Accessories | 3D Printer-Accessoreis | CAD CAM | Main Location | 39109090 |  | FIFO | MonoCure 3D | [8 empty] | 0 | 0 | 0 | 1 | 0 | 0 | [6 empty] | NO. | 1 |  | M3D/3DP/UNICORN ARCBEAM/FEP FILM 100 MICRON
IM00433 | 3D Printer Accessories-Next Dent-3D System-Roller LD Mixer LC-3D | 199055ROLLERLDMIXERLC3D |  | A Class | NO. | NO. | I-Inventory | FG-Finish Good |  | Accessories | 3D Printer-Accessoreis | CAD CAM | Main Location | 90330000 |  | FIFO | Next Dent | [8 empty] | 0 | 0 | 0 | 1 | 0 | 0 | [6 empty] | NO. | 1 |  | 3D/3DP/AC/3D SYSTEM/ROLLER LD MIXER/LC-3D
IM00434 | 3D Printer Accessories-Next Dent- N5100 3D System- Resin Catch Tray | 199055RESINCATCHTRAY |  | A Class | NO. | NO. | I-Inventory | FG-Finish Good |  | Accessories | 3D Printer-Accessoreis | CAD CAM | Main Location | 90158080 |  | FIFO | Next Dent | [8 empty] | 0 | 0 | 0 | 1 | 0 | 0 | [6 empty] | NO. | 1 |  | 3D/3DP/AC/NEXDENT N5100 3D SYS/RESIN CATCH TRAY
IM00435 | 3D Printer Accessories-Next Dent- N5100 3D System- Resin Tray | 199055RESINTRAY |  | A Class | NO. | NO. | I-Inventory | TG-Trading Good |  | Accessories | 3D Printer-Accessoreis | CAD CAM | Main Location | 90330000 |  | FIFO | Next Dent | [8 empty] | 0 | 0 | 0 | 1 | 0 | 0 | [6 empty] | NO. | 1 |  | 3D/3DP/AC/NEXDENT N5100 3D SYS/RESIN TRAY
IM00436 | 3D Printer Accessories-Next Dent- N5100 3D System- Resin Tray Garbage | 199055GARBAGETRAY |  | A Class | NO. | NO. | I-Inventory | FG-Finish Good | R | Accessories | 3D Printer-Accessoreis | CAD CAM | Main Location | 90330000 |  | FIFO | Next Dent | [8 empty] | 0 | 0 | 0 | 1 | 0 | 0 | [6 empty] | NO. | 1 |  | 3D/3DP/AC/NEXDENT N5100 3D SYS/RESIN TRAY GARBAGE
IM00437 | 3D Printer Accessories-Next Dent- N5100 3D System- Resin Tray Kit | 199055N5100RESINTRAY |  | A Class | NO. | NO. | I-Inventory | FG-Finish Good | R | Accessories | 3D Printer-Accessoreis | CAD CAM | Main Location | 90330000 |  | FIFO | Next Dent | [8 empty] | 0 | 0 | 0 | 1 | 0 | 0 | [6 empty] | NO. | 1 |  | 3D/3DP/AC/NEXDENT N5100 3D SYSTEM/RESIN TRAY KIT
IM00438 | 3D Printer Accessories-Next Dent- N5100 3D System- Wheels Base-Trolly | 199055N5100WHEELBASE |  | A Class | NO. | NO. | I-Inventory | FG-Finish Good | R | Accessories | 3D Printer-Accessoreis | CAD CAM | Main Location | 90330000 |  | FIFO | Next Dent | [8 empty] | 0 | 0 | 0 | 1 | 0 | 0 | [6 empty] | NO. | 1 |  | 3D/3DP/AC/NEXTDENT N5100 WHEEL BASE/TROLLY
IM00439 | 3D Printer Accessories-Next Dent- Dental LC-3D Pritner UV Post Curing Light | 199055UVPOSTCURINGUNITLC3D |  | A Class | NO. | NO. | I-Inventory | FG-Finish Good | R | Accessories | 3D Printer-Accessoreis | CAD CAM | Main Location | 90184900 |  | FIFO | Next Dent | [8 empty] | 0 | 0 | 0 | 1 | 0 | 0 | [6 empty] | NO. | 1 |  | 3D/3DP/MC/NEXTDENT/DENTAL LC-3D PRINT UV POST CURING UNIT
IM00440 | 3D Printer Accessories-3DDX- FEP Film 100 Micron | 192055UDLARCBEAMFEBFLIM |  | A Class | NO. | NO. | I-Inventory | FG-Finish Good | R | Accessories | 3D Printer-Accessoreis | CAD CAM | Main Location | 39109090 |  | FIFO | 3DDX | [8 empty] | 0 | 0 | 0 | 1 | 0 | 0 | [6 empty] | NO. | 1 |  | 3D/UNICORN ARCBEAM/FEP FILM 100 MICRON
IM00441 | 3D Printer Accessories-MoonRay-Dental Resin Tank | 156055RESINTANK |  | A Class | NO. | NO. | I-Inventory | FG-Finish Good | C | Accessories | 3D Printer-Accessoreis | CAD CAM | Main Location | 39019090 |  | FIFO | MoonRay | [8 empty] | 0 | 0 | 0 | 1 | 0 | 0 | [6 empty] | NO. | 1 |  | ZH/3DP/AC/MOONRAY/DENTAL RESIN TANK
IM00442 | 3D Printer Accessories-Phorozen-Dental Fep Film A4 | 2023FEPFILMA4 |  | A Class | NO. | NO. | I-Inventory | FG-Finish Good | C | Accessories | 3D Printer-Accessoreis | CAD CAM | Main Location | 90330000 |  | FIFO | Phorozen | [8 empty] | 0 | 0 | 0 | 1 | 0 | 0 | [6 empty] | NO. | 1 |  | PH/3DP/CM/DENTAL FEP FILM A4
IM00443 | 3D Printer Accessories-Phorozen-Dental Fep Film Tf | 2023FEPFILMTF |  | A Class | NO. | NO. | I-Inventory | FG-Finish Good | C | Accessories | 3D Printer-Accessoreis | CAD CAM | Main Location | 90330000 |  | FIFO | Phorozen | [8 empty] | 0 | 0 | 0 | 1 | 0 | 0 | [6 empty] | NO. | 1 |  | PH/3DP/CM/DENTAL FEP FILM TF
IM00444 | 3D Printer-Accessories- 3DDX- 3D Diagnostix- Dental Surgical KIT | 146039SURGICALKIT |  | A Class | NOS. | NOS. | I-Inventory | FG-Finish Good | R | Accessories | 3D Printer-Accessoreis | Dental Equiment | Main Location | 90184900 |  | FIFO | 3DDX | [8 empty] | 0 | 0 | 0 | 1 | 0 | 0 | [6 empty] | NOS. | 1 |  | 3D/SK/3D DIAGNOSTIX/DENTAL SURGICAL KIT 3DDX
IM00445 | 3D Printer Spares-Anycubic-Photon Main Board- Zhp003 | 189046PCBAHP003 |  | A Class | NO. | NO. | I-Inventory | FG-Finish Good | R | Spares | 3D Printer-Spares | CAD CAM | Main Location | 90330000 |  | FIFO | Anycubic | [8 empty] | 0 | 0 | 0 | 1 | 0 | 0 | [6 empty] | NO. | 1 |  | SD/AC/ANYCUBIC PHOTON MAIN BOARD- ZHP003
IM00446 | 3D Printer Spares-Anycubic 3D Imaging System Tank Without Fep Film | 189055TANKWOFEPFLIM |  | A Class | NO. | NO. | I-Inventory | FG-Finish Good | R | Spares | 3D Printer-Spares | CAD CAM | Main Location | 90184900 |  | FIFO | Anycubic | [8 empty] | 0 | 0 | 0 | 1 | 0 | 0 | [6 empty] | NO. | 1 |  | SD/MC/ANYCUBIC/3D IMAGING SYS/TANK WITHOUT FEP FILM
IM00447 | 3D Printer Spares-Anycubic-Led Projector With PCB | 189055LEDPROJECTORWITHPCB |  | A Class | NO. | NO. | I-Inventory | FG-Finish Good | R | Spares | 3D Printer-Spares | CAD CAM | Main Location | 90330000 |  | FIFO | Anycubic | [8 empty] | 0 | 0 | 0 | 1 | 0 | 0 | [6 empty] | NO. | 1 |  | ANYCUBIC/3DP/SP/ LED PROJECTOR WITH PCB
IM00448 | 3D Printer Spares-Anycubic- Motor & Motor Assembly | 189055MOTORASSMBLY |  | A Class | NO. | NO. | I-Inventory | FG-Finish Good | R | Spares | 3D Printer-Spares | CAD CAM | Main Location | 90330000 |  | FIFO | Anycubic | [8 empty] | 0 | 0 | 0 | 1 | 0 | 0 | [6 empty] | NO. | 1 |  | ANYCUBIC/3DP/SP/ MOTOR & MOTOR ASSEMBLY
IM00449 | 3D Printer Spares-Anycubic-Exhaust Fan Big | 189055EXHAUSTFANBIG |  | A Class | NO. | NO. | I-Inventory | FG-Finish Good | R | Spares | 3D Printer-Spares | CAD CAM | Main Location | 90330000 |  | FIFO | Anycubic | [8 empty] | 0 | 0 | 0 | 1 | 0 | 0 | [6 empty] | NO. | 1 |  | ANYCUBIC/3DP/SP/EXHAUST FAN BIG
IM00450 | 3D Printer Spares-Anycubic-Exhaust Fan Small Set | 189055EXHAUSTFANSMALLSET |  | A Class | NO. | NO. | I-Inventory | FG-Finish Good | R | Spares | 3D Printer-Spares | CAD CAM | Main Location | 90330000 |  | FIFO | Anycubic | [8 empty] | 0 | 0 | 0 | 1 | 0 | 0 | [6 empty] | NO. | 1 |  | ANYCUBIC/3DP/SP/EXHAUST FAN SMALL SET
IM00451 | 3D Printer Spares-Anycubic-Printer 2K Lcd | 189055PRINTER2KLCD |  | A Class | NO. | NO. | I-Inventory | FG-Finish Good | R | Spares | 3D Printer-Spares | CAD CAM | Main Location | 90330000 |  | FIFO | Anycubic | [8 empty] | 0 | 0 | 0 | 1 | 0 | 0 | [6 empty] | NO. | 1 |  | ANYCUBIC/3DP/SP/PRINTER 2K LCD
IM00452 | 3D Printer Spares-Anycubic-Printer 2K Lcd Photon S | 1890552KLCDPHOTONS |  | A Class | NO. | NO. | I-Inventory | FG-Finish Good | R | Spares | 3D Printer-Spares | CAD CAM | Main Location | 90330000 |  | FIFO | Anycubic | [8 empty] | 0 | 0 | 0 | 1 | 0 | 0 | [6 empty] | NO. | 1 |  | ANYCUBIC/3DP/SP/PRINTER 2K LCD PHOTON S
IM00453 | 3D Printer Spares-Anycubic-Printer Resin Tank | 189055PRINTERRESINTANK |  | A Class | NO. | NO. | I-Inventory | FG-Finish Good | R | Spares | 3D Printer-Spares | CAD CAM | Main Location | 90330000 |  | FIFO | Anycubic | [8 empty] | 0 | 0 | 0 | 1 | 0 | 0 | [6 empty] | NO. | 1 |  | ANYCUBIC/3DP/SP/PRINTER RESIN TANK
IM00454 | 3D Printer Spares-Anycubic-Printer Tft Touch Screen | 189055TFTTOUCHSCREEN |  | A Class | NO. | NO. | I-Inventory | FG-Finish Good | R | Spares | 3D Printer-Spares | CAD CAM | Main Location | 90330000 |  | FIFO | Anycubic | [8 empty] | 0 | 0 | 0 | 1 | 0 | 0 | [6 empty] | NO. | 1 |  | ANYCUBIC/3DP/SP/PRINTER TFT TOUCH SCREEN
IM00455 | 3D Printer Spares-Anycubic-Printer Uv Led Set | 189055PRINTERUVLEDSET |  | A Class | NO. | NO. | I-Inventory | FG-Finish Good | R | Spares | 3D Printer-Spares | CAD CAM | Main Location | 90330000 |  | FIFO | Anycubic | [8 empty] | 0 | 0 | 0 | 1 | 0 | 0 | [6 empty] | NO. | 1 |  | ANYCUBIC/3DP/SP/PRINTER UV LED SET
IM00456 | 3D Printer Spares-Anycubic-Printing Platform Complete Set | 1890553DPTRPLATFORMSET |  | A Class | NO. | NO. | I-Inventory | FG-Finish Good | R | Spares | 3D Printer-Spares | CAD CAM | Main Location | 90330000 |  | FIFO | Anycubic | [8 empty] | 0 | 0 | 0 | 1 | 0 | 0 | [6 empty] | NO. | 1 |  | ANYCUBIC/3DP/SP/PRINTING PLATFORM COMPLETE SET
IM00457 | 3D Printer Spares-Anycubic-Printing Platform Complete Set Photon S | 189055PRINTINGPLATFORMPHOTONS |  | A Class | NO. | NO. | I-Inventory | FG-Finish Good | C | Spares | 3D Printer-Spares | CAD CAM | Main Location | 90330000 |  | FIFO | Anycubic | [8 empty] | 0 | 0 | 0 | 1 | 0 | 0 | [6 empty] | NO. | 1 |  | ANYCUBIC/3DP/SP/PRINTING PLATFORM COMPLETE SET PHOTON S
IM00458 | 3D Printer Spares-Anycubic-Supply Connector And Switch | 189055SUPPLYCONNCSWITCH |  | A Class | NO. | NO. | I-Inventory | FG-Finish Good | R | Spares | 3D Printer-Spares | CAD CAM | Main Location | 90330000 |  | FIFO | Anycubic | [8 empty] | 0 | 0 | 0 | 1 | 0 | 0 | [6 empty] | NO. | 1 |  | ANYCUBIC/3DP/SP/SUPPLY CONNECTOR AND SWITCH
IM00459 | 3D Printer Spares-Anycubic-USB Cable | 189055USBCABLE |  | A Class | NO. | NO. | I-Inventory | FG-Finish Good | R | Spares | 3D Printer-Spares | CAD CAM | Main Location | 90330000 |  | FIFO | Anycubic | [8 empty] | 0 | 0 | 0 | 1 | 0 | 0 | [6 empty] | NO. | 1 |  | ANYCUBIC/3DP/SP/USB CABLE
IM00460 | 3D Printer Spares-Anycubic-Z Axis Screw Motor Photon S | 189055ZAXISSCREWPHOTONS |  | A Class | NO. | NO. | I-Inventory | FG-Finish Good | R | Spares | 3D Printer-Spares | CAD CAM | Main Location | 90330000 |  | FIFO | Anycubic | [8 empty] | 0 | 0 | 0 | 1 | 0 | 0 | [6 empty] | NO. | 1 |  | ANYCUBIC/3DP/SP/Z AXIS SCREW MOTOR PHOTON S
IM00461 | 3D Printer Spares- Anycubic-Photon Main Board Photon S | 189055MAINBOARDPHOTONS |  | A Class | NO. | NO. | I-Inventory | FG-Finish Good | R | Spares | 3D Printer-Spares | CAD CAM | Main Location | 90330000 |  | FIFO | Anycubic | [8 empty] | 0 | 0 | 0 | 1 | 0 | 0 | [6 empty] | NO. | 1 |  | ANYCUBIC/AC/ANYCUBIC PHOTON MAIN BOARD PHOTON S
IM00462 | 3D Printer Spares-Flashforge-Creator 3 Hardened Nozzle 0.4 MM | 1970553HARDENEDNOZZLE0.4MM |  | A Class | NO. | NO. | I-Inventory | FG-Finish Good | R | Spares | 3D Printer-Spares | CAD CAM | Main Location | 90330000 |  | FIFO | Flashforge | [8 empty] | 0 | 0 | 0 | 1 | 0 | 0 | [6 empty] | NO. | 1 |  | ZF/3DP/SP/ FLASHFORGE PRINTER/CREATOR 3 HARDENED NOZZLE 0.4MM
IM00463 | 3D Printer Spares-Flashforge-Creator Flexible Spring Build Plate | 197055CREATIRFLEXIBLESPRING |  | A Class | NO. | NO. | I-Inventory | FG-Finish Good | C | Spares | 3D Printer-Spares | CAD CAM | Main Location | 90330000 |  | FIFO | Flashforge | [8 empty] | 0 | 0 | 0 | 1 | 0 | 0 | [6 empty] | NO. | 1 |  | ZF/3DP/SP/ FLASHFORGE PRINTER/CREATOR FLEXIBLE SPRING BUILD PLATE
IM00464 | 3D Printer Spares-Flashforge-Creator Nozzle Carbon Fiber Filament | 197055CREATORNOZZLEFIBERFILAMENT |  | A Class | NO. | NO. | I-Inventory | FG-Finish Good | R | Spares | 3D Printer-Spares | CAD CAM | Main Location | 90330000 |  | FIFO | Flashforge | [8 empty] | 0 | 0 | 0 | 1 | 0 | 0 | [6 empty] | NO. | 1 |  | ZF/3DP/SP/ FLASHFORGE PRINTER/CREATOR NOZZLE CARBON FIBER FILAMENT
IM00465 | 3D Printer Spares-Flashforge-Creator X Axis Left Motor Wire | 197052FLASHFORGEXAXISLEFTMOTORWIRE |  | A Class | NOS | NOS | I-Inventory | FG-Finish Good | R | Spares | 3D Printer-Spares | CAD CAM | Main Location | 90330000 |  | FIFO | Flashforge | [8 empty] | 0 | 0 | 0 | 1 | 0 | 0 | [6 empty] | NOS | 1 |  | ZF/3DP/SP/ FLASHFORGE PRINTER/CREATOR X AXIS LEFT MOTOR WIRE
IM00466 | 3D Printer Spares-Flashforge-Creator Screen Cable | 197052FLASHFORGESCREENCABLE |  | A Class | NOS | NOS | I-Inventory | FG-Finish Good | R | Spares | 3D Printer-Spares | CAD CAM | Main Location | 90330000 |  | FIFO | Flashforge | [8 empty] | 0 | 0 | 0 | 1 | 0 | 0 | [6 empty] | NOS | 1 |  | ZF/3DP/SP/ FLASHFORGE PRINTER/CREATORÃÂ SCREEN CABLE
IM00467 | 3D Printer Spares-Flashforge-Creator Touchscreen | 197052FLASHFORGETOUCHSCREEN |  | A Class | NOS | NOS | I-Inventory | FG-Finish Good | R | Spares | 3D Printer-Spares | CAD CAM | Main Location | 90330000 |  | FIFO | Flashforge | [8 empty] | 0 | 0 | 0 | 1 | 0 | 0 | [6 empty] | NOS | 1 |  | ZF/3DP/SP/ FLASHFORGE PRINTER/CREATORÃÂ TOUCHSCREEN
IM00468 | 3D Printer Spares-Flashforge-Creator X Axis Motor | 197052FLASHFORGEXAXISMOTOR |  | A Class | NOS | NOS | I-Inventory | FG-Finish Good | R | Spares | 3D Printer-Spares | CAD CAM | Main Location | 90330000 |  | FIFO | Flashforge | [8 empty] | 0 | 0 | 0 | 1 | 0 | 0 | [6 empty] | NOS | 1 |  | ZF/3DP/SP/ FLASHFORGE PRINTER/CREATORÃÂ X AXIS MOTOR
IM00469 | 3D Printer Spares-Flashforge-Creator X Axis Right Motor Wire | 197052FLASHFORGEXAXISRIGHTMOTORWIRE |  | A Class | NOS | NOS | I-Inventory | FG-Finish Good | R | Spares | 3D Printer-Spares | CAD CAM | Main Location | 90330000 |  | FIFO | Flashforge | [8 empty] | 0 | 0 | 0 | 1 | 0 | 0 | [6 empty] | NOS | 1 |  | ZF/3DP/SP/ FLASHFORGE PRINTER/CREATORÃÂ X AXIS RIGHT MOTOR WIRE
IM00470 | 3D Printer Spares-Formlabs- Form 2-Build Plateform | 176055PLATEFORM |  | A Class | NO. | NO. | I-Inventory | FG-Finish Good | R | Spares | 3D Printer-Spares | CAD CAM | Main Location | 90184900 |  | FIFO | Formlabs | [8 empty] | 0 | 0 | 0 | 1 | 0 | 0 | [6 empty] | NO. | 1 |  | FL/AC/3D PRINTER/FORM 2/BUILD PLATEFORM
IM00471 | 3D Printer Spares-Formlabs- Form Cure | 176055FORMCURE |  | A Class | NO. | NO. | I-Inventory | FG-Finish Good | R | Spares | 3D Printer-Spares | CAD CAM | Main Location | 90184900 |  | FIFO | Formlabs | [8 empty] | 0 | 0 | 0 | 1 | 0 | 0 | [6 empty] | NO. | 1 |  | FL/AC/FORMLABS 3D PRINTER/FORM CURE
IM00472 | 3D Printer Spares- Formlbas-Form Wash | 176055FORMWASH |  | A Class | NO. | NO. | I-Inventory | FG-Finish Good | R | Spares | 3D Printer-Spares | CAD CAM | Main Location | 90184900 |  | FIFO | Formlabs | [8 empty] | 0 | 0 | 0 | 1 | 0 | 0 | [6 empty] | NO. | 1 |  | FL/AC/FORMLABS 3D PRINTER/FORM WASH
IM00473 | 3D Printer Spares-Formlabs-Tank For 3D Printer | 176055LTTANK |  | A Class | NO. | NO. | I-Inventory | FG-Finish Good | R | Spares | 3D Printer-Spares | CAD CAM | Main Location | 90184900 |  | FIFO | Formlabs | [8 empty] | 0 | 0 | 0 | 1 | 0 | 0 | [6 empty] | NO. | 1 |  | FL/CA/AC/RESIN LT-TANK FOR 3D PRINTER
IM00474 | 3D Printer Spares-Formlab-Glass Panel Assembly | 176055FLGLASSPANELASSEMBLY |  | A Class | NO. | NO. | I-Inventory | FG-Finish Good | R | Spares | 3D Printer-Spares | CAD CAM | Main Location | 84439990 |  | FIFO | Formlabs | [8 empty] | 0 | 0 | 0 | 1 | 0 | 0 | [6 empty] | NO. | 1 |  | FL/3DP/SP/FORMLAB 2/GLASS PANEL ASSEMBLY
IM00475 | 3D Printer Spares-Formlab-Resin Tank For 3D Printer | 176056RESINTANK |  | A Class | NOS. | NOS. | I-Inventory | FG-Finish Good | R | Spares | 3D Printer-Spares | CAD CAM | Main Location | 39269099 |  | FIFO | Formlabs | [8 empty] | 0 | 0 | 0 | 1 | 0 | 0 | [6 empty] | NOS. | 1 |  | FL/CA/AC/RESIN TANK FOR 3D PRINTER
IM00476 | 3D Printer Spares-Moonray-Projector | 156055PROJECTOR |  | A Class | NO. | NO. | I-Inventory | FG-Finish Good | R | Spares | 3D Printer-Spares | CAD CAM | Main Location | 90184900 |  | FIFO | MoonRay | [8 empty] | 0 | 0 | 0 | 1 | 0 | 0 | [6 empty] | NO. | 1 |  | ZH/3DP/SP/MOONRAY PROJECTOR
IM00477 | 3D Printer Spares- Next Dent- N5100 Carbon Filter-480220 | 199052NEXTFILT480220 |  | A Class | NOS | NOS | I-Inventory | FG-Finish Good | C | Spares | 3D Printer-Spares | CAD CAM | Main Location | 90330000 |  | FIFO | Next Dent | [8 empty] | 0 | 0 | 0 | 1 | 0 | 0 | [6 empty] | NOS | 1 |  | 3D/3DP/SP/NEXTDENT N5100 CARBON FILTER-480220
IM00478 | 3D Printer Spares- Next Dent- N5100 Intake Filter-480225 | 199052NEXTFILT480225 |  | A Class | NOS | NOS | I-Inventory | FG-Finish Good | C | Spares | 3D Printer-Spares | CAD CAM | Main Location | 90330000 |  | FIFO | Next Dent | [8 empty] | 0 | 0 | 0 | 1 | 0 | 0 | [6 empty] | NOS | 1 |  | 3D/3DP/SP/NEXTDENT N5100 INTAKE FILTER-480225
IM00479 | 3D Printer Spares-Phorozen-Phrozen 3D Printer Sonic Mighty 4K End Stop Sensor | 2020553DPMIGHTY4KENDSTOPBOARD |  | A Class | NO. | NO. | I-Inventory | FG-Finish Good | R | Spares | 3D Printer-Spares | CAD CAM | Main Location | 90330000 |  | FIFO | Phorozen | [8 empty] | 0 | 0 | 0 | 1 | 0 | 0 | [6 empty] | NO. | 1 |  | PH/3DP/MC/PHROZEN 3D PRINTER SONIC MIGHTY 4K END STOP SENSOR
IM00480 | 3D Printer Spares-Phorozen-Phrozen 3D Printer Transform Fast End Stop Sensor | 2020553DPTRANSFASTENDSTOPSENSOR |  | A Class |  |  | I-Inventory | TG-Trading Good |  | Spares | 3D Printer-Spares | CAD CAM | Main Location |  |  | FIFO | Phorozen | [8 empty] | 0 | 0 | 0 | 1 | 0 | 0 | [7 empty] | 1 |  | PH/3DP/MC/PHROZEN 3D PRINTER TRANSFORM FAST END STOP SENSOR
IM00481 | 3D Printer Spares-Phorozen-Phrozen 3D Printer Fep Film | 2020553DPRINTERFEPFILM |  | A Class |  |  | I-Inventory | FG-Finish Good | C | Spares | 3D Printer-Spares | CAD CAM | Main Location | 90330000 |  | FIFO | Phorozen | [8 empty] | 0 | 0 | 0 | 1 | 0 | 0 | [7 empty] | 1 |  | PH/3DP/MC/PHROZEN 3D PRINTER FEP FILM
IM00482 | 3D Printer Spares-Phorozen-Phrozen 3D Printer Sonic Mighty 4K Touch Panel | 2020553DPMIGHTY4KTOUCHPANEL |  | A Class |  |  | I-Inventory | FG-Finish Good | R | Spares | 3D Printer-Spares | CAD CAM | Main Location | 90330000 |  | FIFO | Phorozen | [8 empty] | 0 | 0 | 0 | 1 | 0 | 0 | [7 empty] | 1 |  | PH/3DP/MC/PHROZEN 3D PRINTER SONIC MIGHTY 4K TOUCH PANEL
IM00483 | 3D Printer Spares-Phorozen-Phrozen 3D Printer Sonic Mini 4K Touch Panel | 2020553DPMINI4KTOUCHPANEL |  | A Class |  |  | I-Inventory | FG-Finish Good | R | Spares | 3D Printer-Spares | CAD CAM | Main Location | 90330000 |  | FIFO | Phorozen | [8 empty] | 0 | 0 | 0 | 1 | 0 | 0 | [7 empty] | 1 |  | PH/3DP/MC/PHROZEN 3D PRINTER SONIC MINI 4K TOUCH PANEL
IM00484 | 3D Printer Spares-Phorozen-Phrozen 3D Printer Transform Fast Touch Panel | 2020553DPTRANSFASTTOUCHPANEL |  | A Class |  |  | I-Inventory | FG-Finish Good | R | Spares | 3D Printer-Spares | CAD CAM | Main Location | 90330000 |  | FIFO | Phorozen | [8 empty] | 0 | 0 | 0 | 1 | 0 | 0 | [7 empty] | 1 |  | PH/3DP/MC/PHROZEN 3D PRINTER TRANSFORM FAST TOUCH PANEL
IM00485 | 3D Printer Spares-Phorozen-Phrozen 3D Printer Transform Fast Motor | 2020553DPTRANSFASTMOTOR |  | A Class |  |  | I-Inventory | FG-Finish Good | R | Spares | 3D Printer-Spares | CAD CAM | Main Location | 90330000 |  | FIFO | Phorozen | [8 empty] | 0 | 0 | 0 | 1 | 0 | 0 | [7 empty] | 1 |  | PH/3DP/MC/PHROZEN 3D PRINTER TRANSFORM FAST MOTOR
IM00486 | 3D Printer Spares-Phorozen-Phrozen/Dental Curing Box | 202055CURINGBOX |  | A Class |  |  | I-Inventory | FG-Finish Good | C | Spares | 3D Printer-Spares | CAD CAM | Main Location | 84778090 |  | FIFO | Phorozen | [8 empty] | 0 | 0 | 0 | 1 | 0 | 0 | [7 empty] | 1 |  | PH/3DP/MC/PHROZEN/DENTAL CURING BOX
IM00487 | 3D Printer Spares-Phorozen-Ptr/Phrozen/Rapid Proto Type Sys. Mighty 4K 84778090 | 2023DPMIGHTY4K |  | A Class |  |  | I-Inventory | FG-Finish Good | R | Spares | 3D Printer-Spares | CAD CAM | Main Location | 84778090 |  | FIFO | Phorozen | [8 empty] | 0 | 0 | 0 | 1 | 0 | 0 | [7 empty] | 1 |  | PH/3DP/MC/PTR/PHROZEN/RAPID PROTO TYPE SYS. MIGHTY 4K 84778090
IM00488 | 3D Printer Spares-Phorozen-Ptr/Phrozen/Rapid Proto Type Sys. Sonic Xl 4K End Stop Sensor | 2020553DPXL4KENDSTOPSENSOR |  | A Class |  |  | I-Inventory | FG-Finish Good | R | Spares | 3D Printer-Spares | CAD CAM | Main Location | 90330000 |  | FIFO | Phorozen | [8 empty] | 0 | 0 | 0 | 1 | 0 | 0 | [7 empty] | 1 |  | PH/3DP/MC/PTR/PHROZEN/RAPID PROTO TYPE SYS. SONIC XL 4K END STOP SENSOR
IM00489 | 3D Printer Spares-Phorozen-Ptr/Phrozen/Rapid Proto Type Sys. Sonic Xl 4K Touch Panel | 2020553DPXL4KTOUCHPANEL |  | A Class |  |  | I-Inventory | FG-Finish Good | R | Spares | 3D Printer-Spares | CAD CAM | Main Location | 90330000 |  | FIFO | Phorozen | [8 empty] | 0 | 0 | 0 | 1 | 0 | 0 | [7 empty] | 1 |  | PH/3DP/MC/PTR/PHROZEN/RAPID PROTO TYPE SYS. SONIC XL 4K TOUCH PANEL
IM00490 | 3D Printer Spares-Phorozen-Phrozen 3D Printer Sonic Mighty 4K Z-Axis Screw With Motor | 202052AXISSCREWANDMOTOR |  | A Class |  |  | I-Inventory | FG-Finish Good | R | Spares | 3D Printer-Spares | CAD CAM | Main Location | 90330000 |  | FIFO | Phorozen | [8 empty] | 0 | 0 | 0 | 1 | 0 | 0 | [7 empty] | 1 |  | 3D Printer Spares-Phorozen-PHROZEN 3D PRINTER SONIC MIGHTY 4K Z-AXIS SCREW WITH MOTOR
IM00491 | 3D Printer Spres-Phrozen-3D Printer Aluminium Resin Tank Vat 6.1 Sonic Mini 4K-Csrv61Al | 202055DPTANKCSRV61AL |  | A Class |  |  | I-Inventory | FG-Finish Good | R | Spares | 3D Printer-Spares | CAD CAM | Main Location | 90330000 |  | FIFO | Phorozen | [8 empty] | 0 | 0 | 0 | 1 | 0 | 0 | [7 empty] | 1 |  | PH/3DP/MC/PHROZEN 3D PRINTER ALUMINIUM RESIN TANK VAT 6.1 SONIC MINI 4K-CSRV61AL
IM00492 | 3D Printer Spares-Phorozen-Phrozen 3D Printer Transform Fast Power Supply | 2020553DPTRANSFASTPOWERSUPPLY |  | A Class |  |  | I-Inventory | FG-Finish Good | R | Spares | 3D Printer-Spares | CAD CAM | Main Location | 90330000 |  | FIFO | Phorozen | [8 empty] | 0 | 0 | 0 | 1 | 0 | 0 | [7 empty] | 1 |  | PH/3DP/MC/PHROZEN 3D PRINTER TRANSFORM FAST POWER SUPPLY
IM00493 | 3D Printer Spares-Phorozen-Phrozen 3D Printer Lcd Module Shuffle Xl | 2020553DPRINTERSHUFFLEXL |  | A Class |  |  | I-Inventory | FG-Finish Good | C | Spares | 3D Printer-Spares | CAD CAM | Main Location | 90330000 |  | FIFO | Phorozen | [8 empty] | 0 | 0 | 0 | 1 | 0 | 0 | [7 empty] | 1 |  | PH/3DP/MC/PHROZEN 3D PRINTER LCD MODULE SHUFFLE XL
IM00494 | 3D Printer Spares-Phorozen-Phrozen 3D Printer Lcd Module Sonic Mini | 2020553DPRINTERSONICMINI |  | A Class |  |  | I-Inventory | FG-Finish Good | C | Spares | 3D Printer-Spares | CAD CAM | Main Location | 90330000 |  | FIFO | Phorozen | [8 empty] | 0 | 0 | 0 | 1 | 0 | 0 | [7 empty] | 1 |  | PH/3DP/MC/PHROZEN 3D PRINTER LCD MODULE SONIC MINI
IM00495 | 3D Printer Spares-Phorozen-Phrozen 3D Printer Sonic Mini 4K Lcd Module | 2020553DPMINI4KLCDMODULE |  | A Class |  |  | I-Inventory | FG-Finish Good | R | Spares | 3D Printer-Spares | CAD CAM | Main Location | 90330000 |  | FIFO | Phorozen | [8 empty] | 0 | 0 | 0 | 1 | 0 | 0 | [7 empty] | 1 |  | PH/3DP/MC/PHROZEN 3D PRINTER SONIC MINI 4K LCD MODULE
IM00496 | 3D Printer Spares-Phorzen -3D Printer Aluminium Resin Tank Vat 9.3 Mighty/Sonic Xl 4K Csrv93Al-1 | 202055DPTANKCSRV93AL1 |  | A Class |  |  | I-Inventory | FG-Finish Good | R | Spares | 3D Printer-Spares | CAD CAM | Main Location | 90330000 |  | FIFO | Phorozen | [8 empty] | 0 | 0 | 0 | 1 | 0 | 0 | [7 empty] | 1 |  | PH/3DP/MC/PHROZEN 3D PRINTER ALUMINIUM RESIN TANK VAT 9.3 MIGHTY/SONIC XL 4K CSRV93AL-1
IM00497 | 3D Printer Spares-Phorozen-Ptr/Phrozen/Rapid Proto Type Sys. Sonic Xl 4K Power Supply | 2020553DPXL4KPOWERSUPPLY |  | A Class |  |  | I-Inventory | FG-Finish Good | R | Spares | 3D Printer-Spares | CAD CAM | Main Location | 90330000 |  | FIFO | Phorozen | [8 empty] | 0 | 0 | 0 | 1 | 0 | 0 | [7 empty] | 1 |  | PH/3DP/MC/PTR/PHROZEN/RAPID PROTO TYPE SYS. SONIC XL 4K POWER SUPPLY
IM00498 | 3D Printer Spares-Phorozen-Ptr/Phrozen/Rapid Proto Type Sys. Sonic Xl 4K Lcd Driver | 2020553DPXL4KLCDDRIVER |  | A Class |  |  | I-Inventory | FG-Finish Good | R | Spares | 3D Printer-Spares | CAD CAM | Main Location | 90330000 |  | FIFO | Phorozen | [8 empty] | 0 | 0 | 0 | 1 | 0 | 0 | [7 empty] | 1 |  | PH/3DP/MC/PTR/PHROZEN/RAPID PROTO TYPE SYS. SONIC XL 4K LCD DRIVER
IM00499 | 3D Printer Spares-Phorozen-Phrozen 3D Printer Transform Fast Lcb Driver | 2020553DPTRANSFASTLCBDRIVER |  | A Class |  |  | I-Inventory | FG-Finish Good | R | Spares | 3D Printer-Spares | CAD CAM | Main Location | 90330000 |  | FIFO | Phorozen | [8 empty] | 0 | 0 | 0 | 1 | 0 | 0 | [7 empty] | 1 |  | PH/3DP/MC/PHROZEN 3D PRINTER TRANSFORM FAST LCB DRIVER
IM00500 | 3D Printer Spares-Phorozen-Phrozen 3D Printer Transform Fast Main Board | 2020553DPTRANSFASTMAINBOARD |  | A Class |  |  | I-Inventory | FG-Finish Good | R | Spares | 3D Printer-Spares | CAD CAM | Main Location |  |  | FIFO | Phorozen | [8 empty] | 0 | 0 | 0 | 1 | 0 | 0 | [7 empty] | 1 |  | PH/3DP/MC/PHROZEN 3D PRINTER TRANSFORM FAST MAIN BOARD
IM00501 | 3D Printer Spares-Phorozen-Phrozen 3D Printer Sonic Mighty 4K Main Board | 2020553DPMIGHTY4KMAINBOARD |  | A Class |  |  | I-Inventory | FG-Finish Good | R | Spares | 3D Printer-Spares | CAD CAM | Main Location | 90330000 |  | FIFO | Phorozen | [8 empty] | 0 | 0 | 0 | 1 | 0 | 0 | [7 empty] | 1 |  | PH/3DP/MC/PHROZEN 3D PRINTER SONIC MIGHTY 4K MAIN BOARD
IM00502 | 3D Printer Spares-Phorozen-Phrozen 3D Printer Sonic Mini 4K Main Board | 2020553DPMINI4KMAINBOARD |  | A Class |  |  | I-Inventory | FG-Finish Good | R | Spares | 3D Printer-Spares | CAD CAM | Main Location | 90330000 |  | FIFO | Phorozen | [8 empty] | 0 | 0 | 0 | 1 | 0 | 0 | [7 empty] | 1 |  | PH/3DP/MC/PHROZEN 3D PRINTER SONIC MINI 4K MAIN BOARD
IM00503 | 3D Printer Spares-Phorozen-Phrozen 3D Printer Sonic Mini Main Board | 2020553DPMINIMAINBOARD |  | A Class |  |  | I-Inventory | FG-Finish Good | R | Spares | 3D Printer-Spares | CAD CAM | Main Location | 90330000 |  | FIFO | Phorozen | [8 empty] | 0 | 0 | 0 | 1 | 0 | 0 | [7 empty] | 1 |  | PH/3DP/MC/PHROZEN 3D PRINTER SONIC MINI MAIN BOARD
IM00504 | 3D Printer Spares-Phorozen-Phrozen 3D Printer Sonic Mighty 4K Lcd Module | 2020553DPMIGHTY4KLCDMODULE |  | A Class |  |  | I-Inventory | FG-Finish Good | R | Spares | 3D Printer-Spares | CAD CAM | Main Location | 90330000 |  | FIFO | Phorozen | [8 empty] | 0 | 0 | 0 | 1 | 0 | 0 | [7 empty] | 1 |  | PH/3DP/MC/PHROZEN 3D PRINTER SONIC MIGHTY 4K LCD MODULE
IM00505 | 3D Printer Spares-Phorozen-Ptr/Phrozen/Rapid Proto Type Sys. Sonic Xl 4K Main Board | 2020553DPXL4KMAINBOARD |  | A Class |  |  | I-Inventory | FG-Finish Good | R | Spares | 3D Printer-Spares | CAD CAM | Main Location | 90330000 |  | FIFO | Phorozen | [8 empty] | 0 | 0 | 0 | 1 | 0 | 0 | [7 empty] | 1 |  | PH/3DP/MC/PTR/PHROZEN/RAPID PROTO TYPE SYS. SONIC XL 4K MAIN BOARD
IM00506 | 3D Printer Spres-Shining 3D- 3D Printer Motherboard | 184052MOTHERBOARD |  | A Class |  |  | I-Inventory | FG-Finish Good | R | Spares | 3D Printer-Spares | CAD CAM | Main Location | 90330000 |  | FIFO | Shining 3D | [8 empty] | 0 | 0 | 0 | 1 | 0 | 0 | [7 empty] | 1 |  | SHENZHENCREALITY/SP/ 3D PRINTER MOTHERBOARD
IM00507 | 3D Printer Spares-Uniontech-Pcu-60/Post Curing Unit | 210063PCU60 |  | A Class |  |  | I-Inventory | FG-Finish Good | R | Spares | 3D Printer-Spares | CAD CAM | Main Location | 84778090 |  | FIFO | Uniontech | [8 empty] | 0 | 0 | 0 | 1 | 0 | 0 | [7 empty] | 1 |  | SU/3DP/AC/PCU-60/POST CURING UNIT
IM00508 | 3D Printer Spares-Uniontech-Calibration Bd-600 With Beam Cmr | 210063CALIBRATION |  | A Class |  |  | I-Inventory | FG-Finish Good | R | Spares | 3D Printer-Spares | CAD CAM | Main Location | 84778090 |  | FIFO | Uniontech | [8 empty] | 0 | 0 | 0 | 1 | 0 | 0 | [7 empty] | 1 |  | SU/3DP/AC/CALIBRATION BD-600 WITH BEAM CMR
IM00509 | 3D Printer Spares-Uniontech-Resin Re-Cycling Tank Rrt-60 | 210063RESINTANK60 |  | A Class |  |  | I-Inventory | FG-Finish Good | R | Spares | 3D Printer-Spares | CAD CAM | Main Location | 84778090 |  | FIFO | Uniontech | [8 empty] | 0 | 0 | 0 | 1 | 0 | 0 | [7 empty] | 1 |  | SU/3DP/AC/RESIN RE-CYCLING TANK RRT-60
IM00510 | 3D Printer Spares-Anycubic- 3D Imging System FEP Flim | 189046FEPFILM |  | A Class |  |  | I-Inventory | FG-Finish Good | R | Spares | 3D Printer-Spares | CAD CAM | Main Location | 90184900 |  | FIFO | Anycubic | [8 empty] | 0 | 0 | 0 | 1 | 0 | 0 | [7 empty] | 1 |  | SD/AC/ANYCUBIC/3D IMAGING SYSTEM/FEP FILM
IM00511 | 3D Printer Spares-Anycubic-3D Imaing System Tank | 189055TANK |  | A Class |  |  | I-Inventory | FG-Finish Good | R | Spares | 3D Printer-Spares | CAD CAM | Main Location | 73269099 |  | FIFO | Anycubic | [8 empty] | 0 | 0 | 0 | 1 | 0 | 0 | [7 empty] | 1 |  | SD/MC/ANYCUBIC 3D IMAGING SYSTEM TANK
IM00512 | Air Compressor Spares-Gnatus- Manometer 40Mm Compressor 20300054679 | 10100320300054600 |  | A Class |  |  | I-Inventory | FG-Finish Good | R | Spares | Air Compressor-Spares | Dental Equiment | Main Location | 90330000 |  | FIFO | Gnatus | [8 empty] | 0 | 0 | 0 | 1 | 0 | 0 | [7 empty] | 1 |  | GN/CO/ COMM MANOMETER 40mm COMPRESSOR 20300054679
IM00513 | Air Compressor Spares-Gnatus-Compresser Flexible Metal 300054691 | 101003300054691 |  | A Class |  |  | I-Inventory | FG-Finish Good | R | Spares | Air Compressor-Spares | Dental Equiment | Main Location | 90330000 |  | FIFO | Gnatus | [8 empty] | 0 | 0 | 0 | 1 | 0 | 0 | [7 empty] | 1 |  | GN/CO/SP COMPRESSER FLEXIBLE METAL 300054691
IM00514 | Air Compressor Spares-Gnatus-Compressor Connecting Rod Big 20300054721 | 1010032030054720 |  | A Class |  |  | I-Inventory | FG-Finish Good | R | Spares | Air Compressor-Spares | Dental Equiment | Main Location | 90330000 |  | FIFO | Gnatus | [8 empty] | 0 | 0 | 0 | 1 | 0 | 0 | [7 empty] | 1 |  | GN/CO/COMPRESSOR CONNECTING ROD BIG 20300054721
IM00515 | Air Compressor Spares-Gnatus-Compressor Flexible Conduit 20300054690 | 1.01e+17 |  | A Class |  |  | I-Inventory | FG-Finish Good | R | Spares | Air Compressor-Spares | Dental Equiment | Main Location | 90330000 |  | FIFO | Gnatus | [8 empty] | 0 | 0 | 0 | 1 | 0 | 0 | [7 empty] | 1 |  | GN/CO/COMPRESSOR FLEXIBLE CONDUIT 20300054690
IM00516 | Air Compressor Spares-Gnatus-Compressor Left Comp Head 21000000262 | 1.01e+17 |  | A Class |  |  | I-Inventory | FG-Finish Good | R | Spares | Air Compressor-Spares | Dental Equiment | Main Location | 90330000 |  | FIFO | Gnatus | [8 empty] | 0 | 0 | 0 | 1 | 0 | 0 | [7 empty] | 1 |  | GN/CO/COMPRESSOR LEFT COMP HEAD 21000000262
IM00517 | Air Compressor Spares-Gnatus-Compressor Left Housing 20300054717 | 1.01e+17 |  | A Class |  |  | I-Inventory | FG-Finish Good | R | Spares | Air Compressor-Spares | Dental Equiment | Main Location | 90330000 |  | FIFO | Gnatus | [8 empty] | 0 | 0 | 0 | 1 | 0 | 0 | [7 empty] | 1 |  | GN/CO/COMPRESSOR LEFT HOUSING 20300054717
IM00518 | Air Compressor Spares-Gnatus-Compressor Motor Bearing-Small 20300054729 | 10100320300054700 |  | A Class |  |  | I-Inventory | FG-Finish Good | R | Spares | Air Compressor-Spares | Dental Equiment | Main Location | 90330000 |  | FIFO | Gnatus | [8 empty] | 0 | 0 | 0 | 1 | 0 | 0 | [7 empty] | 1 |  | GN/CO/COMPRESSOR MOTOR BEARING-SMALL 20300054729
IM00519 | Air Compressor Spares-Gnatus-Compressor O Ring For Tube 20300054713 | 10100320300054700 |  | A Class |  |  | I-Inventory | FG-Finish Good | C | Spares | Air Compressor-Spares | Dental Equiment | Main Location | 90330000 |  | FIFO | Gnatus | [8 empty] | 0 | 0 | 0 | 1 | 0 | 0 | [7 empty] | 1 |  | GN/CO/COMPRESSOR O RING FOR TUBE 20300054713
IM00520 | Air Compressor Spares-Gnatus-Compressor O Ring For Valve Plate 20300054725 | 1010032100054720 |  | A Class |  |  | I-Inventory | FG-Finish Good | C | Spares | Air Compressor-Spares | Dental Equiment | Main Location | 90330000 |  | FIFO | Gnatus | [8 empty] | 0 | 0 | 0 | 1 | 0 | 0 | [7 empty] | 1 |  | GN/CO/COMPRESSOR O RING FOR VALVE PLATE 20300054725
IM00521 | Air Compressor Spares-Gnatus-Compressor Piston Bearing-Big 20300054728 | 1010033000054720 |  | A Class |  |  | I-Inventory | FG-Finish Good | R | Spares | Air Compressor-Spares | Dental Equiment | Main Location | 90330000 |  | FIFO | Gnatus | [8 empty] | 0 | 0 | 0 | 1 | 0 | 0 | [7 empty] | 1 |  | GN/CO/COMPRESSOR PISTON BEARING-BIG 20300054728
IM00522 | Air Compressor Spares-Gnatus-Compressor Piston Cap 20300054727 | 10100320300054700 |  | A Class |  |  | I-Inventory | FG-Finish Good | R | Spares | Air Compressor-Spares | Dental Equiment | Main Location | 90330000 |  | FIFO | Gnatus | [8 empty] | 0 | 0 | 0 | 1 | 0 | 0 | [7 empty] | 1 |  | GN/CO/COMPRESSOR PISTON CAP 20300054727
IM00523 | Air Compressor Spares-Gnatus-Compressor Pressure Plate Big | 101003PREPLATEBIG |  | A Class |  |  | I-Inventory | FG-Finish Good | R | Spares | Air Compressor-Spares | Dental Equiment | Main Location | 90330000 |  | FIFO | Gnatus | [8 empty] | 0 | 0 | 0 | 1 | 0 | 0 | [7 empty] | 1 |  | GN/CO/COMPRESSOR PRESSURE PLATE BIG
IM00524 | Air Compressor Spares-Gnatus-Compressor Pressure Plate Screw | 101003PREPLATESCREW |  | A Class |  |  | I-Inventory | FG-Finish Good | C | Spares | Air Compressor-Spares | Dental Equiment | Main Location | 90330000 |  | FIFO | Gnatus | [8 empty] | 0 | 0 | 0 | 1 | 0 | 0 | [7 empty] | 1 |  | GN/CO/COMPRESSOR PRESSURE PLATE SCREW
IM00525 | Air Compressor Spares-Gnatus-Compressor Pressure Plate Small | 101003PREPLATESMALL |  | A Class |  |  | I-Inventory | FG-Finish Good | R | Spares | Air Compressor-Spares | Dental Equiment | Main Location | 90330000 |  | FIFO | Gnatus | [8 empty] | 0 | 0 | 0 | 1 | 0 | 0 | [7 empty] | 1 |  | GN/CO/COMPRESSOR PRESSURE PLATE SMALL
IM00526 | Air Compressor Spares-Gnatus-Compressor Red Gasket Cylinder Headset 20300054711 | 1.01e+17 |  | A Class |  |  | I-Inventory | FG-Finish Good | R | Spares | Air Compressor-Spares | Dental Equiment | Main Location | 90330000 |  | FIFO | Gnatus | [8 empty] | 0 | 0 | 0 | 1 | 0 | 0 | [7 empty] | 1 |  | GN/CO/COMPRESSOR RED GASKET CYLINDER HEADSET 20300054711
IM00527 | Air Compressor Spares-Gnatus-Compressor Right Comp Head 21000000027 | 10100321000000000 |  | A Class |  |  | I-Inventory | FG-Finish Good | R | Spares | Air Compressor-Spares | Dental Equiment | Main Location | 90330000 |  | FIFO | Gnatus | [8 empty] | 0 | 0 | 0 | 1 | 0 | 0 | [7 empty] | 1 |  | GN/CO/COMPRESSOR RIGHT COMP HEAD 21000000027
IM00528 | Air Compressor Spares-Gnatus-Compressor Right Housing 20300054718 | 10100320300054700 |  | A Class |  |  | I-Inventory | FG-Finish Good | R | Spares | Air Compressor-Spares | Dental Equiment | Main Location | 90330000 |  | FIFO | Gnatus | [8 empty] | 0 | 0 | 0 | 1 | 0 | 0 | [7 empty] | 1 |  | GN/CO/COMPRESSOR RIGHT HOUSING 20300054718
IM00529 | Air Compressor Spares-Gnatus-Compressor Safety Valve 10 Bar 20300054677 | 10100320300054600 |  | A Class |  |  | I-Inventory | FG-Finish Good | R | Spares | Air Compressor-Spares | Dental Equiment | Main Location | 90330000 |  | FIFO | Gnatus | [8 empty] | 0 | 0 | 0 | 1 | 0 | 0 | [7 empty] | 1 |  | GN/CO/COMPRESSOR SAFETY VALVE 10 BAR 20300054677
IM00530 | Air Compressor Spares-Gnatus-Compressor Thermal Relay Compres 21000000202 | 10100321000000200 |  | A Class |  |  | I-Inventory | FG-Finish Good | C | Spares | Air Compressor-Spares | Dental Equiment | Main Location | 90330000 |  | FIFO | Gnatus | [8 empty] | 0 | 0 | 0 | 1 | 0 | 0 | [7 empty] | 1 |  | GN/CO/COMPRESSOR THERMAL RELAY COMPRES 21000000202
IM00531 | Air Compressor Spares-Gnatus-Knee Connection Compressor Check Valve 300054703 | 101003300054703 |  | A Class |  |  | I-Inventory | FG-Finish Good | R | Spares | Air Compressor-Spares | Dental Equiment | Main Location | 90330000 |  | FIFO | Gnatus | [8 empty] | 0 | 0 | 0 | 1 | 0 | 0 | [7 empty] | 1 |  | GN/CO/SP/KNEE CONNECTION COMPRESSOR CHECK VALVE 300054703
IM00532 | Air Compressor Spares-Gnatus-Stator 60Hz-220V 20300054732 | 10100320300054700 |  | A Class |  |  | I-Inventory | FG-Finish Good | R | Spares | Air Compressor-Spares | Dental Equiment | Main Location | 90330000 |  | FIFO | Gnatus | [8 empty] | 0 | 0 | 0 | 1 | 0 | 0 | [7 empty] | 1 |  | GN/CO/STATOR 60HZ-220V 20300054732
IM00533 | Air Compressor Spares-Gnatus- Bioqy-65L-2.4 Hp Dryer Only | 10100365L2.4HPDRYER |  | A Class |  |  | I-Inventory | FG-Finish Good | R | Spares | Air Compressor-Spares | Dental Equiment | Main Location | 90330000 |  | FIFO | Gnatus | [8 empty] | 0 | 0 | 0 | 1 | 0 | 0 | [7 empty] | 1 |  | GN/CR/MC/GNATUS BIOQY/65L/ AIR COMP/ 2.4 HP DRYER ONLY
IM00534 | Air Compressor Spares-Gnatus-Compressor 1/4Th Nozzle | 101003NOZZLE |  | A Class |  |  | I-Inventory | FG-Finish Good | R | Spares | Air Compressor-Spares | Dental Equiment | Main Location | 90330000 |  | FIFO | Gnatus | [8 empty] | 0 | 0 | 0 | 1 | 0 | 0 | [7 empty] | 1 |  | Gn/Co/Compressor 1/4th Nozzle
IM00535 | Air Compressor Spares-Local-Dynair Pressure Control Dac-1 | 148003PRCTRLDAC1 |  | A Class |  |  | I-Inventory | FG-Finish Good | R | Spares | Air Compressor-Spares | Dental Equiment | Main Location | 90330000 |  | FIFO | Indian Product | [8 empty] | 0 | 0 | 0 | 1 | 0 | 0 | [7 empty] | 1 |  | LP/CO/SP/DYNAIR PRESSURE CONTROL DAC-1
IM00536 | Air Compressor Spares-Local-Set Of Components 1 Relay | 148051COMPONENTRELAY |  | A Class |  |  | I-Inventory | FG-Finish Good | C | Spares | Air Compressor-Spares | Dental Equiment | Main Location | 90330000 |  | FIFO | Indian Product | [8 empty] | 0 | 0 | 0 | 1 | 0 | 0 | [7 empty] | 1 |  | LP/CO/SP/SET OF COMPONENTS 1 RELAY
IM00537 | Air Compressor Spares-Local-Set Of Components 2 Relay With Capacitor | 148051COMPONENTRELAYCAPACITOR |  | A Class |  |  | I-Inventory | FG-Finish Good | C | Spares | Air Compressor-Spares | Dental Equiment | Main Location | 90330000 |  | FIFO | Indian Product | [8 empty] | 0 | 0 | 0 | 1 | 0 | 0 | [7 empty] | 1 |  | LP/CO/SP/SET OF COMPONENTS 2 RELAY WITH CAPACITOR
IM00538 | Dental Air Motor-Being Tornado Air Motor 201AM-B2 | 103004201AMB2 |  | A Class |  |  | I-Inventory | FG-Finish Good | R | Equipment | Air Motor | Dental Equiment | Main Location | 90184900 |  | FIFO | Being-Tornado | [8 empty] | 0 | 0 | 0 | 1 | 0 | 0 | [7 empty] | 1 |  | BE/AM/MC/BEING TORNADO AIR MOTOR 201AM-B2
IM00539 | Dental Air Motor-Gnatus Air Motor 32MM | 101001AIRMOTOR32MM |  | A Class |  |  | I-Inventory | FG-Finish Good | R | Accessories | Air Motor-Accessories | Dental Equiment | Main Location | 90184900 |  | FIFO | Gnatus | [5 empty] | . |  |  | 0 | 0 | 0 | 1 | 0 | 0 | [7 empty] | 1 |  | GN/AM/AC/32MM -GNATUS AIR MOTOR 32MM
IM00540 | Air Polisher-NSK-Perio Mate Tooth Polishing System-Y1002654 | 114018Y1002654 |  | A Class |  |  | I-Inventory | FG-Finish Good | R | Equipment | Air Polisher | Dental Equiment | Main Location | 90184900 |  | FIFO | NSK Nakanishi | [8 empty] | 0 | 0 | 0 | 1 | 0 | 0 | [7 empty] | 1 |  | NSK/PERIO-MATE TOOTH POLISHING SYS. Y1002654
IM00541 | Air Polisher-NSK-Prophy Mate Tooth Polishing Neo System-Y135029 | 114Y135029 |  | A Class |  |  | I-Inventory | FG-Finish Good | R | Equipment | Air Polisher | Dental Equiment | Main Location | 90184900 |  | FIFO | NSK Nakanishi | [8 empty] | 0 | 0 | 0 | 1 | 0 | 0 | [7 empty] | 1 |  | NSK/PROPHY-MATE TOOTH POLISHING NEO SYS. Y135029
IM00542 | Air Polisher-Coxo Air Polisher Model Profy DB-828 | 107018DB828 |  | A Class |  |  | I-Inventory | FG-Finish Good | R | Equipment | Air Polisher | Dental Equiment | Main Location | 90184900 |  | FIFO | Hongkong Coxo | [8 empty] | 0 | 0 | 0 | 1 | 0 | 0 | [7 empty] | 1 |  | CO/MC/AC/COXO-PROFY AIR-POLISHER DB-828
IM00543 | Aligner Trimmer Machine-Robot ND-Model Atm-10 | 213034MODELATM10 |  | A Class |  |  | I-Inventory | FG-Finish Good | R | Equipment | Aligner Trimming Machine | CAD CAM | Main Location | 90184900 |  | FIFO | Robot ND | [8 empty] | 0 | 0 | 0 | 1 | 0 | 0 | [7 empty] | 1 |  | RD/MC/ALIGNER TRIMMER MACHINE/MODEL ATM-10
IM00544 | Amalgamator- Fomos-Amalgamator Model IMIX-M3 | 127008IMIXM3 |  | A Class |  |  | I-Inventory | FG-Finish Good | R | Equipment | Amalgamator | Dental Equiment | Main Location | 90184900 |  | FIFO | Fomos Zhejiang | [8 empty] | 0 | 0 | 0 | 1 | 0 | 0 | [7 empty] | 1 |  | FM/AM/MC/FOMOS- AMALGAMATOR MODEL IMIX-M3
IM00545 | Amalgamator- Coxo Amalgamator DB-338 | 107008DB338 |  | A Class |  |  | I-Inventory | FG-Finish Good | R | Equipment | Amalgamator | Dental Equiment | Main Location | 90184900 |  | FIFO | Hongkong Coxo | [5 empty] | . |  |  | 0 | 0 | 0 | 1 | 0 | 0 | [7 empty] | 1 |  | CO/AM/MC/COXO AMALGAMATOR DB 338
IM00546 | Amalgamator-Gnatus Amalgamtor | 101008AMALGAMATOR |  | A Class |  |  | I-Inventory | FG-Finish Good | R | Equipment | Amalgamator | Dental Equiment | Main Location | 90184900 |  | FIFO | Gnatus | [8 empty] | 0 | 0 | 0 | 1 | 0 | 0 | [7 empty] | 1 |  | GN/AM/MC/AMALAGAMOTOR-GNATUS, AMALGAMATOR
IM00547 | Apex Locator- NSK- Apex Locator Model IPEX-II-Y1002208 | 114017Y1002208IPEXII |  | A Class |  |  | I-Inventory | FG-Finish Good | R | Equipment | Apex Locator | Dental Equiment | Main Location | 90184900 |  | FIFO | NSK Nakanishi | [5 empty] | NSK advanced IPEX II provides high-precision root canal measurement generated by using Smart Logic*Auto Detects the apex accurately in any conditions , dry or wet*A stylish and compact body requiring only a small space*Three different alert sounds depending on the location of the file tip, ensuring precise procedures*A three color LCD panel with very low reflectivity and instantly monitor procedure progress*Energy saving and low operation cost*Auto power shut off* AAA battery operation* Push-button type file clip for one-touch operation |  |  | 0 | 0 | 0 | 1 | 0 | 0 | [7 empty] | 1 |  | NSK/AL/MC/NSK APEX LOCATOR NEW IPEX-II Y1002208
IM00548 | Apex Locator-Woodpacker Model Dpex III Plus | 118017DPEXIIIPLUS |  | A Class |  |  | I-Inventory | FG-Finish Good | R | Equipment | Apex Locator | Dental Equiment | Main Location | 90184900 |  | FIFO | Gulin Woodpecker | [8 empty] | 0 | 0 | 0 | 1 | 0 | 0 | [7 empty] | 1 |  | GW/AL/MC/WOODPACKER/APEX LOCATOR MOD. DPEX III PLUS
IM00549 | Apex Locator-Woodpacker Model Dpex V | 118017DPEXV |  | A Class |  |  | I-Inventory | FG-Finish Good | R | Equipment | Apex Locator | Dental Equiment | Main Location | 90184900 |  | FIFO | Gulin Woodpecker | [8 empty] | 0 | 0 | 0 | 1 | 0 | 0 | [7 empty] | 1 |  | GW/AL/MC/WOODPACKER/APEX LOCATOR MOD. DPEX V
IM00550 | Apex Locator-Woodpacker Model Dpex I | 118017DPEXI |  | A Class |  |  | I-Inventory | FG-Finish Good | R | Equipment | Apex Locator | Dental Equiment | Main Location | 90184900 |  | FIFO | Gulin Woodpecker | [8 empty] | 0 | 0 | 0 | 1 | 0 | 0 | [7 empty] | 1 |  | GW/AL/MC/WOODPACKER/APEX LOCATOR MODEL DPEX I
IM00551 | Apex Locator-Woodpacker Model Dpex III | 118017DPEXIII |  | A Class |  |  | I-Inventory | FG-Finish Good | R | Equipment | Apex Locator | Dental Equiment | Main Location | 90184900 |  | FIFO | Gulin Woodpecker | [8 empty] | 0 | 0 | 0 | 1 | 0 | 0 | [7 empty] | 1 |  | GW/AL/MC/WOODPACKER/APEX LOCATOR MODEL DPEX III
IM00552 | Apex Locator Spares-Woodpecker-Apex Locator Model DPEX-III Display Pcb | 118017DPEXIIIDISPCB |  | A Class |  |  | I-Inventory | FG-Finish Good | R | Spares | Apex Locator-Spares | Dental Equiment | Main Location | 90330000 |  | FIFO | Gulin Woodpecker | [8 empty] | 0 | 0 | 0 | 1 | 0 | 0 | [7 empty] | 1 |  | GW/AL/MC/WOODPACKER/APEX LOCATOR MODEL DPEX-III DISPLAY PCB
IM00553 | Apex Locator Spares-Woodpecker-Apex Locator Model Dpex V Display Pcb | 118017DPEXVDISPLAYPCB |  | A Class |  |  | I-Inventory | FG-Finish Good | R | Spares | Apex Locator-Spares | Dental Equiment | Main Location | 90330000 |  | FIFO | Gulin Woodpecker | [8 empty] | 0 | 0 | 0 | 1 | 0 | 0 | [7 empty] | 1 |  | GW/AL/MC/WOODPACKER/APEX LOCATOR MODEL DPEX V DISPLAY PCB
IM00554 | Apex Locator Spares-Woodpecker-DPEX-III Locator Measuring Wire | 118017MEASURINGWIRE |  | A Class |  |  | I-Inventory | FG-Finish Good | R | Spares | Apex Locator-Spares | Dental Equiment | Main Location | 90330000 |  | FIFO | Gulin Woodpecker | [8 empty] | 0 | 0 | 0 | 1 | 0 | 0 | [7 empty] | 1 |  | GW/IP/SP/WOODPECKER DPEX-III LOCATOR MEASURING WIRE
IM00555 | Apex Locator Spares-Woodpecker-DPEX-III Locator Battery | 118017BATTERY |  | A Class |  |  | I-Inventory | FG-Finish Good | R | Spares | Apex Locator-Spares | Dental Equiment | Main Location | 90330000 |  | FIFO | Gulin Woodpecker | [8 empty] | 0 | 0 | 0 | 1 | 0 | 0 | [7 empty] | 1 |  | GW/SP/WOODPECKER DPEX-III LOCATOR BATTERY
IM00556 | Apex Locator Spares-Woodpecker-Lux V/DPEX-III Endo Radar Handpiece Battery-750Mah | 118005HANDPIECE750MAH |  | A Class |  |  | I-Inventory | FG-Finish Good | R | Spares | Apex Locator-Spares | Dental Equiment | Main Location | 90330000 |  | FIFO | Gulin Woodpecker | [8 empty] | 0 | 0 | 0 | 1 | 0 | 0 | [7 empty] | 1 |  | GW/LC/SP/WOODPECKER LUX V/DPEX-III ENDO RADAR HANDPIECE BATTERY-750MAH
IM00557 | Apex Locator Spares-Woodpecker-Main Unit Apex Locator PCB Module | 118017APEXLOCATORPCBMODULE |  | A Class |  |  | I-Inventory | FG-Finish Good | R | Spares | Apex Locator-Spares | Dental Equiment | Main Location | 90330000 |  | FIFO | Gulin Woodpecker | [8 empty] | 0 | 0 | 0 | 1 | 0 | 0 | [7 empty] | 1 |  | GW/AL/MC/WOODPACKER/APEX LOCATOR MAIN UNIT APEX LOCATOR PCB MODULE
IM00558 | Articulator Spares-Gnatus-Arm Articulation Cover 365004639 | 101001365004639 |  | A Class |  |  | I-Inventory | FG-Finish Good | R | Spares | Articulator-Spares | Dental Equiment | Main Location | 90330000 |  | FIFO | Gnatus | [8 empty] | 0 | 0 | 0 | 1 | 0 | 0 | [7 empty] | 1 |  | GN/AR/SP/ARM ARTICULATION COVER 365004639
IM00559 | Articulator Spares-Gnatus-Arm Articulator 365004640 | 101001365004640 |  | A Class |  |  | I-Inventory | FG-Finish Good | R | Spares | Articulator-Spares | Dental Equiment | Main Location | 90330000 |  | FIFO | Gnatus | [8 empty] | 0 | 0 | 0 | 1 | 0 | 0 | [7 empty] | 1 |  | GN/AR/SP/ARM ARTICULATOR 365004640
IM00560 | Articulator Spares-Gnatus-Articulated Arm Tray Delivery Unit G8 704007362 | 101001704007362 |  | A Class |  |  | I-Inventory | FG-Finish Good | R | Spares | Articulator-Spares | Dental Equiment | Main Location | 90330000 |  | FIFO | Gnatus | [8 empty] | 0 | 0 | 0 | 1 | 0 | 0 | [7 empty] | 1 |  | GN/AR/SP/ARTICULATED ARM TRAY DELIVERY UNIT G8 704007362
IM00561 | Articulator Spares-Gnatus-Articulation Dental Light Cylinder Head Finished 603006359 | 101001603006359 |  | A Class |  |  | I-Inventory | FG-Finish Good | R | Spares | Articulator-Spares | Dental Equiment | Main Location | 90330000 |  | FIFO | Gnatus | [8 empty] | 0 | 0 | 0 | 1 | 0 | 0 | [7 empty] | 1 |  | GN/AR/SP/ARTICULATION DENTAL LIGHT CYLINDER HEAD FINISHED 603006359
IM00562 | Articulator Spares-Gnatus-Articulator Bennet Angle Locking Screw | 101009BENNETANGLESCREW |  | A Class |  |  | I-Inventory | FG-Finish Good | R | Spares | Articulator-Spares | Dental Equiment | Main Location | 90330000 |  | FIFO | Gnatus | [8 empty] | 0 | 0 | 0 | 1 | 0 | 0 | [7 empty] | 1 |  | GN/AR/SP/ARTICULATOR BENNET ANGLE LOCKING SCREW
IM00563 | Articulator Spares-Gnatus-Articulator Bite Fork Clamp | 101009BITEFOLKCLAMP |  | A Class |  |  | I-Inventory | FG-Finish Good | R | Spares | Articulator-Spares | Dental Equiment | Main Location | 90330000 |  | FIFO | Gnatus | [8 empty] | 0 | 0 | 0 | 1 | 0 | 0 | [7 empty] | 1 |  | GN/AR/SP/ARTICULATOR BITE FORK CLAMP
IM00564 | Articulator Spares-Gnatus-Articulator Clamp | 101009CLAMP |  | A Class |  |  | I-Inventory | FG-Finish Good | R | Spares | Articulator-Spares | Dental Equiment | Main Location | 90330000 |  | FIFO | Gnatus | [8 empty] | 0 | 0 | 0 | 1 | 0 | 0 | [7 empty] | 1 |  | GN/AR/SP/ARTICULATOR CLAMP
IM00565 | Articulator Spares-Gnatus-Articulator Condyle Locking Screw | 101009LOCKINGSCREW |  | A Class |  |  | I-Inventory | FG-Finish Good | C | Spares | Articulator-Spares | Dental Equiment | Main Location | 90330000 |  | FIFO | Gnatus | [8 empty] | 0 | 0 | 0 | 1 | 0 | 0 | [7 empty] | 1 |  | GN/AR/SP/ARTICULATOR CONDYLE LOCKING SCREW
IM00566 | Articulator Spares-Gnatus-Articulator Finishing Actuator Eye 601009390 | 101009601009390 |  | A Class |  |  | I-Inventory | FG-Finish Good | R | Spares | Articulator-Spares | Dental Equiment | Main Location | 90330000 |  | FIFO | Gnatus | [8 empty] | 0 | 0 | 0 | 1 | 0 | 0 | [7 empty] | 1 |  | Gn/Ar/Sp/Articulator Finishing Actuator Eye 601009390
IM00567 | Articulator Spares-Gnatus-Articulator Incisal Locking Screw | 101009INCISALLOCKINGSCREW |  | A Class |  |  | I-Inventory | FG-Finish Good | C | Spares | Articulator-Spares | Dental Equiment | Main Location | 90330000 |  | FIFO | Gnatus | [8 empty] | 0 | 0 | 0 | 1 | 0 | 0 | [7 empty] | 1 |  | Gn/Ar/Sp/Articulator Incisal Locking Screw
IM00568 | Articulator Spares-Gnatus-Articulator Incisal Pin | 101009INCISALPIN |  | A Class |  |  | I-Inventory | FG-Finish Good | R | Spares | Articulator-Spares | Dental Equiment | Main Location | 90330000 |  | FIFO | Gnatus | [8 empty] | 0 | 0 | 0 | 1 | 0 | 0 | [7 empty] | 1 |  | Gn/Ar/Sp/Articulator Incisal Pin
IM00569 | Articulator Spares-Gnatus-Articulator Incisal Table | 101009INCISALTABLE |  | A Class |  |  | I-Inventory | FG-Finish Good | R | Spares | Articulator-Spares | Dental Equiment | Main Location | 90330000 |  | FIFO | Gnatus | [8 empty] | 0 | 0 | 0 | 1 | 0 | 0 | [7 empty] | 1 |  | Gn/Ar/Sp/Articulator Incisal Table
IM00570 | Articulator Spares-Gnatus-Articulator Incisal Tables Nut | 101009INCISALTABLENUT |  | A Class |  |  | I-Inventory | FG-Finish Good | C | Spares | Articulator-Spares | Dental Equiment | Main Location | 90330000 |  | FIFO | Gnatus | [8 empty] | 0 | 0 | 0 | 1 | 0 | 0 | [7 empty] | 1 |  | GN/AR/SP/ARTICULATOR INCISAL TABLES NUT
IM00571 | Articulator Spares-Gnatus-Articulator Left Bennet Angle | 101009LEFTANGLE |  | A Class |  |  | I-Inventory | FG-Finish Good | R | Spares | Articulator-Spares | Dental Equiment | Main Location | 90330000 |  | FIFO | Gnatus | [8 empty] | 0 | 0 | 0 | 1 | 0 | 0 | [7 empty] | 1 |  | GN/AR/SP/ARTICULATOR LEFT BENNET ANGLE
IM00572 | Articulator Spares-Gnatus-Articulator Left Bennett Angel Grey 709000661 | 101001709000661 |  | A Class |  |  | I-Inventory | FG-Finish Good | R | Spares | Articulator-Spares | Dental Equiment | Main Location | 90330000 |  | FIFO | Gnatus | [8 empty] | 0 | 0 | 0 | 1 | 0 | 0 | [7 empty] | 1 |  | GN/AR/SP/ARTICULATOR LEFT BENNETT ANGEL GREY 709000661
IM00573 | Articulator Spares-Gnatus-Articulator Left Condyle Inclination Sub Assembly | 101009LEFTCONDYLEINCLINATION |  | A Class |  |  | I-Inventory | FG-Finish Good | R | Spares | Articulator-Spares | Dental Equiment | Main Location | 90330000 |  | FIFO | Gnatus | [8 empty] | 0 | 0 | 0 | 1 | 0 | 0 | [7 empty] | 1 |  | Gn/Ar/Sp/Articulator Left Condyle Inclination Sub Assembly
IM00574 | Articulator Spares-Gnatus-Articulator Mounting Plate 709000663 | 101009709000663 |  | A Class |  |  | I-Inventory | FG-Finish Good | R | Spares | Articulator-Spares | Dental Equiment | Main Location | 90330000 |  | FIFO | Gnatus | [8 empty] | 0 | 0 | 0 | 1 | 0 | 0 | [7 empty] | 1 |  | GN/AR/SP/ARTICULATOR MOUNTING PLATE 709000663
IM00575 | Articulator Spares-Gnatus-Articulator Mounting Plate Screw | 101009MOUNTINGPLATESCREW |  | A Class |  |  | I-Inventory | FG-Finish Good | C | Spares | Articulator-Spares | Dental Equiment | Main Location | 90330000 |  | FIFO | Gnatus | [8 empty] | 0 | 0 | 0 | 1 | 0 | 0 | [7 empty] | 1 |  | Gn/Ar/Sp/Articulator Mounting Plate Screw
IM00576 | Articulator Spares-Gnatus-Articulator Nozzle 365001730 | 101001365001730 |  | A Class |  |  | I-Inventory | FG-Finish Good | C | Spares | Articulator-Spares | Dental Equiment | Main Location | 90330000 |  | FIFO | Gnatus | [8 empty] | 0 | 0 | 0 | 1 | 0 | 0 | [7 empty] | 1 |  | GN/AR/SP/ARTICULATOR NOZZLE 365001730
IM00577 | Articulator Spares-Gnatus-Articulator Nozzle 365004180 | 101001365004180 |  | A Class |  |  | I-Inventory | FG-Finish Good | C | Spares | Articulator-Spares | Dental Equiment | Main Location | 90330000 |  | FIFO | Gnatus | [8 empty] | 0 | 0 | 0 | 1 | 0 | 0 | [7 empty] | 1 |  | GN/AR/SP/ARTICULATOR NOZZLE 365004180
IM00578 | Articulator Spares-Gnatus-Articulator Nozzle 365004190 | 101001365004190 |  | A Class |  |  | I-Inventory | FG-Finish Good | C | Spares | Articulator-Spares | Dental Equiment | Main Location | 90330000 |  | FIFO | Gnatus | [8 empty] | 0 | 0 | 0 | 1 | 0 | 0 | [7 empty] | 1 |  | GN/AR/SP/ARTICULATOR NOZZLE 365004190
IM00579 | Articulator Spares-Gnatus-Articulator Nozzle 609000242 | 101001609000242 |  | A Class |  |  | I-Inventory | FG-Finish Good | R | Spares | Articulator-Spares | Dental Equiment | Main Location | 90330000 |  | FIFO | Gnatus | [8 empty] | 0 | 0 | 0 | 1 | 0 | 0 | [7 empty] | 1 |  | GN/AR/SP/ARTICULATOR NOZZLE 609000242
IM00580 | Articulator Spares-Gnatus-Articulator Nut 365004416 | 101001365004416 |  | A Class |  |  | I-Inventory | FG-Finish Good | R | Spares | Articulator-Spares | Dental Equiment | Main Location | 90330000 |  | FIFO | Gnatus | [8 empty] | 0 | 0 | 0 | 1 | 0 | 0 | [7 empty] | 1 |  | GN/AR/SP/ARTICULATOR NUT 365004416
IM00581 | Articulator Spares-Gnatus-Articulator Right Bennet Angle | 101009RIGHTBENNETANGLE |  | A Class |  |  | I-Inventory | FG-Finish Good | R | Spares | Articulator-Spares | Dental Equiment | Main Location | 90330000 |  | FIFO | Gnatus | [8 empty] | 0 | 0 | 0 | 1 | 0 | 0 | [7 empty] | 1 |  | GN/AR/SP/ARTICULATOR RIGHT BENNET ANGLE
IM00582 | Articulator Spares-Gnatus-Articulator Right Condyle Inclination Sub Assembly | 101009RIGHTCONDYLEINCLINATION |  | A Class |  |  | I-Inventory | FG-Finish Good | R | Spares | Articulator-Spares | Dental Equiment | Main Location | 90330000 |  | FIFO | Gnatus | [8 empty] | 0 | 0 | 0 | 1 | 0 | 0 | [7 empty] | 1 |  | Gn/Ar/Sp/Articulator Right Condyle Inclination Sub Assembly
IM00583 | Articulator Spares-Gnatus-Articulator Suppport Rod Clamp | 101009RODCLIMP |  | A Class |  |  | I-Inventory | FG-Finish Good | R | Spares | Articulator-Spares | Dental Equiment | Main Location | 90330000 |  | FIFO | Gnatus | [8 empty] | 0 | 0 | 0 | 1 | 0 | 0 | [7 empty] | 1 |  | GN/AR/SP/ARTICULATOR SUPPPORT ROD CLAMP
IM00584 | Articulator Spares-Gnatus-Articulator Upper Frame Sub Assembly | 101009UPPERFRAMESUBASSM |  | A Class |  |  | I-Inventory | FG-Finish Good | R | Spares | Articulator-Spares | Dental Equiment | Main Location | 90330000 |  | FIFO | Gnatus | [8 empty] | 0 | 0 | 0 | 1 | 0 | 0 | [7 empty] | 1 |  | GN/AR/SP/ARTICULATOR UPPER FRAME SUB ASSEMBLY
IM00585 | Articulator Spares-Gnatus-Articulator Upper Frame Support Pin | 101009UPPERFRMESUPPORTPIN |  | A Class |  |  | I-Inventory | FG-Finish Good | R | Spares | Articulator-Spares | Dental Equiment | Main Location | 90330000 |  | FIFO | Gnatus | [8 empty] | 0 | 0 | 0 | 1 | 0 | 0 | [7 empty] | 1 |  | GN/AR/SP/ARTICULATOR UPPER FRAME SUPPORT PIN
IM00586 | Articulator Spares-Gnatus-Central Articulation Grey Cover 365004388 | 101001365004388 |  | A Class |  |  | I-Inventory | FG-Finish Good | R | Spares | Articulator-Spares | Dental Equiment | Main Location | 90330000 |  | FIFO | Gnatus | [8 empty] | 0 | 0 | 0 | 1 | 0 | 0 | [7 empty] | 1 |  | GN/AR/SP/CENTRAL ARTICULATION GREY COVER 365004388
IM00587 | Articulator Spares-Gnatus-Intermediary Articulation Lid 365004655 | 101001365004655 |  | A Class |  |  | I-Inventory | FG-Finish Good | R | Spares | Articulator-Spares | Dental Equiment | Main Location | 90330000 |  | FIFO | Gnatus | [8 empty] | 0 | 0 | 0 | 1 | 0 | 0 | [7 empty] | 1 |  | GN/AR/SP/INTERMEDIARY ARTICULATION LID 365004655
IM00588 | Articulator Spares-Gnatus-New Light Arm Rear Head Lid Articulation 365004660 | 101001365004660 |  | A Class |  |  | I-Inventory | FG-Finish Good | R | Spares | Articulator-Spares | Dental Equiment | Main Location | 90330000 |  | FIFO | Gnatus | [8 empty] | 0 | 0 | 0 | 1 | 0 | 0 | [7 empty] | 1 |  | GN/AR/SP/NEW LIGHT ARM REAR HEAD LID ARTICULATION 365004660
IM00589 | Articulator Spares-Gnatus-PB Handpiece Cartridge High Rotation Rotor Kit 996000048 | 10100999600048 |  | A Class |  |  | I-Inventory | FG-Finish Good | R | Spares | Articulator-Spares | Dental Equiment | Main Location | 90330000 |  | FIFO | Gnatus | [8 empty] | 0 | 0 | 0 | 1 | 0 | 0 | [7 empty] | 1 |  | Gn/Ar/Sp/PB H/p Cartridge High Rotation Rotor Kit 996000048
IM00590 | Articulator Spares-Gnatus-Rear Articulation 365004656 | 101001365004656 |  | A Class |  |  | I-Inventory | FG-Finish Good | R | Spares | Articulator-Spares | Dental Equiment | Main Location | 90330000 |  | FIFO | Gnatus | [8 empty] | 0 | 0 | 0 | 1 | 0 | 0 | [7 empty] | 1 |  | GN/AR/SP/REAR ARTICULATION 365004656
IM00591 | Articulator Spares-Gnatus-Rear Articulation Lid 365004657 | 101001365004657 |  | A Class |  |  | I-Inventory | FG-Finish Good | R | Spares | Articulator-Spares | Dental Equiment | Main Location | 90330000 |  | FIFO | Gnatus | [5 empty] | . |  |  | 0 | 0 | 0 | 1 | 0 | 0 | [7 empty] | 1 |  | GN/AR/SP/REAR ARTICULATION LID 365004657
IM00592 | Articulator Spares-Gnatus-Upper Arm Articulator 365004641 | 101009365004641 |  | A Class |  |  | I-Inventory | FG-Finish Good | R | Spares | Articulator-Spares | Dental Equiment | Main Location | 90330000 |  | FIFO | Gnatus | [8 empty] | 0 | 0 | 0 | 1 | 0 | 0 | [7 empty] | 1 |  | GN/AR/SP/UPPER ARM ARTICULATOR 365004641
IM00593 | Articulator-Gnatus Model JP 30 |  |  | A Class |  |  | I-Inventory | FG-Finish Good | R | Equipment | Articulator | Dental Equiment | Main Location | 90184900 |  | FIFO | Gnatus | [5 empty] | Semi adjustable,easy to operate articulator from GNATUS, Brazil* Ideal for prosthetic laboratory procedures Important tool for diagnosis and treatment Planning ** Easy to make patient impression and finally mount the model * Records taken easily and transferred accurately * Better access and visualisation of operating field * Removabale and autoclavable ear pieces and bite forks* Nasal support for perfect adaptation * Better performance and high precision |  |  | 0 | 0 | 0 | 1 | 0 | 0 | [7 empty] | 1 |  | GN/AC/MC/JP-30-GNATUS -ARTICULATOR MOD-JP-30
IM00594 | Blank-Hangsang-Lithium Disilicate-Rosetta Sm Blank-98X10-B2 | 132SMBLANK9810B2 |  | A Class |  |  | I-Inventory | FG-Finish Good | R | Consumables | Blank | CAD CAM | Main Location |  |  | FIFO | Hangsang | [8 empty] | 0 | 0 | 0 | 1 | 0 | 0 | [7 empty] | 1 |  | HS/LITHIUM DISILICATE/ROSETTA SM BLANK/98x10-B2
IM00595 | Blank-Hangsang-Lithium Disilicate-Rosetta Sm Blank-98X14-A2 | 132SMBLANK9814A2 |  | A Class |  |  | I-Inventory | FG-Finish Good | R | Consumables | Blank | CAD CAM | Main Location |  |  | FIFO | Hangsang | [8 empty] | 0 | 0 | 0 | 1 | 0 | 0 | [7 empty] | 1 |  | HS/LITHIUM DISILICATE/ROSETTA SM BLANK/98x14-A2
IM00596 | Blank-Hangsang-Lithium Disilicate-Rosetta Sm Blank-98X14-B1 | 132SMBLANK9814B1 |  | A Class |  |  | I-Inventory | FG-Finish Good | R | Consumables | Blank | CAD CAM | Main Location |  |  | FIFO | Hangsang | [8 empty] | 0 | 0 | 0 | 1 | 0 | 0 | [7 empty] | 1 |  | HS/LITHIUM DISILICATE/ROSETTA SM BLANK/98x14-B1
IM00597 | Blank-Hangsang-Lithium Disilicate-Rosetta Sm Blank-98X14-B2 | 132SMBLANK9814B2 |  | A Class |  |  | I-Inventory | FG-Finish Good | R | Consumables | Blank | CAD CAM | Main Location |  |  | FIFO | Hangsang | [8 empty] | 0 | 0 | 0 | 1 | 0 | 0 | [7 empty] | 1 |  | HS/LITHIUM DISILICATE/ROSETTA SM BLANK/98x14-B2
IM00598 | Blank-Hangsang-Lithium Disilicate-Rosetta Sm Block-C14-B3 | 132SMBLOCK14B3 |  | A Class |  |  | I-Inventory | FG-Finish Good | R | Consumables | Blank | CAD CAM | Main Location |  |  | FIFO | Hangsang | [8 empty] | 0 | 0 | 0 | 1 | 0 | 0 | [7 empty] | 1 |  | HS/LITHIUM DISILICATE/ROSETTA SM BLOCK/C14-B3
IM00599 | Blank-Hangsang-Lithium Disilicate-Rosetta Sm Block-C14-B4 | 132SMBLOCK14B4 |  | A Class |  |  | I-Inventory | FG-Finish Good | R | Consumables | Blank | CAD CAM | Main Location |  |  | FIFO | Hangsang | [8 empty] | 0 | 0 | 0 | 1 | 0 | 0 | [7 empty] | 1 |  | HS/LITHIUM DISILICATE/ROSETTA SM BLOCK/C14-B4
IM00600 | Blank-Hangsang-Lithium Disilicate-Rosetta Sm Block-C14-C2 | 132SMBLOCK14C2 |  | A Class |  |  | I-Inventory | FG-Finish Good | R | Consumables | Blank | CAD CAM | Main Location |  |  | FIFO | Hangsang | [8 empty] | 0 | 0 | 0 | 1 | 0 | 0 | [7 empty] | 1 |  | HS/LITHIUM DISILICATE/ROSETTA SM BLOCK/C14-C2
IM00601 | Blank-Hangsang-Lithium Disilicate-Rosetta Sm Block-C14-C4 | 132SMBLOCK14C4 |  | A Class |  |  | I-Inventory | FG-Finish Good | R | Consumables | Blank | CAD CAM | Main Location |  |  | FIFO | Hangsang | [8 empty] | 0 | 0 | 0 | 1 | 0 | 0 | [7 empty] | 1 |  | HS/LITHIUM DISILICATE/ROSETTA SM BLOCK/C14-C4
IM00602 | Blank-Hangsang-Lithium Disilicate-Rosetta Sm Block-C14-D2 | 132SMBLOCK14D2 |  | A Class |  |  | I-Inventory | FG-Finish Good | R | Consumables | Blank | CAD CAM | Main Location |  |  | FIFO | Hangsang | [8 empty] | 0 | 0 | 0 | 1 | 0 | 0 | [7 empty] | 1 |  | HS/LITHIUM DISILICATE/ROSETTA SM BLOCK/C14-D2
IM00603 | Blank-Hangsang-Lithium Disilicate-Rosetta Sm Block-C14-D3 | 132SMBLOCK14D3 |  | A Class |  |  | I-Inventory | FG-Finish Good | R | Consumables | Blank | CAD CAM | Main Location |  |  | FIFO | Hangsang | [8 empty] | 0 | 0 | 0 | 1 | 0 | 0 | [7 empty] | 1 |  | HS/LITHIUM DISILICATE/ROSETTA SM BLOCK/C14-D3
IM00604 | Blank-Hass-Bleach Ingot-Rosetta SP-R10-HT-W1 (Pack of 5) | 132030SPR10HTW1 |  | A Class |  |  | I-Inventory | FG-Finish Good | R | Consumables | Blank | CAD CAM | Main Location |  |  | FIFO | Hass Corporation | [8 empty] | 0 | 0 | 0 | 1 | 0 | 0 | [7 empty] | 1 |  | HS/BLEACH INGOT/ ROSETTA SP/R10-HT/W1 (PCK OF 5)
IM00605 | Blank-Hass-Bleach Ingot-Rosetta SP-R10-HT-W2 (Pack of 5) | 132030SPR10HTW2 |  | A Class |  |  | I-Inventory | FG-Finish Good | R | Consumables | Blank | CAD CAM | Main Location |  |  | FIFO | Hass Corporation | [8 empty] | 0 | 0 | 0 | 1 | 0 | 0 | [7 empty] | 1 |  | HS/BLEACH INGOT/ ROSETTA SP/R10-HT/W2 (PCK OF 5)
IM00606 | Blank-Hass-Bleach Ingot-Rosetta SP-R10-HT-W3 (Pack of 5) | 132030SPR10HTW3 |  | A Class |  |  | I-Inventory | FG-Finish Good | R | Consumables | Blank | CAD CAM | Main Location |  |  | FIFO | Hass Corporation | [8 empty] | 0 | 0 | 0 | 1 | 0 | 0 | [7 empty] | 1 |  | HS/BLEACH INGOT/ ROSETTA SP/R10-HT/W3 (PCK OF 5)
IM00607 | Blank-Hass-Bleach Ingot-Rosetta SP-R10-LT-W1 (Pack of 5) | 132030SPR10LTW1 |  | A Class |  |  | I-Inventory | FG-Finish Good | R | Consumables | Blank | CAD CAM | Main Location |  |  | FIFO | Hass Corporation | [8 empty] | 0 | 0 | 0 | 1 | 0 | 0 | [7 empty] | 1 |  | HS/BLEACH INGOT/ ROSETTA SP/R10-LT/W1 (PCK OF 5)
IM00608 | Blank-Hass-Bleach Ingot-Rosetta SP-R10-LT-W2 (Pack of 5) | 132030SPR10LTW2 |  | A Class |  |  | I-Inventory | FG-Finish Good | R | Consumables | Blank | CAD CAM | Main Location |  |  | FIFO | Hass Corporation | [8 empty] | 0 | 0 | 0 | 1 | 0 | 0 | [7 empty] | 1 |  | HS/BLEACH INGOT/ ROSETTA SP/R10-LT/W2 (PCK OF 5)
IM00609 | Blank-Hass-Bleach Ingot-Rosetta SP-R10-LT-W3 (Pack of 5) | 132030SPR10LTW3 |  | A Class |  |  | I-Inventory | FG-Finish Good | R | Consumables | Blank | CAD CAM | Main Location |  |  | FIFO | Hass Corporation | [8 empty] | 0 | 0 | 0 | 1 | 0 | 0 | [7 empty] | 1 |  | HS/BLEACH INGOT/ ROSETTA SP/R10-LT/W3 (PCK OF 5)
IM00610 | Blank-Hass-Bleach IngotLT-R10-A1 | 132030LTR10A1 |  | A Class |  |  | I-Inventory | FG-Finish Good | R | Consumables | Blank | CAD CAM | Main Location |  |  | FIFO | Hass Corporation | [8 empty] | 0 | 0 | 0 | 1 | 0 | 0 | [7 empty] | 1 |  | ROSETTA/INGOT/LT-R10/A1
IM00611 | Blank-Hass-Bleach IngotLT-R10-B1 | 132030LTR10B1 |  | A Class |  |  | I-Inventory | FG-Finish Good | R | Consumables | Blank | CAD CAM | Main Location |  |  | FIFO | Hass Corporation | [8 empty] | 0 | 0 | 0 | 1 | 0 | 0 | [7 empty] | 1 |  | ROSETTA/INGOT/LT-R10/B1
IM00612 | Blank-Hass-Bleach IngotLT-R10-B2 | 132030LTR10B2 |  | A Class |  |  | I-Inventory | FG-Finish Good | R | Consumables | Blank | CAD CAM | Main Location |  |  | FIFO | Hass Corporation | [8 empty] | 0 | 0 | 0 | 1 | 0 | 0 | [7 empty] | 1 |  | ROSETTA/INGOT/LT-R10/B2
IM00613 | Blank-Indian-Zircoza Color-High Transtucent Zirconia Disc -Is-Tr-Czd9814-Shade-A2 | 162047HTPLUSSTRZD9814A2 |  | A Class |  |  | I-Inventory | FG-Finish Good | C | Consumables | Blank | CAD CAM | Main Location | 69091200 |  | FIFO | Jyoti Ceremic | [8 empty] | 0 | 0 | 0 | 1 | 0 | 0 | [7 empty] | 1 |  | JC/ZIRCOZA COLOR/HIGH TRANSTUCENT ZIRCONIA DISC /IS-TR-CZD9814/SHADE-A2
IM00614 | Blank-Indian-Zircoza Color-High Transtucent Zirconia Disc -Is-Tr-Czd9814-Shade-A3 | 162047HTPLUSSTRZD9814A3 |  | A Class |  |  | I-Inventory | FG-Finish Good | C | Consumables | Blank | CAD CAM | Main Location | 69091200 |  | FIFO | Jyoti Ceremic | [8 empty] | 0 | 0 | 0 | 1 | 0 | 0 | [7 empty] | 1 |  | JC/ZIRCOZA COLOR/HIGH TRANSTUCENT ZIRCONIA DISC /IS-TR-CZD9814/SHADE-A3
IM00615 | Blank-Indian-Zircoza Pro-High Transtucent Zirconia Disc -Is-Zd9810 | 162047HTZD9810 |  | A Class |  |  | I-Inventory | FG-Finish Good | C | Consumables | Blank | CAD CAM | Main Location | 69091200 |  | FIFO | Jyoti Ceremic | [8 empty] | 0 | 0 | 0 | 1 | 0 | 0 | [7 empty] | 1 |  | JC/ZIRCOZA PRO/HIGH TRANSTUCENT ZIRCONIA DISC /IS-ZD9810
IM00616 | Blank-Indian-Zircoza Pro-High Transtucent Zirconia Disc -Is-Zd9812 | 162047HTZD9812 |  | A Class |  |  | I-Inventory | FG-Finish Good | C | Consumables | Blank | CAD CAM | Main Location | 69091200 |  | FIFO | Jyoti Ceremic | [8 empty] | 0 | 0 | 0 | 1 | 0 | 0 | [7 empty] | 1 |  | JC/ZIRCOZA PRO/HIGH TRANSTUCENT ZIRCONIA DISC /IS-ZD9812
IM00617 | Blank-Indian-Zircoza Pro-High Transtucent Zirconia Disc -Is-Zd9814 | 162047HTZD9814 |  | A Class |  |  | I-Inventory | FG-Finish Good | C | Consumables | Blank | CAD CAM | Main Location | 69091200 |  | FIFO | Jyoti Ceremic | [8 empty] | 0 | 0 | 0 | 1 | 0 | 0 | [7 empty] | 1 |  | JC/ZIRCOZA PRO/HIGH TRANSTUCENT ZIRCONIA DISC /IS-ZD9814
IM00618 | Blank-Indian-Zircoza Pro-High Transtucent Zirconia Disc -Is-Zd9816 | 162047HTZD9816 |  | A Class |  |  | I-Inventory | FG-Finish Good | C | Consumables | Blank | CAD CAM | Main Location | 69091200 |  | FIFO | Jyoti Ceremic | [8 empty] | 0 | 0 | 0 | 1 | 0 | 0 | [7 empty] | 1 |  | JC/ZIRCOZA PRO/HIGH TRANSTUCENT ZIRCONIA DISC /IS-ZD9816
IM00619 | Blank-Indian-Zircoza Plus-High Transtucent Zirconia Disc -Is-Tr-Zd9810 | 162047HTPLUSISTRZD9810 |  | A Class |  |  | I-Inventory | FG-Finish Good | C | Consumables | Blank | CAD CAM | Main Location | 69091200 |  | FIFO | Jyoti Ceremic | [8 empty] | 0 | 0 | 0 | 1 | 0 | 0 | [7 empty] | 1 |  | JC/ZIRCOZA PLUS/HIGH TRANSTUCENT ZIRCONIA DISC /IS-TR-ZD9810
IM00620 | Blank-Indian-Zircoza Plus-High Transtucent Zirconia Disc-Is-Tr-Zd9812 | 162047HTIPLUSSTRZD9812 |  | A Class |  |  | I-Inventory | FG-Finish Good | C | Consumables | Blank | CAD CAM | Main Location | 69091200 |  | FIFO | Jyoti Ceremic | [8 empty] | 0 | 0 | 0 | 1 | 0 | 0 | [7 empty] | 1 |  | JC/ZIRCOZA PLUS/HIGH TRANSTUCENT ZIRCONIA DISC/IS-TR-ZD9812
IM00621 | Blank-Indian-Zircoza Plus-High Transtucent Zirconia Disc-Is-Tr-Zd9814 | 162047HTPLUSSTRZD9814 |  | A Class |  |  | I-Inventory | FG-Finish Good | C | Consumables | Blank | CAD CAM | Main Location | 69091200 |  | FIFO | Jyoti Ceremic | [8 empty] | 0 | 0 | 0 | 1 | 0 | 0 | [7 empty] | 1 |  | JC/ZIRCOZA PLUS/HIGH TRANSTUCENT ZIRCONIA DISC/IS-TR-ZD9814
IM00622 | Blank-Indian-Zircoza Plus-High Transtucent Zirconia Disc-Is-Tr-Zd9816 | 162047HTPLUSISTRZD9816 |  | A Class |  |  | I-Inventory | FG-Finish Good | C | Consumables | Blank | CAD CAM | Main Location | 69091200 |  | FIFO | Jyoti Ceremic | [8 empty] | 0 | 0 | 0 | 1 | 0 | 0 | [7 empty] | 1 |  | JC/ZIRCOZA PLUS/HIGH TRANSTUCENT ZIRCONIA DISC/IS-TR-ZD9816
IM00623 | Blank-Indian-Zircoza Premium-High Transtucent Zirconia Disc-Is-Etr-Zd9810 | 162047HTPREMISETRZD9810 |  | A Class |  |  | I-Inventory | FG-Finish Good | C | Consumables | Blank | CAD CAM | Main Location | 69091200 |  | FIFO | Jyoti Ceremic | [8 empty] | 0 | 0 | 0 | 1 | 0 | 0 | [7 empty] | 1 |  | JC/ZIRCOZA PREMIUM/HIGH TRANSTUCENT ZIRCONIA DISC/IS-ETR-ZD9810
IM00624 | Blank-Indian-Zircoza Premium-High Transtucent Zirconia Disc-Is-Etr-Zd9812 | 162047HTPREMISETRZD9812 |  | A Class |  |  | I-Inventory | FG-Finish Good | C | Consumables | Blank | CAD CAM | Main Location | 69091200 |  | FIFO | Jyoti Ceremic | [8 empty] | 0 | 0 | 0 | 1 | 0 | 0 | [7 empty] | 1 |  | JC/ZIRCOZA PREMIUM/HIGH TRANSTUCENT ZIRCONIA DISC/IS-ETR-ZD9812
IM00625 | Blank-Indian-Zircoza Premium-High Transtucent Zirconia Disc-Is-Etr-Zd9814 | 162047HTPREMISETRZD9814 |  | A Class |  |  | I-Inventory | FG-Finish Good | C | Consumables | Blank | CAD CAM | Main Location | 69091200 |  | FIFO | Jyoti Ceremic | [8 empty] | 0 | 0 | 0 | 1 | 0 | 0 | [7 empty] | 1 |  | JC/ZIRCOZA PREMIUM/HIGH TRANSTUCENT ZIRCONIA DISC/IS-ETR-ZD9814
IM00626 | Blank-Indian-Zircoza Premium-High Transtucent Zirconia Disc-Is-Etr-Zd9816 | 162047HTPREMISETRZD9816 |  | A Class |  |  | I-Inventory | FG-Finish Good | C | Consumables | Blank | CAD CAM | Main Location | 69091200 |  | FIFO | Jyoti Ceremic | [8 empty] | 0 | 0 | 0 | 1 | 0 | 0 | [7 empty] | 1 |  | JC/ZIRCOZA PREMIUM/HIGH TRANSTUCENT ZIRCONIA DISC/IS-ETR-ZD9816
IM00627 | Blank- Aidite-PMMA Blank Round 98X16MM Shade A1 | 1620349816SHAPEA1 |  | A Class |  |  | I-Inventory | TG-Trading Good |  | Consumables | Blank | CAD CAM | Main Location | 30069100 |  | FIFO | Aidite | [8 empty] | 0 | 0 | 0 | 1 | 0 | 0 | [7 empty] | 1 |  | AD/PMMA BLANK/ROUND 98X16MM/SHADE A1
IM00628 | Blank-Aidite- PMMA Blank Round 98X16MM Shade A2 | 1620349816SHADEA2 |  | A Class |  |  | I-Inventory | FG-Finish Good | R | Consumables | Blank | CAD CAM | Main Location | 30069100 |  | FIFO | Aidite | [8 empty] | 0 | 0 | 0 | 1 | 0 | 0 | [7 empty] | 1 |  | AD/PMMA BLANK/ROUND 98X16MM/SHADE A2
IM00629 | Blank-Aidite-Wax Blank Round 98X16MM | 1620349816WAXBLANK |  | A Class |  |  | I-Inventory | FG-Finish Good | R | Consumables | Blank | CAD CAM | Main Location | 90184900 |  | FIFO | Aidite | [8 empty] | 0 | 0 | 0 | 1 | 0 | 0 | [7 empty] | 1 |  | AD/WAX BLANK/ ROUND/98x 16MM
IM00630 | Blank-Aidite-Zirconia-High Translucent Round Blank 98X10MM | 162034HIGHBLANK98X10MM |  | A Class |  |  | I-Inventory | FG-Finish Good | C | Consumables | Blank | CAD CAM | Main Location | 30069100 |  | FIFO | Aidite | [8 empty] | 0 | 0 | 0 | 1 | 0 | 0 | [7 empty] | 1 |  | ZIRC /AD/ BLANK/HIGH TRANSLUCENT/ ROUND/98x 10MM
IM00631 | Blank-Aidite-Zirconia-High Translucent Round Blank 98X12MM | 162034HIGHBLANK98X12MM |  | A Class |  |  | I-Inventory | FG-Finish Good | C | Consumables | Blank | CAD CAM | Main Location | 30069100 |  | FIFO | Aidite | [8 empty] | 0 | 0 | 0 | 1 | 0 | 0 | [7 empty] | 1 |  | ZIRC /AD/ BLANK/HIGH TRANSLUCENT/ ROUND/98x 12MM
IM00632 | Blank-Aidite-Zirconia-High Translucent Round Blank 98X14MM | 162034HIGHBLANK98X14MM |  | A Class |  |  | I-Inventory | FG-Finish Good | C | Consumables | Blank | CAD CAM | Main Location | 30069100 |  | FIFO | Aidite | [8 empty] | 0 | 0 | 0 | 1 | 0 | 0 | [7 empty] | 1 |  | ZIRC /AD/ BLANK/HIGH TRANSLUCENT/ ROUND/98x 14MM
IM00633 | Blank-Aidite-Zirconia-High Translucent Round Blank 98X16MM | 162034HIGHBLANK98X16MM |  | A Class |  |  | I-Inventory | FG-Finish Good | C | Consumables | Blank | CAD CAM | Main Location | 30069100 |  | FIFO | Aidite | [8 empty] | 0 | 0 | 0 | 1 | 0 | 0 | [7 empty] | 1 |  | ZIRC /AD/ BLANK/HIGH TRANSLUCENT/ ROUND/98x 16MM
IM00634 | Blank-Aidite-Zirconia-High Translucent Round Blank 98X18MM | 162034HIGHBLANK98X18MM |  | A Class |  |  | I-Inventory | FG-Finish Good | C | Consumables | Blank | CAD CAM | Main Location | 30069100 |  | FIFO | Aidite | [8 empty] | 0 | 0 | 0 | 1 | 0 | 0 | [7 empty] | 1 |  | ZIRC /AD/ BLANK/HIGH TRANSLUCENT/ ROUND/98x 18MM
IM00635 | Blank-Aidite-Zirconia- Super High Translucent Round Blank 98X10MM | 162034SUHIGHTRANS9810MM |  | A Class |  |  | I-Inventory | FG-Finish Good | R | Consumables | Blank | CAD CAM | Main Location | 30069100 |  | FIFO | Aidite | [8 empty] | 0 | 0 | 0 | 1 | 0 | 0 | [7 empty] | 1 |  | ZIRC /AD/ BLANK/SUPER HIGH TRANSLT/ ROUND/98x 10MM
IM00636 | Blank-Aidite-Zirconia- Super High Translucent Round Blank 98X16MM | 162034SUHIGH9816MM |  | A Class |  |  | I-Inventory | FG-Finish Good | R | Consumables | Blank | CAD CAM | Main Location |  |  | FIFO | Aidite | [8 empty] | 0 | 0 | 0 | 1 | 0 | 0 | [7 empty] | 1 |  | ZIRC /AD/ BLANK/SUPER HIGH TRANSLT/ ROUND/98x 16MM
IM00637 | Blank-Aidite-Zirconia- Super High Translucent Round Blank 98X18MM | 162034SUHIGHTRANS9818MM |  | A Class |  |  | I-Inventory | FG-Finish Good | R | Consumables | Blank | CAD CAM | Main Location |  |  | FIFO | Aidite | [8 empty] | 0 | 0 | 0 | 1 | 0 | 0 | [7 empty] | 1 |  | ZIRC /AD/ BLANK/SUPER HIGH TRANSLT/ ROUND/98x 18MM
IM00638 | Blank-Aidite-Zirconia- Super High Translucent Round Blank 98X20MM | 162034SUHIGHTRANS9820MM |  | A Class |  |  | I-Inventory | FG-Finish Good | R | Consumables | Blank | CAD CAM | Main Location |  |  | FIFO | Aidite | [8 empty] | 0 | 0 | 0 | 1 | 0 | 0 | [7 empty] | 1 |  | ZIRC /AD/ BLANK/SUPER HIGH TRANSLT/ ROUND/98x 20MM
IM00639 | Blank-Aidite-Zirconia- Super High Translucent Round Blank 98X25MM | 162034SUHIGHTRANS9825MM |  | A Class |  |  | I-Inventory | FG-Finish Good | R | Consumables | Blank | CAD CAM | Main Location |  |  | FIFO | Aidite | [8 empty] | 0 | 0 | 0 | 1 | 0 | 0 | [7 empty] | 1 |  | ZIRC /AD/ BLANK/SUPER HIGH TRANSLT/ ROUND/98x 25MM
IM00640 | Blank-Aidite-Zirconia- Super Translucent Round Blank 98X10MM | 162034SUTRANS98X10MM |  | A Class |  |  | I-Inventory | FG-Finish Good | R | Consumables | Blank | CAD CAM | Main Location |  |  | FIFO | Aidite | [8 empty] | 0 | 0 | 0 | 1 | 0 | 0 | [7 empty] | 1 |  | ZIRC /AD/ BLANK/SUPER TRANSLUCENT/ ROUND/98x 10MM
IM00641 | Blank-Aidite-Zirconia- Super Translucent Round Blank 98X12MM | 162034SUTRANS98X12MM |  | A Class |  |  | I-Inventory | FG-Finish Good | R | Consumables | Blank | CAD CAM | Main Location |  |  | FIFO | Aidite | [8 empty] | 0 | 0 | 0 | 1 | 0 | 0 | [7 empty] | 1 |  | ZIRC /AD/ BLANK/SUPER TRANSLUCENT/ ROUND/98x 12MM
IM00642 | Blank-Aidite-Zirconia- Super Translucent Round Blank 98X25MM | 162034SUBLANK98X25MM |  | A Class |  |  | I-Inventory | FG-Finish Good | R | Consumables | Blank | CAD CAM | Main Location |  |  | FIFO | Aidite | [8 empty] | 0 | 0 | 0 | 1 | 0 | 0 | [7 empty] | 1 |  | ZIRC /AD/ BLANK/SUPER TRANSLUCENT/ ROUND/98x 25MM
IM00643 | Blank-Aidite-Zirconia-Multilayer Round Blank 98X12MM-A2 | 162034MULTILAYER98X12MMA2 |  | A Class |  |  | I-Inventory | FG-Finish Good | C | Consumables | Blank | CAD CAM | Main Location |  |  | FIFO | Aidite | [8 empty] | 0 | 0 | 0 | 1 | 0 | 0 | [7 empty] | 1 |  | ZIRC/AIDITE /MULTILAYER BLANK/ ROUND/98x 12MM-A2
IM00644 | Blank-Aidite-Zirconia-Multilayer Round Blank 98X12MM-A3.5 | 162034MULTILAYER98X12MMA3.5 |  | A Class |  |  | I-Inventory | FG-Finish Good | R | Consumables | Blank | CAD CAM | Main Location |  |  | FIFO | Aidite | [8 empty] | 0 | 0 | 0 | 1 | 0 | 0 | [7 empty] | 1 |  | ZIRC/AIDITE /MULTILAYER BLANK/ ROUND/98x 12MM-A3.5
IM00645 | Blank-Aidite-Zirconia-Multilayer Round Blank 98X12MM-B1 | 162034MULTI98X12MMB1 |  | A Class |  |  | I-Inventory | FG-Finish Good | R | Consumables | Blank | CAD CAM | Main Location |  |  | FIFO | Aidite | [8 empty] | 0 | 0 | 0 | 1 | 0 | 0 | [7 empty] | 1 |  | ZIRC/AIDITE /MULTILAYER BLANK/ ROUND/98x 12MM-B1
IM00646 | Blank-Aidite-Zirconia-Multilayer Round Blank 98X12MM-C2 | 162034MULTI98X12MMC2 |  | A Class |  |  | I-Inventory | FG-Finish Good | R | Consumables | Blank | CAD CAM | Main Location |  |  | FIFO | Aidite | [8 empty] | 0 | 0 | 0 | 1 | 0 | 0 | [7 empty] | 1 |  | ZIRC/AIDITE /MULTILAYER BLANK/ ROUND/98x 12MM-C2
IM00647 | Blank-Aidite-Zirconia-Multilayer Round Blank 98X12MM-D2 | 162034MULTI98X12MMD2 |  | A Class |  |  | I-Inventory | FG-Finish Good | R | Consumables | Blank | CAD CAM | Main Location |  |  | FIFO | Aidite | [8 empty] | 0 | 0 | 0 | 1 | 0 | 0 | [7 empty] | 1 |  | ZIRC/AIDITE /MULTILAYER BLANK/ ROUND/98x 12MM-D2
IM00648 | Blank-Aidite-Zirconia-Multilayer Round Blank 98X14MM-A3.5 | 162034MULTI98X14MMA3.5 |  | A Class |  |  | I-Inventory | FG-Finish Good | R | Consumables | Blank | CAD CAM | Main Location |  |  | FIFO | Aidite | [8 empty] | 0 | 0 | 0 | 1 | 0 | 0 | [7 empty] | 1 |  | ZIRC/AIDITE /MULTILAYER BLANK/ ROUND/98x 14MM-A3.5
IM00649 | Blank-Aidite-Zirconia-Multilayer Round Blank 98X14MM-B1 | 162034MULTI98X14MMB1 |  | A Class |  |  | I-Inventory | FG-Finish Good | R | Consumables | Blank | CAD CAM | Main Location |  |  | FIFO | Aidite | [8 empty] | 0 | 0 | 0 | 1 | 0 | 0 | [7 empty] | 1 |  | ZIRC/AIDITE /MULTILAYER BLANK/ ROUND/98x 14MM-B1
IM00650 | Blank-Aidite-Zirconia-Multilayer Round Blank 98X14MM-D2 | 162034MULTI98X14MMD2 |  | A Class |  |  | I-Inventory | FG-Finish Good | R | Consumables | Blank | CAD CAM | Main Location |  |  | FIFO | Aidite | [8 empty] | 0 | 0 | 0 | 1 | 0 | 0 | [7 empty] | 1 |  | ZIRC/AIDITE /MULTILAYER BLANK/ ROUND/98x 14MM-D2
IM00651 | Blank-Aidite-Zirconia-Multilayer Round Blank 98X18MM-A2 | 162034MULTI98X18MMA2 |  | A Class |  |  | I-Inventory | FG-Finish Good | R | Consumables | Blank | CAD CAM | Main Location |  |  | FIFO | Aidite | [8 empty] | 0 | 0 | 0 | 1 | 0 | 0 | [7 empty] | 1 |  | ZIRC/AIDITE /MULTILAYER BLANK/ ROUND/98x 18MM-A2
IM00652 | Blank-Aidite-Zirconia-Multilayer Round Blank 98X18MM-A3.5 | 162034MULTI98X18MMA3.5 |  | A Class |  |  | I-Inventory | FG-Finish Good | R | Consumables | Blank | CAD CAM | Main Location |  |  | FIFO | Aidite | [8 empty] | 0 | 0 | 0 | 1 | 0 | 0 | [7 empty] | 1 |  | ZIRC/AIDITE /MULTILAYER BLANK/ ROUND/98x 18MM-A3.5
IM00653 | Blank-Aidite-Zirconia-Multilayer Round Blank 98X18MM-C2 | 162034MULTI98X18MMC2 |  | A Class |  |  | I-Inventory | FG-Finish Good | R | Consumables | Blank | CAD CAM | Main Location |  |  | FIFO | Aidite | [8 empty] | 0 | 0 | 0 | 1 | 0 | 0 | [7 empty] | 1 |  | ZIRC/AIDITE /MULTILAYER BLANK/ ROUND/98x 18MM-C2
IM00654 | Blank-Aidite-Zirconia-Multilayer Round Blank 98X18MM-D2 | 162034MULTI98X18MMD2 |  | A Class |  |  | I-Inventory | FG-Finish Good | R | Consumables | Blank | CAD CAM | Main Location |  |  | FIFO | Aidite | [8 empty] | 0 | 0 | 0 | 1 | 0 | 0 | [7 empty] | 1 |  | ZIRC/AIDITE /MULTILAYER BLANK/ ROUND/98x 18MM-D2
IM00655 | Bleaching Machine- A Top Chair Mount-AT115 | 181023AT115 |  | A Class |  |  | I-Inventory | FG-Finish Good | R | Equipment | Bleaching Machine | Dental Equiment | Main Location | 90184900 |  | FIFO | A Top | [8 empty] | 0 | 0 | 0 | 1 | 0 | 0 | [7 empty] | 1 |  | AT/BL/MC/A TOP/BLEACHING MACHINE CHAIR MOUNT/AT115
IM00656 | Bleaching Machine-Coxo Bleaching Machine Chair Mount Model C Bright 1B | 1070231BCHAIRMOUNT |  | A Class |  |  | I-Inventory | FG-Finish Good | R | Equipment | Bleaching Machine | Dental Equiment | Main Location | 90330000 |  | FIFO | Hongkong Coxo | [8 empty] | 0 | 0 | 0 | 1 | 0 | 0 | [7 empty] | 1 |  | CO/BL/MC/C-BRIGHT-1B BLEACHING MACHINE CHAIR MOUNT
IM00657 | Bleaching Machine-Gnatus Optilight CL Chair Mount | 101023BLEACHINGUNITCHAIRMO |  | A Class |  |  | I-Inventory | FG-Finish Good | R | Equipment | Bleaching Machine | Dental Equiment | Main Location | 90184900 |  | FIFO | Gnatus | [8 empty] | 0 | 0 | 0 | 1 | 0 | 0 | [7 empty] | 1 |  | GN/BL/MC/OPTILIGHT CL-GNATUS BLEACHING UNIT CHAIRMO
IM00658 | Grinding Burr-VHF-1.0MM-L-35MM (Z100-R2-35) | 142036GRINDINGBURR1L35MM |  | A Class |  |  | I-Inventory | FG-Finish Good | R | Consumables | Grinding Burr | CAD CAM | Main Location | 90184900 |  | FIFO | VHF | [8 empty] | 0 | 0 | 0 | 1 | 0 | 0 | [7 empty] | 1 |  | VHF/AC/GRINDING BURR/1.0MM/L-35MM (Z100-R2-35)
IM00659 | Grinding Burr-VHF-2.0MM-L-35Mm (Z200-R3-35) | 142036GRINDINGBURR2L35MM |  | A Class |  |  | I-Inventory | FG-Finish Good | R | Consumables | Grinding Burr | CAD CAM | Main Location | 90184900 |  | FIFO | VHF | [8 empty] | 0 | 0 | 0 | 1 | 0 | 0 | [7 empty] | 1 |  | VHF/AC/GRINDING BURR/2.0MM/L-35MM (Z200-R3-35)
IM00660 | Camera-Accessoires-Local-Canon-Slr Camera-750 D | 148052SLR750D |  | A Class |  |  | I-Inventory | FG-Finish Good | R | Accessories | Camera-Accessoires | Dental Equiment | Main Location | 8525 |  | FIFO | Indian Product | [8 empty] | 0 | 0 | 0 | 1 | 0 | 0 | [7 empty] | 1 |  | IN/AC/CANON-SLR CAMERA/750 D
IM00661 | Clinical Engine- Strong- Micro Motor Engine EI COIL CORD 108E | 164013MMENGINE108E |  | A Class |  |  | I-Inventory | FG-Finish Good | R | Equipment | Clincal Engine | Dental Equiment | Main Location | 90184900 |  | FIFO | Strong | [5 empty] | Speed upto 35,000 RPM* One spare carbon brush set* Low heat generation suitable for long use |  |  | 0 | 0 | 0 | 1 | 0 | 0 | [7 empty] | 1 |  | ST/CE/AC/MICRO MOTOR ENGINE EI COIL CORD 108E
IM00662 | Clinical Engine Spares-Strong-108E-1 O Ring | 164013108E1ORING |  | A Class |  |  | I-Inventory | FG-Finish Good | C | Spares | Clinical Engine-Spares | Dental Equiment | Main Location | 90330000 |  | FIFO | Strong | [8 empty] | 0 | 0 | 0 | 1 | 0 | 0 | [7 empty] | 1 |  | ST/CE/SP/108E-1 O RING
IM00663 | Clinical Engine Spares-Strong-108E-10 Terminal B | 16401318E10TERMINALB |  | A Class |  |  | I-Inventory | FG-Finish Good | R | Spares | Clinical Engine-Spares | Dental Equiment | Main Location | 90330000 |  | FIFO | Strong | [8 empty] | 0 | 0 | 0 | 1 | 0 | 0 | [7 empty] | 1 |  | ST/CE/SP/108E-10 TERMINAL B
IM00664 | Clinical Engine Spares-Strong-108E-13 Bush Holder B Ass,Y | 164013108E13BUSHHOLDERBASSY |  | A Class |  |  | I-Inventory | FG-Finish Good | R | Spares | Clinical Engine-Spares | Dental Equiment | Main Location | 90330000 |  | FIFO | Strong | [8 empty] | 0 | 0 | 0 | 1 | 0 | 0 | [7 empty] | 1 |  | ST/CE/SP/108E-13 BUSH HOLDER B ASS,Y
IM00665 | Clinical Engine Spares-Strong-108E-14 Washer | 164013108E14WASHER |  | A Class |  |  | I-Inventory | FG-Finish Good | R | Spares | Clinical Engine-Spares | Dental Equiment | Main Location | 90330000 |  | FIFO | Strong | [8 empty] | 0 | 0 | 0 | 1 | 0 | 0 | [7 empty] | 1 |  | ST/CE/SP/108E-14 WASHER
IM00666 | Clinical Engine Spares-Strong-108E-15 O Ring | 164013108E15ORING |  | A Class |  |  | I-Inventory | FG-Finish Good | C | Spares | Clinical Engine-Spares | Dental Equiment | Main Location | 90330000 |  | FIFO | Strong | [8 empty] | 0 | 0 | 0 | 1 | 0 | 0 | [7 empty] | 1 |  | ST/CE/SP/108E-15 O RING
IM00667 | Clinical Engine Spares-Strong-108E-16 Brush Hold | 164013108E16BRUSHHOLD |  | A Class |  |  | I-Inventory | FG-Finish Good | R | Spares | Clinical Engine-Spares | Dental Equiment | Main Location | 90330000 |  | FIFO | Strong | [8 empty] | 0 | 0 | 0 | 1 | 0 | 0 | [7 empty] | 1 |  | ST/CE/SP/108E-16 BRUSH HOLD
IM00668 | Clinical Engine Spares-Strong-108E-17 Cord Ass,Y | 164013108E17CORDASSY |  | A Class |  |  | I-Inventory | FG-Finish Good | R | Spares | Clinical Engine-Spares | Dental Equiment | Main Location | 90330000 |  | FIFO | Strong | [8 empty] | 0 | 0 | 0 | 1 | 0 | 0 | [7 empty] | 1 |  | ST/CE/SP/108E-17 CORD ASS,Y
IM00669 | Clinical Engine Spares-Strong-108E-3 Bolt | 164013108E3BOLT |  | A Class |  |  | I-Inventory | FG-Finish Good | R | Spares | Clinical Engine-Spares | Dental Equiment | Main Location | 90330000 |  | FIFO | Strong | [8 empty] | 0 | 0 | 0 | 1 | 0 | 0 | [7 empty] | 1 |  | ST/CE/SP/108E-3 BOLT
IM00670 | Clinical Engine Spares-Strong-108E-4 Coupling | 164013108E4COUPLING |  | A Class |  |  | I-Inventory | FG-Finish Good | R | Spares | Clinical Engine-Spares | Dental Equiment | Main Location | 90330000 |  | FIFO | Strong | [8 empty] | 0 | 0 | 0 | 1 | 0 | 0 | [7 empty] | 1 |  | ST/CE/SP/108E-4 COUPLING
IM00671 | Clinical Engine Spares-Strong-108E-6 Front Bearing Flat Washer | 164013108E6FLATWASHER |  | A Class |  |  | I-Inventory | FG-Finish Good | R | Spares | Clinical Engine-Spares | Dental Equiment | Main Location | 90330000 |  | FIFO | Strong | [8 empty] | 0 | 0 | 0 | 1 | 0 | 0 | [7 empty] | 1 |  | ST/CE/SP/108E-6 FRONT BEARING FLAT WASHER
IM00672 | Clinical Engine Spares-Strong-108E-7 Armature Ass,Y | 164013108E7ARMATURE |  | A Class |  |  | I-Inventory | FG-Finish Good | R | Spares | Clinical Engine-Spares | Dental Equiment | Main Location | 90330000 |  | FIFO | Strong | [8 empty] | 0 | 0 | 0 | 1 | 0 | 0 | [7 empty] | 1 |  | ST/CE/SP/108E-7 ARMATURE ASS,Y
IM00673 | Clinical Engine Spares-Strong-108E-8 Front Bearing Flat Washer B | 164013108E8FRONTBEARINGFLATWASHERB |  | A Class |  |  | I-Inventory | FG-Finish Good | R | Spares | Clinical Engine-Spares | Dental Equiment | Main Location | 90330000 |  | FIFO | Strong | [8 empty] | 0 | 0 | 0 | 1 | 0 | 0 | [7 empty] | 1 |  | ST/CE/SP/108E-8 FRONT BEARING FLAT WASHER B
IM00674 | Clinical Engine Spares-Strong-108E-9 Ball Bearing 830Zz | 164013108E9BALLBEARING830ZZ |  | A Class |  |  | I-Inventory | FG-Finish Good | C | Spares | Clinical Engine-Spares | Dental Equiment | Main Location | 90330000 |  | FIFO | Strong | [8 empty] | 0 | 0 | 0 | 1 | 0 | 0 | [7 empty] | 1 |  | ST/CE/SP/108E-9 BALL BEARING 830ZZ
IM00675 | Colouring Liquid-Aidite-Super High Trans-50 ML- A1 | 162034SHT50MLA1 |  | A Class |  |  | I-Inventory | FG-Finish Good | R | Consumables | Coloring Liquid | CAD CAM | Main Location | 30064000 |  | FIFO | Aidite | [8 empty] | 0 | 0 | 0 | 1 | 0 | 0 | [7 empty] | 1 |  | AIDITE COLORING LIQ/SUPER HIGH TRANS./50 ML/ A1
IM00676 | Colouring Liquid-Aidite-Super High Trans.-50 ML- A2 | 162034SHT50MLA2 |  | A Class |  |  | I-Inventory | FG-Finish Good | R | Consumables | Coloring Liquid | CAD CAM | Main Location | 30064000 |  | FIFO | Aidite | [8 empty] | 0 | 0 | 0 | 1 | 0 | 0 | [7 empty] | 1 |  | AIDITE COLORING LIQ/SUPER HIGH TRANS./50 ML/ A2
IM00677 | Colouring Liquid-Aidite-Super High Trans-50 ML-A3 | 162034SHT50MLA3 |  | A Class |  |  | I-Inventory | FG-Finish Good | R | Consumables | Coloring Liquid | CAD CAM | Main Location | 30064000 |  | FIFO | Aidite | [8 empty] | 0 | 0 | 0 | 1 | 0 | 0 | [7 empty] | 1 |  | AIDITE COLORING LIQ/SUPER HIGH TRANS./50 ML/ A3
IM00678 | Colouring Liquid-Aidite- Super High Trans. 100 Ml A2 | 162041LIQSHT100MLA2 |  | A Class |  |  | I-Inventory | FG-Finish Good | C | Consumables | Coloring Liquid | CAD CAM | Main Location | 81099000 |  | FIFO | Aidite | [8 empty] | 0 | 0 | 0 | 1 | 0 | 0 | [7 empty] | 1 |  | CAD/MT/CM/AIDITE COLORING LIQ SUPER HIGH TRANS. 100 ML A2
IM00679 | Colouring Liquid-Aidite- Super High Trans. 100 Ml C2 | 162041LIQSHT100MLC2 |  | A Class |  |  | I-Inventory | FG-Finish Good | C | Consumables | Coloring Liquid | CAD CAM | Main Location | 81099000 |  | FIFO | Aidite | [8 empty] | 0 | 0 | 0 | 1 | 0 | 0 | [7 empty] | 1 |  | CAD/MT/CM/AIDITE COLORING LIQ SUPER HIGH TRANS. 100 ML C2
IM00680 | Colouring Liquid-Aidite- Super High Trans.100 Ml B2 | 162041LIQSHT100MLB2 |  | A Class |  |  | I-Inventory | FG-Finish Good | R | Consumables | Coloring Liquid | CAD CAM | Main Location | 81099000 |  | FIFO | Aidite | [8 empty] | 0 | 0 | 0 | 1 | 0 | 0 | [7 empty] | 1 |  | CAD/MT/CM/AIDITE COLORING LIQ SUPER HIGH TRANS.100 ML B2
IM00681 | Colouring Liquid-Aidite- Incisal Coloring Liquid T1 | 162041INCISALLIQUIDT1 |  | A Class |  |  | I-Inventory | FG-Finish Good | C | Consumables | Coloring Liquid | CAD CAM | Main Location | 81099000 |  | FIFO | Aidite | [8 empty] | 0 | 0 | 0 | 1 | 0 | 0 | [7 empty] | 1 |  | CAD/MT/CM/AIDITE INCISAL COLORING LIQUID T1
IM00682 | Colouring Liquid-Aidite- Indicator Liquid Blue | 162041INCISALLIQUIDBLUE |  | A Class |  |  | I-Inventory | FG-Finish Good | R | Consumables | Coloring Liquid | CAD CAM | Main Location | 81099000 |  | FIFO | Aidite | [8 empty] | 0 | 0 | 0 | 1 | 0 | 0 | [7 empty] | 1 |  | CAD/MT/CM/AIDITE INDICATOR LIQUID BLUE
IM00683 | Colouring Liquid-Aidite- Indicator Liquid Green | 162041INCISALLIQUIDGREEN |  | A Class |  |  | I-Inventory | FG-Finish Good | R | Consumables | Coloring Liquid | CAD CAM | Main Location | 81099000 |  | FIFO | Aidite | [8 empty] | 0 | 0 | 0 | 1 | 0 | 0 | [7 empty] | 1 |  | CAD/MT/CM/AIDITE INDICATOR LIQUID GREEN
IM00684 | Colouring Liquid-Aidite- Indicator Liquid Red | 162041INCISALLIQUIDRED |  | A Class |  |  | I-Inventory | FG-Finish Good | C | Consumables | Coloring Liquid | CAD CAM | Main Location | 81099000 |  | FIFO | Aidite | [8 empty] | 0 | 0 | 0 | 1 | 0 | 0 | [7 empty] | 1 |  | CAD/MT/CM/AIDITE INDICATOR LIQUID RED
IM00685 | Colouring Liquid-Aidite- Indicator Liquid Yellow | 162041INCISALLIQUIDYELLOW |  | A Class |  |  | I-Inventory | FG-Finish Good | C | Consumables | Coloring Liquid | CAD CAM | Main Location | 81099000 |  | FIFO | Aidite | [8 empty] | 0 | 0 | 0 | 1 | 0 | 0 | [7 empty] | 1 |  | CAD/MT/CM/AIDITE INDICATOR LIQUID YELLOW
IM00686 | Colouring Liquid- Aidite-UPCERA 100 ML D4 | ADITEUPCERA100MLD4 |  | A Class |  |  | I-Inventory | FG-Finish Good | R | Consumables | Coloring Liquid | CAD CAM | Main Location | 30064000 |  | FIFO | Aidite | [8 empty] | 0 | 0 | 0 | 1 | 0 | 0 | [7 empty] | 1 |  | ADITE UPCERA COLORING LIQUID 100 ML D4
IM00687 | Colouring Liquid- Aidite- 25ML B1 | AIDITE25MLB1 |  | A Class |  |  | I-Inventory | FG-Finish Good | R | Consumables | Coloring Liquid | CAD CAM | Main Location | 30064000 |  | FIFO | Aidite | [8 empty] | 0 | 0 | 0 | 1 | 0 | 0 | [7 empty] | 1 |  | AIDITE COLORING LIQUID 25 ML B1
IM00688 | Colouring Liquid- Aidite- 25ML D2 | AIDITE25MLD2 |  | A Class |  |  | I-Inventory | FG-Finish Good | R | Consumables | Coloring Liquid | CAD CAM | Main Location | 30064000 |  | FIFO | Aidite | [8 empty] | 0 | 0 | 0 | 1 | 0 | 0 | [7 empty] | 1 |  | AIDITE COLORING LIQUID 25 ML D2
IM00689 | Colouring Liquid- Aidite- 25ML D4 | AIDITE25MLD4 |  | A Class |  |  | I-Inventory | FG-Finish Good | R | Consumables | Coloring Liquid | CAD CAM | Main Location | 30064000 |  | FIFO | Aidite | [8 empty] | 0 | 0 | 0 | 1 | 0 | 0 | [7 empty] | 1 |  | AIDITE COLORING LIQUID 25 ML D4
IM00690 | Component-Local-10 Om-0.5 Watt Resistant | 14804710OMRESISTANT |  | A Class |  |  | I-Inventory | FG-Finish Good | C | Spares | Component | Dental Equiment | Main Location | 90330000 |  | FIFO | Indian Product | [8 empty] | 0 | 0 | 0 | 1 | 0 | 0 | [7 empty] | 1 |  | Component-Local-10 Om-0.5 Watt Resistant
IM00691 | Component-Local-100 Mfd Capacitor | 148047100MFD |  | A Class |  |  | I-Inventory | FG-Finish Good | C | Spares | Component | Dental Equiment | Main Location | 90330000 |  | FIFO | Indian Product | [8 empty] | 0 | 0 | 0 | 1 | 0 | 0 | [7 empty] | 1 |  | Component-Local-100 MFD Capacitor
IM00692 | Component-Local-10 Ohms 2W Carbon Resistor | 148047OHMS2WRESISTOR |  | A Class |  |  | I-Inventory | FG-Finish Good | C | Spares | Component | Dental Equiment | Main Location | 90330000 |  | FIFO | Indian Product | [8 empty] | 0 | 0 | 0 | 1 | 0 | 0 | [7 empty] | 1 |  | Local Component-Local-10 OHMS 2w Carbon Resistor
IM00693 | Component-Local-100Uf 50V Capacitor | 148047100UF50V |  | A Class |  |  | I-Inventory | FG-Finish Good | C | Spares | Component | Dental Equiment | Main Location | 90330000 |  | FIFO | Indian Product | [8 empty] | 0 | 0 | 0 | 1 | 0 | 0 | [7 empty] | 1 |  | Local Component-Local-100uf 50v Capacitor
IM00694 | Component-Local-In-5408 | 1480475408DIODE |  | A Class |  |  | I-Inventory | FG-Finish Good | C | Spares | Component | Dental Equiment | Main Location | 90330000 |  | FIFO | Indian Product | [8 empty] | 0 | 0 | 0 | 1 | 0 | 0 | [7 empty] | 1 |  | Local-Indian Component-Local-In-5408
IM00695 | Component-Local-Lm-7805 Regulator Ic | 1480517805REGULATORIC |  | A Class |  |  | I-Inventory | FG-Finish Good | C | Spares | Component | Dental Equiment | Main Location | 90330000 |  | FIFO | Indian Product | [8 empty] | 0 | 0 | 0 | 1 | 0 | 0 | [7 empty] | 1 |  | Local-Indian Component-Local-Lm-7805 Regulator IC
IM00696 | Component-Local- 103(10Kilo Ohm) Pot Adjuster | 148052103POTADJUSTER |  | A Class |  |  | I-Inventory | FG-Finish Good | C | Spares | Component | Dental Equiment | Main Location | 90330000 |  | FIFO | Indian Product | [8 empty] | 0 | 0 | 0 | 1 | 0 | 0 | [7 empty] | 1 |  | Component-Local- COMPONENT 103(10KILO OHM) POT ADJUSTER
IM00697 | Component-Local- 223(22Kilo Ohm) Pot Adjuster | 148052223POTADJUSTER |  | A Class |  |  | I-Inventory | FG-Finish Good | C | Spares | Component | Dental Equiment | Main Location |  |  | FIFO | Indian Product | [8 empty] | 0 | 0 | 0 | 1 | 0 | 0 | [7 empty] | 1 |  | Component-Local- COMPONENT 223(22KILO OHM) POT ADJUSTER
IM00698 | Component-Local- Micro Switch For Pad Chair | 148051MICROSWITCH |  | A Class |  |  | I-Inventory | FG-Finish Good | C | Spares | Component | Dental Equiment | Main Location | 90330000 |  | FIFO | Indian Product | [8 empty] | 0 | 0 | 0 | 1 | 0 | 0 | [7 empty] | 1 |  | Component-Local- COMPONENT MICRO SWITCH FOR PAD CHAIR
IM00699 | Component-Local- Tip122 Transistor | 148051TIP122TRANSISTOR |  | A Class |  |  | I-Inventory | FG-Finish Good | C | Spares | Component | Dental Equiment | Main Location | 90330000 |  | FIFO | Indian Product | [8 empty] | 0 | 0 | 0 | 1 | 0 | 0 | [7 empty] | 1 |  | Component-Local- COMPONENT TIP122 TRANSISTOR
IM00700 | Component-Local-2.2 Kilo Ohms 1W Carbon Resistor | 1480512201WCARBONRESISTOR |  | A Class |  |  | I-Inventory | FG-Finish Good | C | Spares | Component | Dental Equiment | Main Location | 90330000 |  | FIFO | Indian Product | [8 empty] | 0 | 0 | 0 | 1 | 0 | 0 | [7 empty] | 1 |  | Component-Local- Component-Local-2.2 KILO OHMS 1W CARBON RESISTOR
IM00701 | Component-Local-203(20Kilo Ohm)Pot Adjuster | 148051ADJUSTOR |  | A Class |  |  | I-Inventory | FG-Finish Good | C | Spares | Component | Dental Equiment | Main Location | 90330000 |  | FIFO | Indian Product | [8 empty] | 0 | 0 | 0 | 1 | 0 | 0 | [7 empty] | 1 |  | Component-Local- Component-Local-203(20KILO OHM)POT ADJUSTER
IM00702 | Component-Local-24V Relay | 14805124VRELAY |  | A Class |  |  | I-Inventory | FG-Finish Good | C | Spares | Component | Dental Equiment | Main Location | 90330000 |  | FIFO | Indian Product | [8 empty] | 0 | 0 | 0 | 1 | 0 | 0 | [7 empty] | 1 |  | Component-Local- Component-Local-24V RELAY
IM00703 | Component-Local-24V Zena Diode 2W | 14805124VDIODE2W |  | A Class |  |  | I-Inventory | FG-Finish Good | C | Spares | Component | Dental Equiment | Main Location | 90330000 |  | FIFO | Indian Product | [8 empty] | 0 | 0 | 0 | 1 | 0 | 0 | [7 empty] | 1 |  | Component-Local- Component-Local-24V ZENA DIODE 2W
IM00704 | Component-Local-4N25-Ic | 1480514N25IC |  | A Class |  |  | I-Inventory | FG-Finish Good | C | Spares | Component | Dental Equiment | Main Location | 90330000 |  | FIFO | Indian Product | [8 empty] | 0 | 0 | 0 | 1 | 0 | 0 | [7 empty] | 1 |  | Component-Local- Component-Local-4N25-IC
IM00705 | Component-Local-74 Hc 165-Ic | 14805174HC1165IC |  | A Class |  |  | I-Inventory | FG-Finish Good | C | Spares | Component | Dental Equiment | Main Location | 90330000 |  | FIFO | Indian Product | [8 empty] | 0 | 0 | 0 | 1 | 0 | 0 | [7 empty] | 1 |  | Component-Local- Component-Local-74 HC 165-IC
IM00706 | Component-Local-74 Hc104-Ic | 14805174HC104IC |  | A Class |  |  | I-Inventory | FG-Finish Good | C | Spares | Component | Dental Equiment | Main Location | 90330000 |  | FIFO | Indian Product | [8 empty] | 0 | 0 | 0 | 1 | 0 | 0 | [7 empty] | 1 |  | Component-Local- Component-Local-74 HC104-IC
IM00707 | Component-Local-Bc 337 Transistor | 148051BC337 |  | A Class |  |  | I-Inventory | FG-Finish Good | C | Spares | Component | Dental Equiment | Main Location | 90330000 |  | FIFO | Indian Product | [8 empty] | 0 | 0 | 0 | 1 | 0 | 0 | [7 empty] | 1 |  | Component-Local- Component-Local-BC 337 TRANSISTOR
IM00708 | Component-Local-Bta-16 | 148051BTA16 |  | A Class |  |  | I-Inventory | FG-Finish Good | C | Spares | Component | Dental Equiment | Main Location | 90330000 |  | FIFO | Indian Product | [8 empty] | 0 | 0 | 0 | 1 | 0 | 0 | [7 empty] | 1 |  | Component-Local- Component-Local-BTA-16
IM00709 | Component-Local-Bta-24 | 148051BTA24 |  | A Class |  |  | I-Inventory | FG-Finish Good | C | Spares | Component | Dental Equiment | Main Location | 90330000 |  | FIFO | Indian Product | [8 empty] | 0 | 0 | 0 | 1 | 0 | 0 | [7 empty] | 1 |  | Component-Local- Component-Local-BTA-24
IM00710 | Component-Local-Bv-5248 | 148051BV5248 |  | A Class |  |  | I-Inventory | FG-Finish Good | C | Spares | Component | Dental Equiment | Main Location | 90330000 |  | FIFO | Indian Product | [8 empty] | 0 | 0 | 0 | 1 | 0 | 0 | [7 empty] | 1 |  | Component-Local- Component-Local-BV-5248
IM00711 | Component-Local-El-3063 Ic | 148051EL3063IC |  | A Class |  |  | I-Inventory | FG-Finish Good | C | Spares | Component | Dental Equiment | Main Location | 90330000 |  | FIFO | Indian Product | [8 empty] | 0 | 0 | 0 | 1 | 0 | 0 | [7 empty] | 1 |  | Component-Local- Component-Local-EL-3063 IC
IM00712 | Component-Local-Ic Base | 148051ICBASE |  | A Class |  |  | I-Inventory | FG-Finish Good | C | Spares | Component | Dental Equiment | Main Location | 90330000 |  | FIFO | Indian Product | [8 empty] | 0 | 0 | 0 | 1 | 0 | 0 | [7 empty] | 1 |  | Component-Local- Component-Local-IC BASE
IM00713 | Component-Local-Im 358-Ic 8 Pin | 148051M358IC8PIN |  | A Class |  |  | I-Inventory | FG-Finish Good | C | Spares | Component | Dental Equiment | Main Location | 90330000 |  | FIFO | Indian Product | [8 empty] | 0 | 0 | 0 | 1 | 0 | 0 | [7 empty] | 1 |  | Component-Local- Component-Local-IM 358-IC 8 PIN
IM00714 | Component-Local-In-4148 | 148051IN4148 |  | A Class |  |  | I-Inventory | FG-Finish Good | C | Spares | Component | Dental Equiment | Main Location | 90330000 |  | FIFO | Indian Product | [8 empty] | 0 | 0 | 0 | 1 | 0 | 0 | [7 empty] | 1 |  | Component-Local- Component-Local-IN-4148
IM00715 | Component-Local-Led-White For Xray Viewer | 148051LEDWHITE |  | A Class |  |  | I-Inventory | FG-Finish Good | C | Spares | Component | Dental Equiment | Main Location | 90330000 |  | FIFO | Indian Product | [8 empty] | 0 | 0 | 0 | 1 | 0 | 0 | [7 empty] | 1 |  | Component-Local- Component-Local-LED-WHITE FOR XRAY VIEWER
IM00716 | Component-Local-Lm-7815 | 148051LM7815 |  | A Class |  |  | I-Inventory | FG-Finish Good | C | Spares | Component | Dental Equiment | Main Location | 90330000 |  | FIFO | Indian Product | [8 empty] | 0 | 0 | 0 | 1 | 0 | 0 | [7 empty] | 1 |  | Component-Local- Component-Local-LM-7815
IM00717 | Component-Local-Mol 3021 | 148051MOL3021 |  | A Class |  |  | I-Inventory | FG-Finish Good | C | Spares | Component | Dental Equiment | Main Location | 90330000 |  | FIFO | Indian Product | [8 empty] | 0 | 0 | 0 | 1 | 0 | 0 | [7 empty] | 1 |  | Component-Local- Component-Local-MOL 3021
IM00718 | Component-Local-Sg5841 Jsz | 148051SG5841JSZ |  | A Class |  |  | I-Inventory | FG-Finish Good | C | Spares | Component | Dental Equiment | Main Location | 90330000 |  | FIFO | Indian Product | [8 empty] | 0 | 0 | 0 | 1 | 0 | 0 | [7 empty] | 1 |  | Component-Local- Component-Local-SG5841 JSZ
IM00719 | Component-Local-Transistor 3725 | 1480513725TRANSISTOR |  | A Class |  |  | I-Inventory | FG-Finish Good | C | Spares | Component | Dental Equiment | Main Location | 90330000 |  | FIFO | Indian Product | [8 empty] | 0 | 0 | 0 | 1 | 0 | 0 | [7 empty] | 1 |  | Component-Local- Component-Local-TRANSISTOR 3725
IM00720 | Component-Local-4700 Small Component | 1480474700 |  | A Class |  |  | I-Inventory | FG-Finish Good | C | Spares | Component | Dental Equiment | Main Location | 90330000 |  | FIFO | Indian Product | [8 empty] | 0 | 0 | 0 | 1 | 0 | 0 | [7 empty] | 1 |  | Component-Local-4700 SMALL COMPONENT
IM00721 | Component-Local- 0-12 Pin Type Trasformer | 1480520-12PINTRF |  | A Class |  |  | I-Inventory | FG-Finish Good | R | Spares | Component | Dental Equiment | Main Location | 90330000 |  | FIFO | Indian Product | [8 empty] | 0 | 0 | 0 | 1 | 0 | 0 | [7 empty] | 1 |  | Component-Local-COMPONENT 0-12 PIN TYPE TRASFORMER
IM00722 | Component-Local- 1000Uf 25V | 1480521000UF25V |  | A Class |  |  | I-Inventory | FG-Finish Good | C | Spares | Component | Dental Equiment | Main Location | 90330000 |  | FIFO | Indian Product | [8 empty] | 0 | 0 | 0 | 1 | 0 | 0 | [7 empty] | 1 |  | Component-Local-COMPONENT 1000UF 25V
IM00723 | Component-Local- 12V Relay | 14804712VRELAY |  | A Class |  |  | I-Inventory | FG-Finish Good | C | Spares | Component | Dental Equiment | Main Location | 90330000 |  | FIFO | Indian Product | [8 empty] | 0 | 0 | 0 | 1 | 0 | 0 | [7 empty] | 1 |  | Component-Local-Component 12V Relay
IM00724 | Component-Local- 2200 50V Capacitor | 148052220050VCAPCITOR |  | A Class |  |  | I-Inventory | FG-Finish Good | R | Spares | Component | Dental Equiment | Main Location | 90330000 |  | FIFO | Indian Product | [8 empty] | 0 | 0 | 0 | 1 | 0 | 0 | [7 empty] | 1 |  | Component-Local-COMPONENT 2200 50V CAPACITOR
IM00725 | Component-Local- 470150V | 148052COMP470150V |  | A Class |  |  | I-Inventory | FG-Finish Good | R | Spares | Component | Dental Equiment | Main Location | 90330000 |  | FIFO | Indian Product | [8 empty] | 0 | 0 | 0 | 1 | 0 | 0 | [7 empty] | 1 |  | Component-Local-COMPONENT 470150V
IM00726 | Component-Local- 6800Uf 50V | 1480516800UF50V |  | A Class |  |  | I-Inventory | FG-Finish Good | R | Spares | Component | Dental Equiment | Main Location | 90330000 |  | FIFO | Indian Product | [8 empty] | 0 | 0 | 0 | 1 | 0 | 0 | [7 empty] | 1 |  | Component-Local-COMPONENT 6800UF 50V
IM00727 | Component-Local- Bta 06 | 148051BTA06 |  | A Class |  |  | I-Inventory | FG-Finish Good | R | Spares | Component | Dental Equiment | Main Location | 90330000 |  | FIFO | Indian Product | [8 empty] | 0 | 0 | 0 | 1 | 0 | 0 | [7 empty] | 1 |  | Component-Local-COMPONENT BTA 06
IM00728 | Component-Local- Bu 407 | 148051BU407 |  | A Class |  |  | I-Inventory | FG-Finish Good | R | Spares | Component | Dental Equiment | Main Location | 90330000 |  | FIFO | Indian Product | [8 empty] | 0 | 0 | 0 | 1 | 0 | 0 | [7 empty] | 1 |  | Component-Local-COMPONENT BU 407
IM00729 | Component-Local- Bu806 | 148052BU806 |  | A Class |  |  | I-Inventory | FG-Finish Good | C | Spares | Component | Dental Equiment | Main Location | 90330000 |  | FIFO | Indian Product | [8 empty] | 0 | 0 | 0 | 1 | 0 | 0 | [7 empty] | 1 |  | Component-Local-COMPONENT BU806
IM00730 | Component-Local- Led Green | 148052COMPLEDGREEN |  | A Class |  |  | I-Inventory | FG-Finish Good | C | Spares | Component | Dental Equiment | Main Location | 90330000 |  | FIFO | Indian Product | [8 empty] | 0 | 0 | 0 | 1 | 0 | 0 | [7 empty] | 1 |  | Component-Local-COMPONENT LED GREEN
IM00731 | Component-Local- Led Red | 148052COMPLEDRED |  | A Class |  |  | I-Inventory | FG-Finish Good | C | Spares | Component | Dental Equiment | Main Location | 90330000 |  | FIFO | Indian Product | [8 empty] | 0 | 0 | 0 | 1 | 0 | 0 | [7 empty] | 1 |  | Component-Local-COMPONENT LED RED
IM00732 | Component-Local- Lm 7824 | 148052COMPLM7824 |  | A Class |  |  | I-Inventory | FG-Finish Good | R | Spares | Component | Dental Equiment | Main Location | 90330000 |  | FIFO | Indian Product | [8 empty] | 0 | 0 | 0 | 1 | 0 | 0 | [7 empty] | 1 |  | Component-Local-COMPONENT LM 7824
IM00733 | Component-Local- Mix Resistance | 148052MIXRESISTANCE |  | A Class |  |  | I-Inventory | FG-Finish Good | C | Spares | Component | Dental Equiment | Main Location | 90330000 |  | FIFO | Indian Product | [8 empty] | 0 | 0 | 0 | 1 | 0 | 0 | [7 empty] | 1 |  | Component-Local-COMPONENT MIX RESISTANCE
IM00734 | Component-Local- Moc 3041 | 148052COMPMOC3041 |  | A Class |  |  | I-Inventory | FG-Finish Good | C | Spares | Component | Dental Equiment | Main Location | 90330000 |  | FIFO | Indian Product | [8 empty] | 0 | 0 | 0 | 1 | 0 | 0 | [7 empty] | 1 |  | Component-Local-COMPONENT MOC 3041
IM00735 | Component-Local- Push Bush Switch | 148052COMPPBSWITCH |  | A Class |  |  | I-Inventory | FG-Finish Good | C | Spares | Component | Dental Equiment | Main Location |  |  | FIFO | Indian Product | [8 empty] | 0 | 0 | 0 | 1 | 0 | 0 | [7 empty] | 1 |  | Component-Local-COMPONENT PUSH BUSH SWITCH
IM00736 | Component-Local- Sink Sleev 2Mm | 148052SINKSLEEVE2MM |  | A Class |  |  | I-Inventory | FG-Finish Good | R | Spares | Component | Dental Equiment | Main Location | 90330000 |  | FIFO | Indian Product | [8 empty] | 0 | 0 | 0 | 1 | 0 | 0 | [7 empty] | 1 |  | Component-Local-COMPONENT SINK SLEEV 2MM
IM00737 | Component-Local- Sink Sleev 4Mm | 148052SINKSLEEVE4MM |  | A Class |  |  | I-Inventory | FG-Finish Good | C | Spares | Component | Dental Equiment | Main Location | 90330000 |  | FIFO | Indian Product | [8 empty] | 0 | 0 | 0 | 1 | 0 | 0 | [7 empty] | 1 |  | Component-Local-COMPONENT SINK SLEEV 4MM
IM00738 | Component-Local- Tiv 22 | 148052COMPTIV22 |  | A Class |  |  | I-Inventory | FG-Finish Good | C | Spares | Component | Dental Equiment | Main Location |  |  | FIFO | Indian Product | [8 empty] | 0 | 0 | 0 | 1 | 0 | 0 | [7 empty] | 1 |  | Component-Local-COMPONENT TIV 22
IM00739 | Component-Local- X33725 Phipse | 148052COMPX33725 |  | A Class |  |  | I-Inventory | FG-Finish Good | C | Spares | Component | Dental Equiment | Main Location | 90330000 |  | FIFO | Indian Product | [8 empty] | 0 | 0 | 0 | 1 | 0 | 0 | [7 empty] | 1 |  | Component-Local-COMPONENT X33725 PHIPSE
IM00740 | Component-Local-1 Ohms 2W Carbon Resistor | 1480512WCARBONRESISTOR |  | A Class |  |  | I-Inventory | FG-Finish Good | C | Spares | Component | Dental Equiment | Main Location | 90330000 |  | FIFO | Indian Product | [8 empty] | 0 | 0 | 0 | 1 | 0 | 0 | [7 empty] | 1 |  | Component-Local-Component-Local-1 OHMS 2W CARBON RESISTOR
IM00741 | Component-Local-1000Uf 35V Capacitor | 1480521000UF35V |  | A Class |  |  | I-Inventory | FG-Finish Good | C | Spares | Component | Dental Equiment | Main Location | 90330000 |  | FIFO | Indian Product | [8 empty] | 0 | 0 | 0 | 1 | 0 | 0 | [7 empty] | 1 |  | Component-Local-Component-Local-1000UF 35V CAPACITOR
IM00742 | Component-Local-1309 | 180471309 |  | A Class |  |  | I-Inventory | FG-Finish Good | C | Spares | Component | Dental Equiment | Main Location | 90330000 |  | FIFO | Indian Product | [8 empty] | 0 | 0 | 0 | 1 | 0 | 0 | [7 empty] | 1 |  | Component-Local-Component-Local-1309
IM00743 | Component-Local-2200Uf 25V | 1480512200UF25V |  | A Class |  |  | I-Inventory | FG-Finish Good | C | Spares | Component | Dental Equiment | Main Location | 90330000 |  | FIFO | Indian Product | [8 empty] | 0 | 0 | 0 | 1 | 0 | 0 | [7 empty] | 1 |  | Component-Local-Component-Local-2200UF 25V
IM00744 | Component-Local-2200Uf 35V | 1480512200UF35V |  | A Class |  |  | I-Inventory | FG-Finish Good | C | Spares | Component | Dental Equiment | Main Location | 90330000 |  | FIFO | Indian Product | [8 empty] | 0 | 0 | 0 | 1 | 0 | 0 | [7 empty] | 1 |  | Component-Local-Component-Local-2200UF 35V
IM00745 | Component-Local-24V Relay Big | 14805124VRELAYBIG |  | A Class |  |  | I-Inventory | FG-Finish Good | C | Spares | Component | Dental Equiment | Main Location | 90330000 |  | FIFO | Indian Product | [8 empty] | 0 | 0 | 0 | 1 | 0 | 0 | [7 empty] | 1 |  | Component-Local-Component-Local-24V RELAY BIG
IM00746 | Component-Local-4.7K | 1480514.7K |  | A Class |  |  | I-Inventory | FG-Finish Good | C | Spares | Component | Dental Equiment | Main Location | 90330000 |  | FIFO | Indian Product | [8 empty] | 0 | 0 | 0 | 1 | 0 | 0 | [7 empty] | 1 |  | Component-Local-Component-Local-4.7K
IM00747 | Component-Local-4700Uf 35V | 1480514700UF35V |  | A Class |  |  | I-Inventory | FG-Finish Good | C | Spares | Component | Dental Equiment | Main Location | 90330000 |  | FIFO | Indian Product | [8 empty] | 0 | 0 | 0 | 1 | 0 | 0 | [7 empty] | 1 |  | Component-Local-Component-Local-4700UF 35V
IM00748 | Component-Local-4700Uf 50V | 1480514700UF50V |  | A Class |  |  | I-Inventory | FG-Finish Good | C | Spares | Component | Dental Equiment | Main Location | 90330000 |  | FIFO | Indian Product | [8 empty] | 0 | 0 | 0 | 1 | 0 | 0 | [7 empty] | 1 |  | Component-Local-Component-Local-4700UF 50V
IM00749 | Component-Local-470Uf 25V | 148051470UF25V |  | A Class |  |  | I-Inventory | FG-Finish Good | C | Spares | Component | Dental Equiment | Main Location | 90330000 |  | FIFO | Indian Product | [8 empty] | 0 | 0 | 0 | 1 | 0 | 0 | [7 empty] | 1 |  | Component-Local-Component-Local-470UF 25V
IM00750 | Component-Local-47K X2 | 14805147KX2 |  | A Class |  |  | I-Inventory | FG-Finish Good | C | Spares | Component | Dental Equiment | Main Location | 90330000 |  | FIFO | Indian Product | [8 empty] | 0 | 0 | 0 | 1 | 0 | 0 | [7 empty] | 1 |  | Component-Local-Component-Local-47K X2
IM00751 | Component-Local-7N 60-3 Pin | 1480517N603PIN |  | A Class |  |  | I-Inventory | FG-Finish Good | C | Spares | Component | Dental Equiment | Main Location | 90330000 |  | FIFO | Indian Product | [8 empty] | 0 | 0 | 0 | 1 | 0 | 0 | [7 empty] | 1 |  | Component-Local-Component-Local-7N 60-3 PIN
IM00752 | Component-Local-Bdx33C | 148051BDX33C |  | A Class |  |  | I-Inventory | FG-Finish Good | C | Spares | Component | Dental Equiment | Main Location | 90330000 |  | FIFO | Indian Product | [8 empty] | 0 | 0 | 0 | 1 | 0 | 0 | [7 empty] | 1 |  | Component-Local-Component-Local-BDX33C
IM00753 | Component-Local-Bdx53C Transistor | 148051BDX53C |  | A Class |  |  | I-Inventory | FG-Finish Good | C | Spares | Component | Dental Equiment | Main Location | 90330000 |  | FIFO | Indian Product | [8 empty] | 0 | 0 | 0 | 1 | 0 | 0 | [7 empty] | 1 |  | Component-Local-Component-Local-BDX53C TRANSISTOR
IM00754 | Component-Local-Bta41 | 148051BTA41 |  | A Class |  |  | I-Inventory | FG-Finish Good | C | Spares | Component | Dental Equiment | Main Location | 90330000 |  | FIFO | Indian Product | [8 empty] | 0 | 0 | 0 | 1 | 0 | 0 | [7 empty] | 1 |  | Component-Local-Component-Local-BTA41
IM00755 | Component-Local-Bti-36 | 148051BTI36 |  | A Class |  |  | I-Inventory | FG-Finish Good | C | Spares | Component | Dental Equiment | Main Location | 90330000 |  | FIFO | Indian Product | [8 empty] | 0 | 0 | 0 | 1 | 0 | 0 | [7 empty] | 1 |  | Component-Local-Component-Local-BTI-36
IM00756 | Component-Local-Bu 406 | 148051BU406 |  | A Class |  |  | I-Inventory | FG-Finish Good | C | Spares | Component | Dental Equiment | Main Location | 90330000 |  | FIFO | Indian Product | [8 empty] | 0 | 0 | 0 | 1 | 0 | 0 | [7 empty] | 1 |  | Component-Local-Component-Local-BU 406
IM00757 | Component-Local-Db107 Diode Bridge | 148051DB107DIODE |  | A Class |  |  | I-Inventory | FG-Finish Good | C | Spares | Component | Dental Equiment | Main Location | 90330000 |  | FIFO | Indian Product | [8 empty] | 0 | 0 | 0 | 1 | 0 | 0 | [7 empty] | 1 |  | Component-Local-Component-Local-DB107 DIODE BRIDGE
IM00758 | Component-Local-Ic 89C 2051 | 14805189C2051 |  | A Class |  |  | I-Inventory | FG-Finish Good | C | Spares | Component | Dental Equiment | Main Location | 90330000 |  | FIFO | Indian Product | [8 empty] | 0 | 0 | 0 | 1 | 0 | 0 | [7 empty] | 1 |  | Component-Local-Component-Local-IC 89C 2051
IM00759 | Component-Local-Ira640 | 148051IRA640 |  | A Class |  |  | I-Inventory | FG-Finish Good | C | Spares | Component | Dental Equiment | Main Location | 90330000 |  | FIFO | Indian Product | [8 empty] | 0 | 0 | 0 | 1 | 0 | 0 | [7 empty] | 1 |  | Component-Local-Component-Local-IRA640
IM00760 | Component-Local-Irl 6407 | 148051RL6407 |  | A Class |  |  | I-Inventory | FG-Finish Good | C | Spares | Component | Dental Equiment | Main Location | 90330000 |  | FIFO | Indian Product | [8 empty] | 0 | 0 | 0 | 1 | 0 | 0 | [7 empty] | 1 |  | Component-Local-Component-Local-IRL 6407
IM00761 | Component-Local-Lm 2596-5V | 148051LM25965V |  | A Class |  |  | I-Inventory | FG-Finish Good | C | Spares | Component | Dental Equiment | Main Location | 90330000 |  | FIFO | Indian Product | [8 empty] | 0 | 0 | 0 | 1 | 0 | 0 | [7 empty] | 1 |  | Component-Local-Component-Local-LM 2596-5V
IM00762 | Component-Local-Lm-2576 | 148052COMPONENTLM2576 |  | A Class |  |  | I-Inventory | FG-Finish Good | C | Spares | Component | Dental Equiment | Main Location | 90330000 |  | FIFO | Indian Product | [8 empty] | 0 | 0 | 0 | 1 | 0 | 0 | [7 empty] | 1 |  | Component-Local-Component-Local-LM-2576
IM00763 | Component-Local-Lm317 Transistor | 148051LM317 |  | A Class |  |  | I-Inventory | FG-Finish Good | C | Spares | Component | Dental Equiment | Main Location | 90330000 |  | FIFO | Indian Product | [8 empty] | 0 | 0 | 0 | 1 | 0 | 0 | [7 empty] | 1 |  | Component-Local-Component-Local-LM317 TRANSISTOR
IM00764 | Component-Local-Lm358N | 148051LM358N |  | A Class |  |  | I-Inventory | FG-Finish Good | C | Spares | Component | Dental Equiment | Main Location | 90330000 |  | FIFO | Indian Product | [8 empty] | 0 | 0 | 0 | 1 | 0 | 0 | [7 empty] | 1 |  | Component-Local-Component-Local-LM358N
IM00765 | Component-Local-P781 Auto Coupler | 148051P781AUTOCOUPLER |  | A Class |  |  | I-Inventory | FG-Finish Good | C | Spares | Component | Dental Equiment | Main Location | 90330000 |  | FIFO | Indian Product | [8 empty] | 0 | 0 | 0 | 1 | 0 | 0 | [7 empty] | 1 |  | Component-Local-Component-Local-P781 AUTO COUPLER
IM00766 | Component-Local-Resistant 10Om-3W | 14805110OM3W |  | A Class |  |  | I-Inventory | FG-Finish Good | C | Spares | Component | Dental Equiment | Main Location | 90330000 |  | FIFO | Indian Product | [8 empty] | 0 | 0 | 0 | 1 | 0 | 0 | [7 empty] | 1 |  | Component-Local-Component-Local-RESISTANT 10OM-3W
IM00767 | Component-Local-Transistor 32725 | 148051R32725TRANSISTOR |  | A Class |  |  | I-Inventory | FG-Finish Good | C | Spares | Component | Dental Equiment | Main Location | 90330000 |  | FIFO | Indian Product | [8 empty] | 0 | 0 | 0 | 1 | 0 | 0 | [7 empty] | 1 |  | Component-Local-Component-Local-TRANSISTOR 32725
IM00768 | Component-Local-Led | 148051LED |  | A Class |  |  | I-Inventory | FG-Finish Good | C | Spares | Component | Dental Equiment | Main Location | 90330000 |  | FIFO | Indian Product | [8 empty] | 0 | 0 | 0 | 1 | 0 | 0 | [7 empty] | 1 |  | Component-Local-LED
IM00769 | Component-Local-Mix Component | 148052MIXCOMPONENT |  | A Class |  |  | I-Inventory | FG-Finish Good | R | Spares | Component | Dental Equiment | Main Location | 90330000 |  | FIFO | Indian Product | [8 empty] | 0 | 0 | 0 | 1 | 0 | 0 | [7 empty] | 1 |  | Component-Local-MIX COMPONENT
IM00770 | Component-Local-Moc 3021 Ic | 148051MOC3021IC |  | A Class |  |  | I-Inventory | FG-Finish Good | C | Spares | Component | Dental Equiment | Main Location | 90330000 |  | FIFO | Indian Product | [8 empty] | 0 | 0 | 0 | 1 | 0 | 0 | [7 empty] | 1 |  | Component-Local-MOC 3021 IC
IM00771 | Component-Local-PCB Cutter | 148051PCBCUTTER |  | A Class |  |  | I-Inventory | FG-Finish Good | C | Spares | Component | Dental Equiment | Main Location | 90330000 |  | FIFO | Indian Product | [8 empty] | 0 | 0 | 0 | 1 | 0 | 0 | [7 empty] | 1 |  | Component-Local-PCB CUTTER
IM00772 | Component-Local-X-Ray Viewer Led Bulb | 148051LEDBULB |  | A Class |  |  | I-Inventory | FG-Finish Good | C | Spares | Component | Dental Equiment | Main Location | 90330000 |  | FIFO | Indian Product | [8 empty] | 0 | 0 | 0 | 1 | 0 | 0 | [7 empty] | 1 |  | Component-Local-X-RAY VIEWER LED BULB
IM00773 | Component-Local-10 Kilo Ohms 1/2W Carbon Resistor | 148047OHMSCARONRESISTOR |  | A Class |  |  | I-Inventory | FG-Finish Good | C | Spares | Component | Dental Equiment | Main Location | 90330000 |  | FIFO | Indian Product | [8 empty] | 0 | 0 | 0 | 1 | 0 | 0 | [7 empty] | 1 |  | Local Component-Local-10 Kilo OHMS 1/2w Carbon Resistor
IM00774 | Component-Local-1Mf 100V- Condensor/Capacitor | 148051100VCONDENSOR |  | A Class |  |  | I-Inventory | FG-Finish Good | C | Spares | Component | Dental Equiment | Main Location | 90330000 |  | FIFO | Indian Product | [8 empty] | 0 | 0 | 0 | 1 | 0 | 0 | [7 empty] | 1 |  | Component-Local- Component-Local-1MF 100V- CONDENSOR/CAPACITOR
IM00775 | Component-Local-Bc 327/25 Transistor | 148051BC32725 |  | A Class |  |  | I-Inventory | FG-Finish Good | C | Spares | Component | Dental Equiment | Main Location | 90330000 |  | FIFO | Indian Product | [8 empty] | 0 | 0 | 0 | 1 | 0 | 0 | [7 empty] | 1 |  | Component-Local- Component-Local-BC 327/25 TRANSISTOR
IM00776 | Component-Local-El-3063/Transistor | 1480513063TRANSITOR |  | A Class |  |  | I-Inventory | FG-Finish Good | C | Spares | Component | Dental Equiment | Main Location | 90330000 |  | FIFO | Indian Product | [8 empty] | 0 | 0 | 0 | 1 | 0 | 0 | [7 empty] | 1 |  | Component-Local- Component-Local-EL-3063/TRANSISTOR
IM00777 | Component-Local-In-4007/Diode Small | 148054007DIODE |  | A Class |  |  | I-Inventory | FG-Finish Good | C | Spares | Component | Dental Equiment | Main Location | 90330000 |  | FIFO | Indian Product | [8 empty] | 0 | 0 | 0 | 1 | 0 | 0 | [7 empty] | 1 |  | Component-Local- Component-Local-IN-4007/DIODE SMALL
IM00778 | Component-Local-In-5408/Diode Big | 1480515408DIODEBIG |  | A Class |  |  | I-Inventory | FG-Finish Good | C | Spares | Component | Dental Equiment | Main Location | 90330000 |  | FIFO | Indian Product | [8 empty] | 0 | 0 | 0 | 1 | 0 | 0 | [7 empty] | 1 |  | Component-Local- Component-Local-IN-5408/DIODE BIG
IM00779 | Component-Local-Lm-7812/Regulator | 1480517812REGULATOR |  | A Class |  |  | I-Inventory | FG-Finish Good | C | Spares | Component | Dental Equiment | Main Location | 90330000 |  | FIFO | Indian Product | [8 empty] | 0 | 0 | 0 | 1 | 0 | 0 | [7 empty] | 1 |  | Component-Local- Component-Local-LM-7812/REGULATOR
IM00780 | Component-Local-2200/35 Capacitor | 148052CAP220035 |  | A Class |  |  | I-Inventory | FG-Finish Good | C | Spares | Component | Dental Equiment | Main Location | 90330000 |  | FIFO | Indian Product | [8 empty] | 0 | 0 | 0 | 1 | 0 | 0 | [7 empty] | 1 |  | Component-Local-2200/35 CAPACITOR
IM00781 | Component-Local- /4700 63V | 148052COMP470063V |  | A Class |  |  | I-Inventory | FG-Finish Good | R | Spares | Component | Dental Equiment | Main Location | 90330000 |  | FIFO | Indian Product | [8 empty] | 0 | 0 | 0 | 1 | 0 | 0 | [7 empty] | 1 |  | Component-Local-COMPONENT /4700 63V
IM00782 | Component-Local-220 Ohms 1/4W Carbon Resistor | 1480512201WRESISTOR |  | A Class |  |  | I-Inventory | FG-Finish Good | C | Spares | Component | Dental Equiment | Main Location | 90330000 |  | FIFO | Indian Product | [8 empty] | 0 | 0 | 0 | 1 | 0 | 0 | [7 empty] | 1 |  | Component-Local-Component-Local-220 OHMS 1/4W CARBON RESISTOR
IM00783 | Component-Local-4.7 Ohms 1/2W Carbon Resistor | 1480514.7OHMS |  | A Class |  |  | I-Inventory | FG-Finish Good | C | Spares | Component | Dental Equiment | Main Location | 90330000 |  | FIFO | Indian Product | [8 empty] | 0 | 0 | 0 | 1 | 0 | 0 | [7 empty] | 1 |  | Component-Local-Component-Local-4.7 OHMS 1/2W CARBON RESISTOR
IM00784 | Component-Local-560 Ohms 1/2W Carbon Resistor | 148051560OHMS |  | A Class |  |  | I-Inventory | FG-Finish Good | C | Spares | Component | Dental Equiment | Main Location | 90330000 |  | FIFO | Indian Product | [8 empty] | 0 | 0 | 0 | 1 | 0 | 0 | [7 empty] | 1 |  | Component-Local-Component-Local-560 OHMS 1/2W CARBON RESISTOR
IM00785 | Component-Local-Kilo 1 Ohms 1/2W Carbon Resistor | 1480511OHMS1/2WRESISTOR |  | A Class |  |  | I-Inventory | FG-Finish Good | C | Spares | Component | Dental Equiment | Main Location | 90330000 |  | FIFO | Indian Product | [8 empty] | 0 | 0 | 0 | 1 | 0 | 0 | [7 empty] | 1 |  | Component-Local-KILO 1 OHMS 1/2W CARBON RESISTOR
IM00786 | Component-Local-Micromotor On/Off Switch | 148052MMONOFFSWITCH |  | A Class |  |  | I-Inventory | FG-Finish Good | R | Spares | Component | Dental Equiment | Main Location | 90330000 |  | FIFO | Indian Product | [8 empty] | 0 | 0 | 0 | 1 | 0 | 0 | [7 empty] | 1 |  | Component-Local-MICROMOTOR ON/OFF SWITCH
IM00787 | API-Composite Gold T.C. Hollow Handle (Set Of 6) | COMPOSITE GOLD T.C. HOLLOW HANDLE (SET OF 6) |  | A Class |  |  | I-Inventory | FG-Finish Good | R | Equipment | Composite Instrument | Dental Equiment | Main Location | 90184900 |  | FIFO | API | [8 empty] | 0 | 0 | 0 | 1 | 0 | 0 | [7 empty] | 1 |  | COMPOSITE GOLD T.C. HOLLOW HANDLE (SET OF 6)
IM00788 | API-Composite Blue T.C. Hollow Handle (Set Of 6) | COMPOSITE BLUE T.C. HOLLOW HANDLE (SET OF 6) |  | A Class |  |  | I-Inventory | FG-Finish Good | R | Equipment | Composite Instrument | Dental Equiment | Main Location | 90184900 |  | FIFO | API | [8 empty] | 0 | 0 | 0 | 1 | 0 | 0 | [7 empty] | 1 |  | COMPOSITE BLUE T.C. HOLLOW HANDLE (SET OF 6)
IM00789 | Composite Material-Prime Dent- Endodontic Kit | 139ENDODONTICKIT |  | A Class |  |  | I-Inventory | FG-Finish Good | R | Consumables | Composite Material | Dental Equiment | Main Location |  |  | FIFO | Prime Dent | [8 empty] | 0 | 0 | 0 | 1 | 0 | 0 | [7 empty] | 1 |  | ENDODONTIC KIT
IM00790 | Composite Material-Prime Dent-Light Cure Flowable Composite Kit 004-010 | 139033004010 |  | A Class |  |  | I-Inventory | FG-Finish Good | R | Consumables | Composite Material | Dental Equiment | Main Location | 30064000 |  | FIFO | Prime Dent | [8 empty] | 0 | 0 | 0 | 1 | 0 | 0 | [7 empty] | 1 |  | PD/FL/CN/PRIME-DENT-L/C FLOWABLE C.KIT 004-010
IM00791 | Composite Material-Prime Dent- Glass Inomer Light Cured Kit A2 | 186KITA2 |  | A Class |  |  | I-Inventory | FG-Finish Good | R | Consumables | Composite Material | Dental Equiment | Main Location |  |  | FIFO | Prime Dent | [8 empty] | 0 | 0 | 0 | 1 | 0 | 0 | [7 empty] | 1 |  | PD/GI/PRIME DENT/GLASS INOMER LIGHT- CURED KIT A2
IM00792 | Composite Material-Prime Dent- Glass Inomer Light Cured Kit A3 | 186KITA3 |  | A Class |  |  | I-Inventory | FG-Finish Good | R | Consumables | Composite Material | Dental Equiment | Main Location |  |  | FIFO | Prime Dent | [8 empty] | 0 | 0 | 0 | 1 | 0 | 0 | [7 empty] | 1 |  | PD/GI/PRIME DENT/GLASS INOMER LIGHT- CURED KIT A3
IM00793 | Composite Material-Prime Dent-Light Cure Hybrid Composite Kit 004-010 | 139033001013 |  | A Class |  |  | I-Inventory | FG-Finish Good | R | Consumables | Composite Material | Dental Equiment | Main Location | 90184900 |  | FIFO | Prime Dent | [5 empty] | Prime Dent - Light Cure Hybrid Standard Composite Kit: 7X4.5 gms. Syringes, 7ml light cure bonding resin 7.5 ml. etchant liquid, |  |  | 0 | 0 | 0 | 1 | 0 | 0 | [7 empty] | 1 |  | PD/HB/CN/PRIME-DENT(R)-L/C HYBRID C.KIT 001-013
IM00794 | Composite Material-Prime Dent-Light Cure Nano Hybrid Composite Kit 001-616 | 139035001616 |  | A Class |  |  | I-Inventory | FG-Finish Good | R | Consumables | Composite Material | Dental Equiment | Main Location |  |  | FIFO | Prime Dent | [8 empty] | 0 | 0 | 0 | 1 | 0 | 0 | [7 empty] | 1 |  | PD/NHC/PRIME-DENT L/C NANO HY. C.KIT 001-616
IM00795 | Composite Material-Prime Dent- VLC One Step Bonding Self Etch | 186BONDING |  | A Class |  |  | I-Inventory | FG-Finish Good | R | Consumables | Composite Material | Dental Equiment | Main Location |  |  | FIFO | Prime Dent | [8 empty] | 0 | 0 | 0 | 1 | 0 | 0 | [7 empty] | 1 |  | PD/PRIME DENT/VLC ONE STEP BONDING SELF ETCH
IM00796 | Composite Material-Prime Dent GI Resorative Kit | 139GIRESTORATIVEKIT |  | A Class |  |  | I-Inventory | FG-Finish Good | R | Consumables | Composite Material | Dental Equiment | Main Location |  |  | FIFO | Prime Dent | [8 empty] | 0 | 0 | 0 | 1 | 0 | 0 | [7 empty] | 1 |  | PD/PRIME GI RESTORATIVE KIT
IM00797 | Composite Material-Prime Dent Hema Desentizer 2 G Syringe | 1392GSYRINGE |  | A Class |  |  | I-Inventory | FG-Finish Good | R | Consumables | Composite Material | Dental Equiment | Main Location |  |  | FIFO | Prime Dent | [8 empty] | 0 | 0 | 0 | 1 | 0 | 0 | [7 empty] | 1 |  | PD/PRIME-HEMA DESENTIZER 2 G SYRINGE
IM00798 | Composite Mateial-Prime Dent -PIT and Fissure Sealant | 139PITFISSURE |  | A Class |  |  | I-Inventory | FG-Finish Good | R | Consumables | Composite Material | Dental Equiment | Main Location |  |  | FIFO | Prime Dent | [8 empty] | 0 | 0 | 0 | 1 | 0 | 0 | [7 empty] | 1 |  | PD/PRIME-PIT AND FISSURE SEALANT
IM00799 | Composite Material-Prime Dent-Pit and Fissure Sealant-Opeque | 139PITFISSUREOPEQUE |  | A Class |  |  | I-Inventory | FG-Finish Good | R | Consumables | Composite Material | Dental Equiment | Main Location |  |  | FIFO | Prime Dent | [8 empty] | 0 | 0 | 0 | 1 | 0 | 0 | [7 empty] | 1 |  | PD/PRIME-PIT AND FISSURE SEALANT-OPEQUE
IM00800 | Composite Material-Prime Dent VLC 1 Step Denin Enamel Bonding Adhesive | 139ADHENSIVE |  | A Class |  |  | I-Inventory | FG-Finish Good | R | Consumables | Composite Material | Dental Equiment | Main Location | 30064000 |  | FIFO | Prime Dent | [8 empty] | 0 | 0 | 0 | 1 | 0 | 0 | [7 empty] | 1 |  | PD/PRIME-VLC 1 STEP DENTIN ENAMEL BONDING ADHESIVE
IM00801 | Composite Material- Prime Dent- Zinc Oxide Eugenol Cement Kit | 139ZINCCEMENTKIT |  | A Class |  |  | I-Inventory | FG-Finish Good | R | Consumables | Composite Material | Dental Equiment | Main Location |  |  | FIFO | Prime Dent | [8 empty] | 0 | 0 | 0 | 1 | 0 | 0 | [7 empty] | 1 |  | PD/PRIME-ZINC OXIDE EUGENOL CEMENT KIT
IM00802 | Air Compressor-Durr Dental Compressor Model Quattro P20 With Membrance 54852-54 | 1500035485254 |  | A Class |  |  | I-Inventory | FG-Finish Good | R | Equipment | Air Compressor | Dental Equiment | Main Location | 84144090 |  | FIFO | Durr Dental | [8 empty] | 0 | 0 | 0 | 1 | 0 | 0 | [7 empty] | 1 |  | DD/CR/AC/DENTAL COMP./QUATTRO P20/4- MEMB 54852-54
IM00803 | Air Compressor-Durr Dental Compressor Model Quattro 2 with Membrance 5452-51 | 1500032545251 |  | A Class |  |  | I-Inventory | FG-Finish Good | R | Equipment | Air Compressor | Dental Equiment | Main Location | 84144090 |  | FIFO | Durr Dental | [8 empty] | 0 | 0 | 0 | 1 | 0 | 0 | [7 empty] | 1 |  | DD/CR/AC/DENTAL COMP.QUATTRO 2 WITH MEMB 5452-51
IM00804 | Air Compressor-Durr Dental Compressor Model Tornado 1 Without Membrance with Noise Hood | 150046518501TORNADO1 |  | A Class |  |  | I-Inventory | TG-Trading Good |  | Equipment | Air Compressor | Dental Equiment | Main Location | 84144090 |  | FIFO | Durr Dental | [8 empty] | 0 | 0 | 0 | 1 | 0 | 0 | [7 empty] | 1 |  | DD/CR/AC/DENTAL COMP.TORN 1 W/O MEM WITH NOISE HOOD
IM00805 | Air Compressor-Durr Dental Compressor Model Tornado 1 Without Membrance 5180-01 | 150003518001TORNADO1 |  | A Class |  |  | I-Inventory | FG-Finish Good | R | Equipment | Air Compressor | Dental Equiment | Main Location | 84144090 |  | FIFO | Durr Dental | [8 empty] | 0 | 0 | 0 | 1 | 0 | 0 | [7 empty] | 1 |  | DD/CR/AC/DENTAL COMP.TORNADO 1 W/O MEMB 5180-01/NEW
IM00806 | Air Compressor-Durr Dental Compressor Model Tornado 1 with Membrance 5182-01 | 150035518201TORNADO1MEMB |  | A Class |  |  | I-Inventory | FG-Finish Good | R | Equipment | Air Compressor | Dental Equiment | Main Location | 84144090 |  | FIFO | Durr Dental | [8 empty] | 0 | 0 | 0 | 1 | 0 | 0 | [7 empty] | 1 |  | DD/CR/AC/DENTAL COMP.TORNADO 1 WITH MEMB 5182-01/NEW
IM00807 | Air Compressor-Durr Dental Compressor Model Tornado 2 With Membrance 5282-01 | 150003528201WMEMBTORNADO2 |  | A Class |  |  | I-Inventory | FG-Finish Good | R | Equipment | Air Compressor | Dental Equiment | Main Location | 84144090 |  | FIFO | Durr Dental | [8 empty] | 0 | 0 | 0 | 1 | 0 | 0 | [7 empty] | 1 |  | DD/CR/AC/DENTAL COMP.TORNADO 2 WITH MEMB 5282 01NEW
IM00808 | Air Compressor-Durr Dental Compressor Model Tornado 2 Without Membrance 5280-01 | 150003528001WOMEMBTORNADO2 |  | A Class |  |  | I-Inventory | FG-Finish Good | R | Equipment | Air Compressor | Dental Equiment | Main Location | 84144090 |  | FIFO | Durr Dental | [8 empty] | 0 | 0 | 0 | 1 | 0 | 0 | [7 empty] | 1 |  | DD/CR/AC/DENTAL COMP.TORNADO 2 WO MEMB 5280 01 NEW
IM00809 | Air Compressor-Durr Dental Compressor Model Tornado 4 With Conden Saperator | 150003CONDEN |  | A Class |  |  | I-Inventory | FG-Finish Good | R | Equipment | Air Compressor | Dental Equiment | Main Location | 84144090 |  | FIFO | Durr Dental | [8 empty] | 0 | 0 | 0 | 1 | 0 | 0 | [7 empty] | 1 |  | DD/CR/AC/DENTAL COMP.TORNADO 4 WITH CONDEN. SAPERATOR
IM00810 | Air Compressor-Durr Dental Compressor Model Duotandem/1-Aggregate 4152-54 | 150002DUOTANDEM1 |  | A Class |  |  | I-Inventory | FG-Finish Good | R | Equipment | Air Compressor | Dental Equiment | Main Location | 84144090 |  | FIFO | Durr Dental | [8 empty] | 0 | 0 | 0 | 1 | 0 | 0 | [7 empty] | 1 |  | DD/CR/AC/DENTAL COMP.DUOTANDEM/ 1-AGGREGATE 4152-54
IM00811 | Air Compressor-Durr Dental Compressor Model Duotandem/1-Aggregate 4252-54 | 150002DUOTANDEM2 |  | A Class |  |  | I-Inventory | FG-Finish Good | R | Equipment | Air Compressor | Dental Equiment | Main Location | 84144090 |  | FIFO | Durr Dental | [8 empty] | 0 | 0 | 0 | 1 | 0 | 0 | [7 empty] | 1 |  | DD/CR/AC/DENTAL COMP.DUOTANDEM/2- AGGREGATE 4252-54
IM00812 | Air Compressor- Dynamic Oil & Noise Free Compressor 1HP Model DA-7001 | 1200037001 |  | A Class |  |  | I-Inventory | FG-Finish Good | R | Equipment | Air Compressor | Dental Equiment | Main Location | 84144090 |  | FIFO | Dynamic | [5 empty] | OIL FREE: Do not need any lubricated oil, and harmless to the human body.*SUPER SILENT: Noise level lower than 56DB (A) to reduce noise pollution.*MULTI-PHASE FILTERATION: Advanced multi-phase filtration to ensure extremely clean air, and lengthen service life.*SAFETY USING: Air compressor motors equipped with thermal prevention device to avoid overheating and protect motors.*CLEAN TANK: All air receiver tanks have internal epoxy coating applied to avoid corrosion.*AUTOMATIC ADJUSTMENT: High quality pressure switch used to control the power of air compressor automatically by adjustment of pressure level.*PRESSURE ADJUSTMENT: Working pressure could be adjusted to meet the demand of different supporting equipments.*EASY MAINTANANCE: No need of any lubricated oil.*Power: 750W [1.0HP]*Air Flow: 152L/M *Noise Level: 53dB(A)*Max. Pressure: 8Bar [0.8Mpa]*Air Tank: 38L *Net Weight: 23KG*Package Dimension: 440*440*700mm |  |  | 0 | 0 | 0 | 1 | 0 | 0 | [7 empty] | 1 |  | DA/CR/AC/DA/DA7001-DYNAIR,OAndN/FREE 1HP COMP
IM00813 | Air Compressor- Dynamic Oil & Noise Free Compressor 2HP Model DA-7002 | 1200037002HP |  | A Class |  |  | I-Inventory | FG-Finish Good | R | Equipment | Air Compressor | Dental Equiment | Main Location | 90184900 |  | FIFO | Dynamic | [5 empty] | OIL FREE: Do not need any lubricated oil, and harmless to the human body.*SUPER SILENT: Noise level lower than 56DB (A) to reduce noise pollution.*MULTI-PHASE FILTERATION: Advanced multi-phase filtration to ensure extremely clean air, and lengthen service life.*SAFETY USING: Air compressor motors equipped with thermal prevention device to avoid overheating and protect motors.*CLEAN TANK: All air receiver tanks have internal epoxy coating applied to avoid corrosion.*AUTOMATIC ADJUSTMENT: High quality pressure switch used to control the power of air compressor automatically by adjustment of pressure level.*PRESSURE ADJUSTMENT: Working pressure could be adjusted to meet the demand of different supporting equipments.*EASY MAINTANANCE: No need of any lubricated oil.*Power: 1500W [2HP]*Air Flow: 304 L/M *Noise Level: 54 dB (A)*Max. Pressure: 8 Bar [0.8Mpa]*Air Tank: 60L *Gross/Net Weight: 53KG *Package Dimension: 800*500*865 mm |  |  | 0 | 0 | 0 | 1 | 0 | 0 | [7 empty] | 1 |  | DA/CR/AC/DA-7002-DYNAIR,OAndN/FREE 2HP COMP
IM00814 | Air Compressor- Dynamic Oil & Noise Free Compressor 3HP Model DA-7003 | 1200037003HP |  | A Class |  |  | I-Inventory | FG-Finish Good | R | Equipment | Air Compressor | Dental Equiment | Main Location | 90184900 |  | FIFO | Dynamic | [5 empty] | OIL FREE: Do not need any lubricated oil, and harmless to the human body.*SUPER SILENT: Noise level lower than 56DB (A) to reduce noise pollution.*MULTI-PHASE FILTERATION: Advanced multi-phase filtration to ensure extremely clean air, and lengthen service life.*SAFETY USING: Air compressor motors equipped with thermal prevention device to avoid overheating and protect motors.*CLEAN TANK: All air receiver tanks have internal epoxy coating applied to avoid corrosion.*AUTOMATIC ADJUSTMENT: High quality pressure switch used to control the power of air compressor automatically by adjustment of pressure level.*PRESSURE ADJUSTMENT: Working pressure could be adjusted to meet the demand of different supporting equipments.*EASY MAINTANANCE: No need of any lubricated oil.*Power: 2250W [3HP]*Air displacement: 456L/MIN *Noise: 55 dB(A?*Maximum pressure: 8Bar [0.8Mpa]*Gasholder capacity: 80L [15.4Gallon]*Net weight: 77KG *Dimensions( LXWXH): 1020*500*865MM |  |  | 0 | 0 | 0 | 1 | 0 | 0 | [7 empty] | 1 |  | DA/CR/AC/DA-7003-DYNAIR O/N/ FREE 3 HP COMP
IM00815 | Air Compressor- Dynamic Oil & Noise Free Compressor 3HP Model DA-7003 with Dryer | 1200037003WDRYER |  | A Class |  |  | I-Inventory | FG-Finish Good | R | Equipment | Air Compressor | Dental Equiment | Main Location | 84144090 |  | FIFO | Dynamic | [8 empty] | 0 | 0 | 0 | 1 | 0 | 0 | [7 empty] | 1 |  | DA/CR/AC/DA-7003-DYNAIR O/N/ FREE 3 HP COMP WITH DRYER
IM00816 | Air Compressor- Cristofolio- Silence Air Compressor 38L | 11600338L |  | A Class |  |  | I-Inventory | FG-Finish Good | R | Equipment | Air Compressor | Dental Equiment | Main Location |  |  | FIFO | Cristofolio | [5 empty] | 1.*Air Compressor Oil-free for clinical, laboratory, commercial or even residential use.*2.*Suitable for offices with air consumption up to 85 liters per minute;*3.*Modern and compact design;*4.*Easy operation and maintenance;*5.*Large flow capacity and stable performance;*6.*Being oil-free, emits no fumes, vapors or odors;*7.*Has output air filter, engine pistons 2 and 3 safety systems, among them a shield against overheating;*8.*Air tank with inner painting;*9.*High-efficiency drain located at the bottom center of the tank;*10.*1-year guarantee |  |  | 0 | 0 | 0 | 1 | 0 | 0 | [7 empty] | 1 |  | CR/AC/CRISTOFOLIO/SILENCE AIR COMP. 38L
IM00817 | Air Compressor-Durr Dental Compressor Model Tornado 2 With Membrance with Noise Hood | 150046TORNADO2528601 |  | A Class |  |  | I-Inventory | FG-Finish Good | R | Equipment | Air Compressor | Dental Equiment | Main Location | 84144090 |  | FIFO | Durr Dental | [8 empty] | 0 | 0 | 0 | 1 | 0 | 0 | [7 empty] | 1 |  | DD/CR/AC/DENTAL COMP.TORNADO 2 WITH MEMB AND NOISE HOOD 5286-01
IM00818 | Air Compressor- Gnatus Bioqualy 0.75 HP-32 LTR | 1010038836COMP32L |  | A Class |  |  | I-Inventory | FG-Finish Good | R | Equipment | Air Compressor | Dental Equiment | Main Location | 84144090 |  | FIFO | Gnatus | [8 empty] | 0 | 0 | 0 | 1 | 0 | 0 | [7 empty] | 1 |  | GN/CR/MC/GNATUS BIOQUALY 32L/ AIR COMP/ 0.75 HP/NEW
IM00819 | Air Compressor- Gnatus Bioqualy 0.75 HP-40 LTR | 1010038816COMP40L |  | A Class |  |  | I-Inventory | FG-Finish Good | R | Equipment | Air Compressor | Dental Equiment | Main Location | 84144090 |  | FIFO | Gnatus | [8 empty] | 0 | 0 | 0 | 1 | 0 | 0 | [7 empty] | 1 |  | GN/CR/MC/GNATUS BIOQUALY 40L/ AIR COMP. 1.2 HP/NEW
IM00820 | Air Compressor- Gnatus Bioqualy 1.2 HP with Dryer | 1010038826COMP1.2HPDRYER |  | A Class |  |  | I-Inventory | FG-Finish Good | C | Equipment | Air Compressor | Dental Equiment | Main Location | 84144090 |  | FIFO | Gnatus | [8 empty] | 0 | 0 | 0 | 1 | 0 | 0 | [7 empty] | 1 |  | GN/CR/MC/GNATUS BIOQUALY /AIR COMP/1.2HP WITH DRYER
IM00821 | Air Compressor- Gnatus Bioqualy 2.0 HP with Dryer | 101003BIOQUALY2HP |  | A Class |  |  | I-Inventory | FG-Finish Good | R | Equipment | Air Compressor | Dental Equiment | Main Location | 84144090 |  | FIFO | Gnatus | [8 empty] | 0 | 0 | 0 | 1 | 0 | 0 | [7 empty] | 1 |  | GN/CR/MC/GNATUS BIOQUALY /AIR COMP/2HP WITH DRYER/NEW
IM00822 | Air Compressor- Gnatus Bioqualy 2.4 HP with Dryer | 1010038826COMPL65L |  | A Class |  |  | I-Inventory | FG-Finish Good | R | Equipment | Air Compressor | Dental Equiment | Main Location | 84144090 |  | FIFO | Gnatus | [8 empty] | 0 | 0 | 0 | 1 | 0 | 0 | [7 empty] | 1 |  | GN/CR/MC/GNATUS BIOQY/65L/ AIR COMP/ 2.4 HP WITH DRYER/NEW
IM00823 | Air Compressor- Gnatus Bioqualy 2.4 HP with Dryer | 1010038826WDRYER65L |  | A Class |  |  | I-Inventory | FG-Finish Good | R | Equipment | Air Compressor | Dental Equiment | Main Location | 90184900 |  | FIFO | Gnatus | [8 empty] | 0 | 0 | 0 | 1 | 0 | 0 | [7 empty] | 1 |  | GN/CR /MC /GNATUS BIOQY/65 L /AIR COMP /2.4 HP WITH DRYER
IM00824 | Air Compressor- Gnatus Bioqualy 2.4 HP-65 LTR | 1010038826 |  | A Class |  |  | I-Inventory | FG-Finish Good | R | Equipment | Air Compressor | Dental Equiment | Main Location | 84144090 |  | FIFO | Gnatus | [8 empty] | 0 | 0 | 0 | 1 | 0 | 0 | [7 empty] | 1 |  | GN/CR/MC/GNATUS BIOQUALY 65L/ AIR COMP/ 2.4 HP/NEW
IM00825 | Air Compressor- Gnatus Bioqualy 3 HP | 101003BIOQUALY3HP |  | A Class |  |  | I-Inventory | FG-Finish Good | R | Equipment | Air Compressor | Dental Equiment | Main Location | 84144090 |  | FIFO | Gnatus | [8 empty] | 0 | 0 | 0 | 1 | 0 | 0 | [7 empty] | 1 |  | GN/CR/MC/GNATUS BIOQUALY / AIR COMP/ 3 HP
IM00826 | Air Compressor- Gnatus Bioqualy 3 HP with 3 Dryer | 101003BIOQUALY3HP3DRYER |  | A Class |  |  | I-Inventory | FG-Finish Good | R | Equipment | Air Compressor | Dental Equiment | Main Location | 84144090 |  | FIFO | Gnatus | [8 empty] | 0 | 0 | 0 | 1 | 0 | 0 | [7 empty] | 1 |  | GN/CR/MC/GNATUS BIOQUALY / AIR COMP/ 3 HP WITH 3 DRYER
IM00827 | Air Compressor- Gnatus Bioqualy 3 HP with Dryer | 101003BIOQUALY3HPDRYER |  | A Class |  |  | I-Inventory | FG-Finish Good | R | Equipment | Air Compressor | Dental Equiment | Main Location | 84144090 |  | FIFO | Gnatus | [8 empty] | 0 | 0 | 0 | 1 | 0 | 0 | [7 empty] | 1 |  | GN/CO/MC/GNATUS BIOQUALY / AIR COMP/ 3 HPWITH DRYER
IM00828 | Air Compressor- Gnatus Bioqualy 4 HP with Dryer | 101003BIOQUALY4HPWITHDRYER |  | A Class |  |  | I-Inventory | FG-Finish Good | R | Equipment | Air Compressor | Dental Equiment | Main Location | 84144090 |  | FIFO | Gnatus | [8 empty] | 0 | 0 | 0 | 1 | 0 | 0 | [7 empty] | 1 |  | GN/CR/MC/GNATUS BIOQUALYY/ AIR COMP/ 4 HP WITH MEM DRYER
IM00829 | Air Compressor Accessories- Cristofolio Dental Stool Simpler | 116SIMPLIER |  | A Class |  |  | I-Inventory | FG-Finish Good | R | Accessories | Air Compressor-Accessories | Dental Equiment | Main Location |  |  | FIFO | Cristofolio | [8 empty] | 0 | 0 | 0 | 1 | 0 | 0 | [7 empty] | 1 |  | CR/AC/CRITOFOLIO/DENTAL STOOL/SIMPLER
IM00830 | Air Compressor Accessories- Durr Compressor Membrance for Torando 1 and 2 | 150003TORNADO1AND2 |  | A Class |  |  | I-Inventory | FG-Finish Good | R | Accessories | Air Compressor-Accessories | Dental Equiment | Main Location |  |  | FIFO | Durr Dental | [8 empty] | 0 | 0 | 0 | 1 | 0 | 0 | [7 empty] | 1 |  | DD/CR/AC/MEMBRANE FOR TORNADO 1 AND 2 COMP.
IM00831 | Air Compressor Spares -Durr-Filter Set with Fine Filter-5180-980-60 | 150046FILTERSET |  | A Class |  |  | I-Inventory | FG-Finish Good | R | Spares | Air Compressor-Spares | Dental Equiment | Main Location | 90330000 |  | FIFO | Durr Dental | [8 empty] | 0 | 0 | 0 | 1 | 0 | 0 | [7 empty] | 1 |  | DD/SP/FILTER SET WITH FINE FILTER 5180-980-60
IM00832 | Air Compressor Spares-Durr-Piston And Connecting ROD-5110-141-52E | 159003CONNECTINGROD511014152E |  | A Class |  |  | I-Inventory | FG-Finish Good | R | Spares | Air Compressor-Spares | Dental Equiment | Main Location | 90330000 |  | FIFO | Durr Dental | [8 empty] | 0 | 0 | 0 | 1 | 0 | 0 | [7 empty] | 1 |  | DR/CO/SP/DUERR PISTON AND CONNECTING ROD-5110-141-52E
IM00833 | Air Compressor Spares-Durr-Sepreator Body Outer CAP-7117-200-06 | 150003OUTERCAP711720006 |  | A Class |  |  | I-Inventory | FG-Finish Good | R | Spares | Air Compressor-Spares | Dental Equiment | Main Location | 90330000 |  | FIFO | Durr Dental | [8 empty] | 0 | 0 | 0 | 1 | 0 | 0 | [7 empty] | 1 |  | DR/CO/SP/DUERR SEPREATOR BODY OUTER CAP-7117-200-06
IM00834 | Air Compressor Spares-Durr-Cylinder-5150-110-00 | 159003CYLINDER515011000 |  | A Class |  |  | I-Inventory | FG-Finish Good | R | Spares | Air Compressor-Spares | Dental Equiment | Main Location | 90330000 |  | FIFO | Durr Dental | [8 empty] | 0 | 0 | 0 | 1 | 0 | 0 | [7 empty] | 1 |  | DR/CO/SP/DURR CYLINDER-5150-110-00
IM00835 | Air Compressor Spares-Durr-Gaskit-5150-981-00 | 159003GASKIT515098100 |  | A Class |  |  | I-Inventory | FG-Finish Good | R | Spares | Air Compressor-Spares | Dental Equiment | Main Location | 90330000 |  | FIFO | Durr Dental | [8 empty] | 0 | 0 | 0 | 1 | 0 | 0 | [7 empty] | 1 |  | DR/CO/SP/DURR GASKIT-5150-981-00
IM00836 | Air Compressor Spares-Durr-Fine Filter Set for A4 Cylinder Silver Airline 5450-980-60 | 159003CYLINDER545098060 |  | A Class |  |  | I-Inventory | FG-Finish Good | R | Spares | Air Compressor-Spares | Dental Equiment | Main Location |  |  | FIFO | Durr Dental | [8 empty] | 0 | 0 | 0 | 1 | 0 | 0 | [7 empty] | 1 |  | DR/CO/SP/FINE FILTER SET FOR A4 CYLINDER SILVER AIRLINE-5450-980-60
IM00837 | Air Compressor Spares-Anti Twist Devise-7117-420-36 | 150003711742036 |  | A Class |  |  | I-Inventory | FG-Finish Good | R | Spares | Air Compressor-Spares | Dental Equiment | Main Location | 90330000 |  | FIFO | Durr Dental | [5 empty] | .. |  |  | 0 | 0 | 0 | 1 | 0 | 0 | [7 empty] | 1 |  | DR/SP/DUERR ANTI TWIST DEVISE 7117-420-36
IM00838 | Air Compressor Spares- Durr-CAS1 Sepreator Rotor 7117-200-04 | 150003711720004 |  | A Class |  |  | I-Inventory | FG-Finish Good | R | Spares | Air Compressor-Spares | Dental Equiment | Main Location | 90330000 |  | FIFO | Durr Dental | [5 empty] | . |  |  | 0 | 0 | 0 | 1 | 0 | 0 | [7 empty] | 1 |  | DR/SP/DUERR CAS1 SEPREATOR ROTOR 7117-200-04
IM00839 | Air Compressor Spares-Durr-Cotter 0001-400-04 | 150003000140004 |  | A Class |  |  | I-Inventory | FG-Finish Good | R | Spares | Air Compressor-Spares | Dental Equiment | Main Location | 90330000 |  | FIFO | Durr Dental | [5 empty] | . |  |  | 0 | 0 | 0 | 1 | 0 | 0 | [7 empty] | 1 |  | DR/SP/DUERR COTTER 0001-400-04
IM00840 | Air Compressor Spares-Durr-Fan Wheel-7118-100-10E | 150003711810010E |  | A Class |  |  | I-Inventory | FG-Finish Good | C | Spares | Air Compressor-Spares | Dental Equiment | Main Location | 90330000 |  | FIFO | Durr Dental | [5 empty] | . |  |  | 0 | 0 | 0 | 1 | 0 | 0 | [7 empty] | 1 |  | DR/SP/DUERR FAN WHEEL 7118-100-10E
IM00841 | Air Compressor Spares- Durr-Pump Impellor-7117-200-05E | 15000371170005E |  | A Class |  |  | I-Inventory | FG-Finish Good | R | Spares | Air Compressor-Spares | Dental Equiment | Main Location | 90330000 |  | FIFO | Durr Dental | [5 empty] | . |  |  | 0 | 0 | 0 | 1 | 0 | 0 | [7 empty] | 1 |  | DR/SP/DUERR PUMP IMPELLOR 7117-200-05E
IM00842 | Air Compressor Spares- Durr-Tornado1 Motor Base Stand-5280-200-04 | 150003528020004 |  | A Class |  |  | I-Inventory | FG-Finish Good | R | Spares | Air Compressor-Spares | Dental Equiment | Main Location | 90330000 |  | FIFO | Durr Dental | [8 empty] | 0 | 0 | 0 | 1 | 0 | 0 | [7 empty] | 1 |  | DR/SP/DURR TORNADO 1 COMPRESSOR MOTOR BASE STAND-5280-200-04
IM00843 | Air Compressor Spares- Durr-Power Supply-9000-150-54 | 150003900015054 |  | A Class |  |  | I-Inventory | FG-Finish Good | R | Spares | Air Compressor-Spares | Dental Equiment | Main Location | 90330000 |  | FIFO | Durr Dental | [8 empty] | 0 | 0 | 0 | 1 | 0 | 0 | [7 empty] | 1 |  | Dr/Sp/Power Supply 9000-150-54
IM00844 | Air Compressor Spares- Durr-Cooling Element-5180-310-50E | 150004518031050E |  | A Class |  |  | I-Inventory | FG-Finish Good | R | Spares | Air Compressor-Spares | Dental Equiment | Main Location | 90330000 |  | FIFO | Durr Dental | [8 empty] | 0 | 0 | 0 | 1 | 0 | 0 | [7 empty] | 1 |  | DURR/ COOLING ELEMENT 5180-310-50E
IM00845 | Air Compressor Spares-Durr-Membran Dryer-1650-980-00 | 150003165098000 |  | A Class |  |  | I-Inventory | FG-Finish Good | R | Spares | Air Compressor-Spares | Dental Equiment | Main Location | 90330000 |  | FIFO | Durr Dental | [8 empty] | 0 | 0 | 0 | 1 | 0 | 0 | [7 empty] | 1 |  | DURR/ MEMBRAN DRYER 1650-980-00
IM00846 | Air Compressor Spares-Durr-Connection Piece for Large Suction, Grey A Dec-A7600A010-16 | 150003A7600A01016 |  | A Class |  |  | I-Inventory | FG-Finish Good | R | Spares | Air Compressor-Spares | Dental Equiment | Main Location | 90330000 |  | FIFO | Durr Dental | [8 empty] | 0 | 0 | 0 | 1 | 0 | 0 | [7 empty] | 1 |  | DURR/CO/SP/ CONNECTION PIECE FOR LARGE SUCTION, GREY A-DEC- A7600A010-16
IM00847 | Air Compressor Spares- Durr-Suction Hand Piece Grey-A7600A010-00 | 150003A7600A01000 |  | A Class |  |  | I-Inventory | FG-Finish Good | R | Spares | Air Compressor-Spares | Dental Equiment | Main Location | 90330000 |  | FIFO | Durr Dental | [8 empty] | 0 | 0 | 0 | 1 | 0 | 0 | [7 empty] | 1 |  | DURR/CO/SP/ SUCTION HAND PIECE, GREY- A7600A010-00
IM00848 | Air Compressor Spares-Durr-Bush-7118-100-16E | 150003711810016E |  | A Class |  |  | I-Inventory | FG-Finish Good | R | Spares | Air Compressor-Spares | Dental Equiment | Main Location | 90330000 |  | FIFO | Durr Dental | [8 empty] | 0 | 0 | 0 | 1 | 0 | 0 | [7 empty] | 1 |  | DURR/CO/SP/BUSH 7118-100-16E
IM00849 | Air Compressor Spares-Durr-Pressure Switch 5452-011-00E | 150003545201100E |  | A Class |  |  | I-Inventory | FG-Finish Good | R | Spares | Air Compressor-Spares | Dental Equiment | Main Location | 90330000 |  | FIFO | Durr Dental | [8 empty] | 0 | 0 | 0 | 1 | 0 | 0 | [7 empty] | 1 |  | DURR/CO/SP/DUERR PRESSURE SWITCH 5452-011-00E
IM00850 | Air Compressor Spares-Durr-Connect 20 Hose Connector-Pack of 5 | 15000320HOSECONNECTOR |  | A Class |  |  | I-Inventory | FG-Finish Good | C | Spares | Air Compressor-Spares | Dental Equiment | Main Location | 90330000 |  | FIFO | Durr Dental | [8 empty] | 0 | 0 | 0 | 1 | 0 | 0 | [7 empty] | 1 |  | DURR/CO/SP/DURR CONNECT 20 HOSE CONNECTOR (PACK OF 5)
IM00851 | Air Compressor Spares-Durr-Connect 20 Y Joint 0700-700-03E | 15000320Y070070003E |  | A Class |  |  | I-Inventory | FG-Finish Good | R | Spares | Air Compressor-Spares | Dental Equiment | Main Location | 90330000 |  | FIFO | Durr Dental | [8 empty] | 0 | 0 | 0 | 1 | 0 | 0 | [7 empty] | 1 |  | DURR/CO/SP/DURR CONNECT 20 Y- JOINT 0700-700-03E
IM00852 | Air Compressor Spares- Durr-Impeller Comp-Spare Part 7151-104-00E | 150003715110400E |  | A Class |  |  | I-Inventory | FG-Finish Good | R | Spares | Air Compressor-Spares | Dental Equiment | Main Location | 90330000 |  | FIFO | Durr Dental | [8 empty] | 0 | 0 | 0 | 1 | 0 | 0 | [7 empty] | 1 |  | DURR/CO/SP/IMPELLER COMP-SPARE PART 7151-104-00E
IM00853 | Air Compressor Spares- Durr-Impeller-V-Vs-Vsa 300S Fan | 150003VVSVSA300SFAN |  | A Class |  |  | I-Inventory | FG-Finish Good | R | Spares | Air Compressor-Spares | Dental Equiment | Main Location | 90184900 |  | FIFO | Durr Dental | [8 empty] | 0 | 0 | 0 | 1 | 0 | 0 | [7 empty] | 1 |  | DURR/CO/SP/IMPELLER-V-VS-VSA 300S FAN
IM00854 | Air Compressor Spares- Durr-O-Ring Set 7151-981-50 | 150003715198150 |  | A Class |  |  | I-Inventory | FG-Finish Good | C | Spares | Air Compressor-Spares | Dental Equiment | Main Location | 90330000 |  | FIFO | Durr Dental | [8 empty] | 0 | 0 | 0 | 1 | 0 | 0 | [7 empty] | 1 |  | DURR/CO/SP/O-RING SET 7151-981-50
IM00855 | Air Compressor Spares- Durr-Periomat Plus Thermal Fuse-1307-103-00 | 150003THERMALFUSE130710300 |  | A Class |  |  | I-Inventory | FG-Finish Good | R | Spares | Air Compressor-Spares | Dental Equiment | Main Location | 90330000 |  | FIFO | Durr Dental | [8 empty] | 0 | 0 | 0 | 1 | 0 | 0 | [7 empty] | 1 |  | DURR/CO/SP/PERIOMAT PLUS THERMAL FUSE-1307-103-00
IM00856 | Air Compressor Spares- Durr-Presure Gauge 0-16 Bar-9000-305-08 | 150003PRESSUREGUAGE900030508 |  | A Class |  |  | I-Inventory | FG-Finish Good | R | Spares | Air Compressor-Spares | Dental Equiment | Main Location | 90330000 |  | FIFO | Durr Dental | [8 empty] | 0 | 0 | 0 | 1 | 0 | 0 | [7 empty] | 1 |  | DURR/CO/SP/PRESURE GAUGE 0-16 BAR-9000-305-08
IM00857 | Air Compressor Spares- Durr-Quattro Air Intake Filter-0832-982-00 | 150003FILTER083298200 |  | A Class |  |  | I-Inventory | FG-Finish Good | R | Spares | Air Compressor-Spares | Dental Equiment | Main Location | 90330000 |  | FIFO | Durr Dental | [8 empty] | 0 | 0 | 0 | 1 | 0 | 0 | [7 empty] | 1 |  | DURR/CO/SP/QUATTRO AIR INTAKE FILTER-0832-982-00
IM00858 | Air Compressor Spares- Durr-Rotary Shaft Seal 7118-103-00E | 1500037118103000E |  | A Class |  |  | I-Inventory | FG-Finish Good | R | Spares | Air Compressor-Spares | Dental Equiment | Main Location | 90330000 |  | FIFO | Durr Dental | [8 empty] | 0 | 0 | 0 | 1 | 0 | 0 | [7 empty] | 1 |  | DURR/CO/SP/ROTARY SHAFT SEAL 7118-103-00E
IM00859 | Air Compressor Spares- Durr-Sealing Set 7117-300-02E | 150003711730002E |  | A Class |  |  | I-Inventory | FG-Finish Good | R | Spares | Air Compressor-Spares | Dental Equiment | Main Location | 90330000 |  | FIFO | Durr Dental | [8 empty] | 0 | 0 | 0 | 1 | 0 | 0 | [7 empty] | 1 |  | DURR/CO/SP/SEALING SET 7117-300-02E
IM00860 | Air Compressor Spares- Durr-Separating Casing Complete 7130-983-50 | 150003703098350 |  | A Class |  |  | I-Inventory | FG-Finish Good | R | Spares | Air Compressor-Spares | Dental Equiment | Main Location | 90330000 |  | FIFO | Durr Dental | [8 empty] | 0 | 0 | 0 | 1 | 0 | 0 | [7 empty] | 1 |  | DURR/CO/SP/SEPARATING CASING COMPLETE 7130-983-50
IM00861 | Air Compressor Spares- Durr-Separator Housing Only Body-7151-200-01 | 150003HOUSINGBODY715120001 |  | A Class |  |  | I-Inventory | FG-Finish Good | C | Spares | Air Compressor-Spares | Dental Equiment | Main Location | 90330000 |  | FIFO | Durr Dental | [8 empty] | 0 | 0 | 0 | 1 | 0 | 0 | [7 empty] | 1 |  | DURR/CO/SP/SEPARATOR HOUSING ONLY BODY-7151-200-01
IM00862 | Air Compressor Spares- Durr-Solnoid Control PCB Di1100-06 | 150003DI110006 |  | A Class |  |  | I-Inventory | FG-Finish Good | R | Spares | Air Compressor-Spares | Dental Equiment | Main Location | 9032 |  | FIFO | Durr Dental | [8 empty] | 0 | 0 | 0 | 1 | 0 | 0 | [7 empty] | 1 |  | DURR/CO/SP/SOLNOID CONTROL PCB DI1100-06
IM00863 | Air Compressor Spares- Durr-Value Spare Part 6010-983-50 | 150003601098350 |  | A Class |  |  | I-Inventory | FG-Finish Good | R | Spares | Air Compressor-Spares | Dental Equiment | Main Location | 90330000 |  | FIFO | Durr Dental | [8 empty] | 0 | 0 | 0 | 1 | 0 | 0 | [7 empty] | 1 |  | DURR/CO/SP/VALUE SPARE PART 6010-983-50
IM00864 | Air Compressor Spares- Durr-Vs-1200 Suction Impeller 7136-983-54 | 150003SUCTIONIMPELLER713698354 |  | A Class |  |  | I-Inventory | FG-Finish Good | R | Spares | Air Compressor-Spares | Dental Equiment | Main Location | 90330000 |  | FIFO | Durr Dental | [8 empty] | 0 | 0 | 0 | 1 | 0 | 0 | [7 empty] | 1 |  | DURR/CO/SP/VS-1200 SUCTION IMPELLER 7136-983-54
IM00865 | Air Compressor Spares- Durr-Vs300 Drain Pipe | 150003DRAINPIPE |  | A Class |  |  | I-Inventory | FG-Finish Good | R | Spares | Air Compressor-Spares | Dental Equiment | Main Location | 90330000 |  | FIFO | Durr Dental | [8 empty] | 0 | 0 | 0 | 1 | 0 | 0 | [7 empty] | 1 |  | DURR/CO/SP/VS300 DRAIN PIPE
IM00866 | Air Compressor Spares- Durr-Air Guide 5280-120-05 | 150003528012005 |  | A Class |  |  | I-Inventory | FG-Finish Good | R | Spares | Air Compressor-Spares | Dental Equiment | Main Location | 90330000 |  | FIFO | Durr Dental | [8 empty] | 0 | 0 | 0 | 1 | 0 | 0 | [7 empty] | 1 |  | Durr/Sp/Air Guide 5280-120-05
IM00867 | Air Compressor Spares -Durr-Power Tower Silence 120/02 | 15000612002 |  | A Class |  |  | I-Inventory | FG-Finish Good | R | Spares | Air Compressor-Spares | Dental Equiment | Main Location |  |  | FIFO | Durr Dental | [8 empty] | 0 | 0 | 0 | 1 | 0 | 0 | [7 empty] | 1 |  | DD/CR/AC/DENTAL COMP/POWER TOWER SILENCE 120/02
IM00868 | Air Compressor Spares- Durr-Pressure Switch-Relief Valve-9000-301-77/9000-301-73 | 15004900030177 |  | A Class |  |  | I-Inventory | FG-Finish Good | R | Spares | Air Compressor-Spares | Dental Equiment | Main Location | 90330000 |  | FIFO | Durr Dental | [8 empty] | 0 | 0 | 0 | 1 | 0 | 0 | [7 empty] | 1 |  | Dr/Sp/Pressure Switch/Relief Valve 9000-301-77/9000-301-73
IM00869 | Air Compressor Spares-Durr-Tornado70/130 Piston Sleeve-5430-981-00 | 150003543098100 |  | A Class |  |  | I-Inventory | FG-Finish Good | R | Spares | Air Compressor-Spares | Dental Equiment | Main Location | 90330000 |  | FIFO | Durr Dental | [8 empty] | 0 | 0 | 0 | 1 | 0 | 0 | [7 empty] | 1 |  | DURR/ Tornado 70/130piston Sleeve 5430-981-00
IM00870 | Air Compressor Spares-Durr-Comfort H/Ve Bare Suction hose-9000-317-38 | 150003900031738 |  | A Class |  |  | I-Inventory | FG-Finish Good | R | Spares | Air Compressor-Spares | Dental Equiment | Main Location |  |  | FIFO | Durr Dental | [8 empty] | 0 | 0 | 0 | 1 | 0 | 0 | [7 empty] | 1 |  | DURR/CO/SP/ COMFORT H/VE BARE SUCTION HOSE-9000-317-38
IM00871 | Air Compressor Spares-Durr-Cut off Valve R/14 5150-008-50 | 150003R14515000850 |  | A Class |  |  | I-Inventory | FG-Finish Good | R | Spares | Air Compressor-Spares | Dental Equiment | Main Location | 90330000 |  | FIFO | Durr Dental | [8 empty] | 0 | 0 | 0 | 1 | 0 | 0 | [7 empty] | 1 |  | DURR/CO/SP/CUTT OFF VALVE R/14 5150-008-50
IM00872 | Air Compressor Spares- Dynair Head 7001-Dyna Air 1Hp Comp. Head | 120003HEAD7001HP |  | A Class |  |  | I-Inventory | FG-Finish Good | R | Spares | Air Compressor-Spares | Dental Equiment | Main Location | 90330000 |  | FIFO | Dynamic | [8 empty] | 0 | 0 | 0 | 1 | 0 | 0 | [7 empty] | 1 |  | DA/CH/AC/HEAD 7001-DYNA AIR 1HP COMP. HEAD
IM00873 | Air Compressor Spares- Dynair Head 7001-Dyna Air 1Hp Comp. Head (New Type) | 120003HEADNEW7001 |  | A Class |  |  | I-Inventory | FG-Finish Good | R | Spares | Air Compressor-Spares | Dental Equiment | Main Location | 90330000 |  | FIFO | Dynamic | [5 empty] | . |  |  | 0 | 0 | 0 | 1 | 0 | 0 | [7 empty] | 1 |  | DA/CH/AC/HEAD 7001-DYNA AIR 1HP COMP. HEAD (New Type)
IM00874 | Air Compressor Spares- Dynair Head 7001-Dyna Air 1Hp Comp. Head Without Drum Plate | 120003HEADWWOPLATE |  | A Class |  |  | I-Inventory | FG-Finish Good | R | Spares | Air Compressor-Spares | Dental Equiment | Main Location | 90330000 |  | FIFO | Dynamic | [8 empty] | 0 | 0 | 0 | 1 | 0 | 0 | [7 empty] | 1 |  | DA/CH/AC/HEAD 7001-DYNA AIR 1HP COMP. HEAD WITHOUT DRUM PLATE
IM00875 | Air Compressor Spares- Dynair Compressor Dryer Valve | 120003DRYERVALVE |  | A Class |  |  | I-Inventory | FG-Finish Good | R | Spares | Air Compressor-Spares | Dental Equiment | Main Location | 90330000 |  | FIFO | Dynamic | [8 empty] | 0 | 0 | 0 | 1 | 0 | 0 | [7 empty] | 1 |  | DA/CO/SP/ COMPRESSOR DRYER VALVE
IM00876 | Air Compressor Spares- Dynair Integrated Plastic Box | 120003INTEGRATEDBOX |  | A Class |  |  | I-Inventory | FG-Finish Good | C | Spares | Air Compressor-Spares | Dental Equiment | Main Location | 90330000 |  | FIFO | Dynamic | [8 empty] | 0 | 0 | 0 | 1 | 0 | 0 | [7 empty] | 1 |  | Da/Co/Sp/ Integrated Plastic Box
IM00877 | Air Compressor Spares- Dynair Master Circuit Braker | 120003MCB |  | A Class |  |  | I-Inventory | FG-Finish Good | R | Spares | Air Compressor-Spares | Dental Equiment | Main Location | 90330000 |  | FIFO | Dynamic | [8 empty] | 0 | 0 | 0 | 1 | 0 | 0 | [7 empty] | 1 |  | DA/CO/SP/ MASTER CIRCUIT BRAKER
IM00878 | Air Compressor Spares- Dynair Air Cylinder Of Portable Chair | 120001AIRCYLINDER |  | A Class |  |  | I-Inventory | FG-Finish Good | R | Spares | Air Compressor-Spares | Dental Equiment | Main Location | 90330000 |  | FIFO | Dynamic | [8 empty] | 0 | 0 | 0 | 1 | 0 | 0 | [7 empty] | 1 |  | Da/Co/Sp/Air Cylinder of Portable Chair
IM00879 | Air Compressor Spares- Dynair Air Drain Block Nut | 120003BLOCKNUT |  | A Class |  |  | I-Inventory | FG-Finish Good | R | Spares | Air Compressor-Spares | Dental Equiment | Main Location | 90330000 |  | FIFO | Dynamic | [8 empty] | 0 | 0 | 0 | 1 | 0 | 0 | [7 empty] | 1 |  | Da/Co/Sp/Air Drain Block Nut
IM00880 | Air Compressor Spares- Dynair Air Filter Connector | 120003CONNECTOR |  | A Class |  |  | I-Inventory | FG-Finish Good | R | Spares | Air Compressor-Spares | Dental Equiment | Main Location | 90330000 |  | FIFO | Dynamic | [8 empty] | 0 | 0 | 0 | 1 | 0 | 0 | [7 empty] | 1 |  | Da/Co/Sp/Air Filter Connector
IM00881 | Air Compressor Spares- Dynair Air Inlet Pressor Plate Valve Dac-14 | 120003DAC14 |  | A Class |  |  | I-Inventory | FG-Finish Good | R | Spares | Air Compressor-Spares | Dental Equiment | Main Location | 90330000 |  | FIFO | Dynamic | [8 empty] | 0 | 0 | 0 | 1 | 0 | 0 | [7 empty] | 1 |  | Da/Co/Sp/Air Inlet Pressor Plate Valve Dac-14
IM00882 | Air Compressor Spares- Dynair Air Outlet Valve | 120003OUTLETVALVE |  | A Class |  |  | I-Inventory | FG-Finish Good | C | Spares | Air Compressor-Spares | Dental Equiment | Main Location | 90330000 |  | FIFO | Dynamic | [8 empty] | 0 | 0 | 0 | 1 | 0 | 0 | [7 empty] | 1 |  | Da/Co/Sp/Air Outlet Valve
IM00883 | Air Compressor Spares- Dynair Air Regulator Filter Dac-2 | 120003DAC2 |  | A Class |  |  | I-Inventory | FG-Finish Good | C | Spares | Air Compressor-Spares | Dental Equiment | Main Location | 90330000 |  | FIFO | Dynamic | [8 empty] | 0 | 0 | 0 | 1 | 0 | 0 | [7 empty] | 1 |  | DA/CO/SP/AIR REGULATOR FILTER DAC-2
IM00884 | Air Compressor Spares- Dynair Air Silencer Net | 120003SILENCERNET |  | A Class |  |  | I-Inventory | FG-Finish Good | R | Spares | Air Compressor-Spares | Dental Equiment | Main Location | 90330000 |  | FIFO | Dynamic | [8 empty] | 0 | 0 | 0 | 1 | 0 | 0 | [7 empty] | 1 |  | Da/Co/Sp/Air Silencer Net
IM00885 | Air Compressor Spares- Dynair Braided Pipe (5001) | 120003BRAIDEDPIPE5001 |  | A Class |  |  | I-Inventory | FG-Finish Good | R | Spares | Air Compressor-Spares | Dental Equiment | Main Location | 90330000 |  | FIFO | Dynamic | [8 empty] | 0 | 0 | 0 | 1 | 0 | 0 | [7 empty] | 1 |  | Da/Co/Sp/Braided Pipe (5001)
IM00886 | Air Compressor Spares- Dynair Braided Pipe (7001) | 120003BRAIDEDPIPE7001 |  | A Class |  |  | I-Inventory | FG-Finish Good | R | Spares | Air Compressor-Spares | Dental Equiment | Main Location | 90330000 |  | FIFO | Dynamic | [8 empty] | 0 | 0 | 0 | 1 | 0 | 0 | [7 empty] | 1 |  | Da/Co/Sp/Braided Pipe (7001)
IM00887 | Air Compressor Spares- Dynair Capacitor Dac-9 | 120003CAPACITORDAC9 |  | A Class |  |  | I-Inventory | FG-Finish Good | C | Spares | Air Compressor-Spares | Dental Equiment | Main Location | 90330000 |  | FIFO | Dynamic | [8 empty] | 0 | 0 | 0 | 1 | 0 | 0 | [7 empty] | 1 |  | Da/Co/Sp/Capacitor Dac-9
IM00888 | Air Compressor Spares- Dynair Compressor Head Rubber Foot | 120003TANKRUBBERFOOT |  | A Class |  |  | I-Inventory | FG-Finish Good | C | Spares | Air Compressor-Spares | Dental Equiment | Main Location | 90330000 |  | FIFO | Dynamic | [8 empty] | 0 | 0 | 0 | 1 | 0 | 0 | [7 empty] | 1 |  | DA/CO/SP/COMPRESSOR HEAD RUBBER FOOT
IM00889 | Air Compressor Spares- Dynair Connecting Rod Big | 120003RODBIG |  | A Class |  |  | I-Inventory | FG-Finish Good | R | Spares | Air Compressor-Spares | Dental Equiment | Main Location | 90330000 |  | FIFO | Dynamic | [8 empty] | 0 | 0 | 0 | 1 | 0 | 0 | [7 empty] | 1 |  | Da/Co/Sp/Connecting Rod Big
IM00890 | Air Compressor Spares- Dynair Connecting Rod Small | 120003RODSMALL |  | A Class |  |  | I-Inventory | FG-Finish Good | R | Spares | Air Compressor-Spares | Dental Equiment | Main Location | 90330000 |  | FIFO | Dynamic | [8 empty] | 0 | 0 | 0 | 1 | 0 | 0 | [7 empty] | 1 |  | Da/Co/Sp/Connecting Rod Small
IM00891 | Air Compressor Spares- Dynair Cylinder Jacket Drum 5001 | 120003CYLINDERDRUM5001 |  | A Class |  |  | I-Inventory | FG-Finish Good | C | Spares | Air Compressor-Spares | Dental Equiment | Main Location | 90330000 |  | FIFO | Dynamic | [8 empty] | 0 | 0 | 0 | 1 | 0 | 0 | [7 empty] | 1 |  | Da/Co/Sp/Cylinder Jacket Drum 5001
IM00892 | Air Compressor Spares- Dynair Cylinder Jacket Drum 7001 | 120003CYLINDERDRUM7001 |  | A Class |  |  | I-Inventory | FG-Finish Good | C | Spares | Air Compressor-Spares | Dental Equiment | Main Location | 90330000 |  | FIFO | Dynamic | [8 empty] | 0 | 0 | 0 | 1 | 0 | 0 | [7 empty] | 1 |  | Da/Co/Sp/Cylinder Jacket Drum 7001
IM00893 | Air Compressor Spares- Dynair Drain Valve Dac-7 | 120003DRAINVALVEDC7 |  | A Class |  |  | I-Inventory | FG-Finish Good | R | Spares | Air Compressor-Spares | Dental Equiment | Main Location | 90330000 |  | FIFO | Dynamic | [8 empty] | 0 | 0 | 0 | 1 | 0 | 0 | [7 empty] | 1 |  | Da/Co/Sp/Drain Valve Dac-7
IM00894 | Air Compressor Spares- Dynair Drain Valve Knob | 120003DRAINVALVEKNOB |  | A Class |  |  | I-Inventory | FG-Finish Good | R | Spares | Air Compressor-Spares | Dental Equiment | Main Location | 90330000 |  | FIFO | Dynamic | [8 empty] | 0 | 0 | 0 | 1 | 0 | 0 | [7 empty] | 1 |  | Da/Co/Sp/Drain Valve Knob
IM00895 | Air Compressor Spares- Dynair Drum Plate Valve | 120003PLATEVALVE |  | A Class |  |  | I-Inventory | FG-Finish Good | R | Spares | Air Compressor-Spares | Dental Equiment | Main Location | 90330000 |  | FIFO | Dynamic | [8 empty] | 0 | 0 | 0 | 1 | 0 | 0 | [7 empty] | 1 |  | Da/Co/Sp/Drum Plate Valve
IM00896 | Air Compressor Spares- Dynair Dynamic Compressor Motor | 120003MOTOR |  | A Class |  |  | I-Inventory | FG-Finish Good | R | Spares | Air Compressor-Spares | Dental Equiment | Main Location | 90330000 |  | FIFO | Dynamic | [8 empty] | 0 | 0 | 0 | 1 | 0 | 0 | [7 empty] | 1 |  | Da/Co/Sp/dynamic Compressor Motor
IM00897 | Air Compressor Spares- Dynair Dynamic Dryer Set | 120003DRYERSET |  | A Class |  |  | I-Inventory | FG-Finish Good | R | Spares | Air Compressor-Spares | Dental Equiment | Main Location | 90330000 |  | FIFO | Dynamic | [8 empty] | 0 | 0 | 0 | 1 | 0 | 0 | [7 empty] | 1 |  | Da/Co/Sp/Dynamic Dryer Set
IM00898 | Air Compressor Spares- Dynair Dynamic Membrane Water Filter | 120003MEMBRANEWATERFILTER |  | A Class |  |  | I-Inventory | FG-Finish Good | R | Spares | Air Compressor-Spares | Dental Equiment | Main Location | 90330000 |  | FIFO | Dynamic | [8 empty] | 0 | 0 | 0 | 1 | 0 | 0 | [7 empty] | 1 |  | DA/CO/SP/DYNAMIC MEMBRANE WATER FILTER
IM00899 | Air Compressor Spares- Dynair Eccentric Wheel Unit (5001) | 120003ECCETRIC5001 |  | A Class |  |  | I-Inventory | FG-Finish Good | R | Spares | Air Compressor-Spares | Dental Equiment | Main Location | 90330000 |  | FIFO | Dynamic | [8 empty] | 0 | 0 | 0 | 1 | 0 | 0 | [7 empty] | 1 |  | Da/Co/Sp/Eccentric Wheel Unit (5001)
IM00900 | Air Compressor Spares- Dynair Eccentric Wheel Unit (7001) | 120003ECCETRIC7001 |  | A Class |  |  | I-Inventory | FG-Finish Good | R | Spares | Air Compressor-Spares | Dental Equiment | Main Location | 90330000 |  | FIFO | Dynamic | [8 empty] | 0 | 0 | 0 | 1 | 0 | 0 | [7 empty] | 1 |  | Da/Co/Sp/Eccentric Wheel Unit (7001)
IM00901 | Air Compressor Spares- Dynair Elbow Joint | 120003ELBOWJOINT |  | A Class |  |  | I-Inventory | FG-Finish Good | C | Spares | Air Compressor-Spares | Dental Equiment | Main Location | 90330000 |  | FIFO | Dynamic | [8 empty] | 0 | 0 | 0 | 1 | 0 | 0 | [7 empty] | 1 |  | Da/Co/Sp/Elbow Joint
IM00902 | Air Compressor Spares- Dynair Fan | 120003FAN |  | A Class |  |  | I-Inventory | FG-Finish Good | R | Spares | Air Compressor-Spares | Dental Equiment | Main Location | 90330000 |  | FIFO | Dynamic | [8 empty] | 0 | 0 | 0 | 1 | 0 | 0 | [7 empty] | 1 |  | Da/Co/Sp/Fan
IM00903 | Air Compressor Spares- Dynair Filter Cartridge | 120003FILTERCART |  | A Class |  |  | I-Inventory | FG-Finish Good | R | Spares | Air Compressor-Spares | Dental Equiment | Main Location | 90330000 |  | FIFO | Dynamic | [8 empty] | 0 | 0 | 0 | 1 | 0 | 0 | [7 empty] | 1 |  | Da/Co/Sp/Filter Cartridge
IM00904 | Air Compressor Spares- Dynair Gaskit Of Cylinder Jacket O Ring | 120001CYLINDERORING |  | A Class |  |  | I-Inventory | FG-Finish Good | C | Spares | Air Compressor-Spares | Dental Equiment | Main Location | 90330000 |  | FIFO | Dynamic | [8 empty] | 0 | 0 | 0 | 1 | 0 | 0 | [7 empty] | 1 |  | Da/Co/Sp/Gaskit Of Cylinder Jacket O Ring
IM00905 | Air Compressor Spares- Dynair Head 5001-Dyna Air Comp. Head | 120003HEAD5001 |  | A Class |  |  | I-Inventory | FG-Finish Good | R | Spares | Air Compressor-Spares | Dental Equiment | Main Location | 90330000 |  | FIFO | Dynamic | [8 empty] | 0 | 0 | 0 | 1 | 0 | 0 | [7 empty] | 1 |  | Da/Co/Sp/Head 5001-Dyna Air Comp. Head
IM00906 | Air Compressor Spares- Dynair N.R.V. | 120003NRV |  | A Class |  |  | I-Inventory | FG-Finish Good | R | Spares | Air Compressor-Spares | Dental Equiment | Main Location | 90330000 |  | FIFO | Dynamic | [8 empty] | 0 | 0 | 0 | 1 | 0 | 0 | [7 empty] | 1 |  | Da/Co/Sp/N.R.V.
IM00907 | Air Compressor Spares- Dynair N.R.V. Load Switch | 120003NRVLOADSWITCH |  | A Class |  |  | I-Inventory | FG-Finish Good | R | Spares | Air Compressor-Spares | Dental Equiment | Main Location | 90330000 |  | FIFO | Dynamic | [8 empty] | 0 | 0 | 0 | 1 | 0 | 0 | [7 empty] | 1 |  | Da/Co/Sp/N.R.V. Load Switch
IM00908 | Air Compressor Spares- Dynair New Solenoid Valve Dac-3 | 120003DAC3 |  | A Class |  |  | I-Inventory | FG-Finish Good | C | Spares | Air Compressor-Spares | Dental Equiment | Main Location | 90330000 |  | FIFO | Dynamic | [8 empty] | 0 | 0 | 0 | 1 | 0 | 0 | [7 empty] | 1 |  | Da/Co/Sp/New Solenoid Valve Dac-3
IM00909 | Air Compressor Spares- Dynair Outlet Pressure Plate Dac-13 | 120003DAC13 |  | A Class |  |  | I-Inventory | FG-Finish Good | R | Spares | Air Compressor-Spares | Dental Equiment | Main Location | 90330000 |  | FIFO | Dynamic | [8 empty] | 0 | 0 | 0 | 1 | 0 | 0 | [7 empty] | 1 |  | Da/Co/Sp/Outlet Pressure Plate Dac-13
IM00910 | Air Compressor Spares- Dynair Over Load Switch | 120003OVERLOADSWITCH |  | A Class |  |  | I-Inventory | FG-Finish Good | C | Spares | Air Compressor-Spares | Dental Equiment | Main Location | 90330000 |  | FIFO | Dynamic | [8 empty] | 0 | 0 | 0 | 1 | 0 | 0 | [7 empty] | 1 |  | Da/Co/Sp/Over Load Switch
IM00911 | Air Compressor Spares- Dynair Over Load Switch Lid | 120003OVERLOADSWITCHLID |  | A Class |  |  | I-Inventory | FG-Finish Good | R | Spares | Air Compressor-Spares | Dental Equiment | Main Location | 90330000 |  | FIFO | Dynamic | [8 empty] | 0 | 0 | 0 | 1 | 0 | 0 | [7 empty] | 1 |  | Da/Co/Sp/Over Load Switch Lid
IM00912 | Air Compressor Spares- Dynair Over Load Switch-10 Amp | 120003OVERLOADSWITHCH10AMP |  | A Class |  |  | I-Inventory | FG-Finish Good | R | Spares | Air Compressor-Spares | Dental Equiment | Main Location | 90330000 |  | FIFO | Dynamic | [8 empty] | 0 | 0 | 0 | 1 | 0 | 0 | [7 empty] | 1 |  | DA/CO/SP/OVER LOAD SWITCH-10 AMP
IM00913 | Air Compressor Spares- Dynair Piston Bearing (5001) | 120003PISTONBEARING5001 |  | A Class |  |  | I-Inventory | FG-Finish Good | C | Spares | Air Compressor-Spares | Dental Equiment | Main Location | 90330000 |  | FIFO | Dynamic | [8 empty] | 0 | 0 | 0 | 1 | 0 | 0 | [7 empty] | 1 |  | Da/Co/Sp/Piston Bearing (5001)
IM00914 | Air Compressor Spares- Dynair Piston Bearing (7001) | 120003PISTONBEARING7001 |  | A Class |  |  | I-Inventory | FG-Finish Good | C | Spares | Air Compressor-Spares | Dental Equiment | Main Location | 90330000 |  | FIFO | Dynamic | [8 empty] | 0 | 0 | 0 | 1 | 0 | 0 | [7 empty] | 1 |  | Da/Co/Sp/Piston Bearing (7001)
IM00915 | Air Compressor Spares- Dynair Piston Plate | 120003PISTONPLATE |  | A Class |  |  | I-Inventory | FG-Finish Good | R | Spares | Air Compressor-Spares | Dental Equiment | Main Location | 90330000 |  | FIFO | Dynamic | [8 empty] | 0 | 0 | 0 | 1 | 0 | 0 | [7 empty] | 1 |  | Da/Co/Sp/Piston Plate
IM00916 | Air Compressor Spares- Dynair Piston Ring Dac-11 | 120003DAC11 |  | A Class |  |  | I-Inventory | FG-Finish Good | C | Spares | Air Compressor-Spares | Dental Equiment | Main Location | 90330000 |  | FIFO | Dynamic | [8 empty] | 0 | 0 | 0 | 1 | 0 | 0 | [7 empty] | 1 |  | Da/Co/Sp/Piston Ring Dac-11
IM00917 | Air Compressor Spares- Dynair Pressure Control Dac-1 | 120003DAC1 |  | A Class |  |  | I-Inventory | FG-Finish Good | R | Spares | Air Compressor-Spares | Dental Equiment | Main Location | 90330000 |  | FIFO | Dynamic | [8 empty] | 0 | 0 | 0 | 1 | 0 | 0 | [7 empty] | 1 |  | Da/Co/Sp/Pressure Control Dac-1
IM00918 | Air Compressor Spares- Dynair Pressure Guage Big Dac-5 | 120003DAC5 |  | A Class |  |  | I-Inventory | FG-Finish Good | R | Spares | Air Compressor-Spares | Dental Equiment | Main Location | 90330000 |  | FIFO | Dynamic | [8 empty] | 0 | 0 | 0 | 1 | 0 | 0 | [7 empty] | 1 |  | Da/Co/Sp/Pressure Guage Big Dac-5
IM00919 | Air Compressor Spares- Dynair Safety Valve | 120003SAFETYVALVE |  | A Class |  |  | I-Inventory | FG-Finish Good | R | Spares | Air Compressor-Spares | Dental Equiment | Main Location | 90330000 |  | FIFO | Dynamic | [8 empty] | 0 | 0 | 0 | 1 | 0 | 0 | [7 empty] | 1 |  | Da/Co/Sp/Safety Valve
IM00920 | Air Compressor Spares- Dynair Screw Of Connecting Rod | 120003CONNECTINGROD |  | A Class |  |  | I-Inventory | FG-Finish Good | C | Spares | Air Compressor-Spares | Dental Equiment | Main Location | 90330000 |  | FIFO | Dynamic | [8 empty] | 0 | 0 | 0 | 1 | 0 | 0 | [7 empty] | 1 |  | Da/Co/Sp/Screw Of Connecting Rod
IM00921 | Air Compressor Spares- Dynair Screw Of Plate | 120003SCREW |  | A Class |  |  | I-Inventory | FG-Finish Good | C | Spares | Air Compressor-Spares | Dental Equiment | Main Location | 90330000 |  | FIFO | Dynamic | [8 empty] | 0 | 0 | 0 | 1 | 0 | 0 | [7 empty] | 1 |  | Da/Co/Sp/Screw Of Plate
IM00922 | Air Compressor Spares- Dynair Sequer Gaskit Dac-12 | 120003DAC12 |  | A Class |  |  | I-Inventory | FG-Finish Good | R | Spares | Air Compressor-Spares | Dental Equiment | Main Location | 90330000 |  | FIFO | Dynamic | [8 empty] | 0 | 0 | 0 | 1 | 0 | 0 | [7 empty] | 1 |  | Da/Co/Sp/Sequer Gaskit Dac-12
IM00923 | Air Compressor Spares- Dynair Small Air Silencer | 120003SMALLAIRSILENCER |  | A Class |  |  | I-Inventory | FG-Finish Good | C | Spares | Air Compressor-Spares | Dental Equiment | Main Location | 90330000 |  | FIFO | Dynamic | [8 empty] | 0 | 0 | 0 | 1 | 0 | 0 | [7 empty] | 1 |  | Da/Co/Sp/Small Air Silencer
IM00924 | Air Compressor Spares- Dynair Small Pressure Guage Dac-4 | 120003DAC4 |  | A Class |  |  | I-Inventory | FG-Finish Good | C | Spares | Air Compressor-Spares | Dental Equiment | Main Location | 90330000 |  | FIFO | Dynamic | [8 empty] | 0 | 0 | 0 | 1 | 0 | 0 | [7 empty] | 1 |  | Da/Co/Sp/Small Pressure Guage Dac-4
IM00925 | Air Compressor Spares- Dynair Straight Joint Block | 120003JOINTBLOCK |  | A Class |  |  | I-Inventory | FG-Finish Good | C | Spares | Air Compressor-Spares | Dental Equiment | Main Location | 90330000 |  | FIFO | Dynamic | [8 empty] | 0 | 0 | 0 | 1 | 0 | 0 | [7 empty] | 1 |  | Da/Co/Sp/Straight Joint Block
IM00926 | Air Compressor Spares- Dynair Suction Filter Fan-220 Volt | 120003FILTERFAN |  | A Class |  |  | I-Inventory | FG-Finish Good | C | Spares | Air Compressor-Spares | Dental Equiment | Main Location | 90330000 |  | FIFO | Dynamic | [8 empty] | 0 | 0 | 0 | 1 | 0 | 0 | [7 empty] | 1 |  | Da/Co/Sp/Suction Filter Fan-220 Volt
IM00927 | Air Compressor Spares- Dynair Suction Jar Body | 120003JARBODY |  | A Class |  |  | I-Inventory | FG-Finish Good | C | Spares | Air Compressor-Spares | Dental Equiment | Main Location | 90330000 |  | FIFO | Dynamic | [8 empty] | 0 | 0 | 0 | 1 | 0 | 0 | [7 empty] | 1 |  | Da/Co/SP/Suction Jar Body
IM00928 | Air Compressor Spares- Dynair Suction Main PCB | 120003MAINPCB |  | A Class |  |  | I-Inventory | FG-Finish Good | R | Spares | Air Compressor-Spares | Dental Equiment | Main Location | 90330000 |  | FIFO | Dynamic | [8 empty] | 0 | 0 | 0 | 1 | 0 | 0 | [7 empty] | 1 |  | Da/Co/Sp/Suction Main Pcb
IM00929 | Air Compressor Spares- Dynair Tank Rubber Foot Big | 120003TANKRUBBERFOOTBIG |  | A Class |  |  | I-Inventory | FG-Finish Good | C | Spares | Air Compressor-Spares | Dental Equiment | Main Location | 90330000 |  | FIFO | Dynamic | [8 empty] | 0 | 0 | 0 | 1 | 0 | 0 | [7 empty] | 1 |  | Da/Co/Sp/Tank Rubber Foot Big
IM00930 | Air Compressor Spares- Dynair pressure Plate Fix Clip | 120003FIXCLIP |  | A Class |  |  | I-Inventory | FG-Finish Good | R | Spares | Air Compressor-Spares | Dental Equiment | Main Location | 90330000 |  | FIFO | Dynamic | [8 empty] | 0 | 0 | 0 | 1 | 0 | 0 | [7 empty] | 1 |  | DA/CO/SPPRESSURE PLATE FIX CLIP
IM00931 | Air Compressor Spares- Dynair Compressor Head Body/Alu Shell Unit | 120003ALUSHELL |  | A Class |  |  | I-Inventory | FG-Finish Good | C | Spares | Air Compressor-Spares | Dental Equiment | Main Location | 90330000 |  | FIFO | Dynamic | [8 empty] | 0 | 0 | 0 | 1 | 0 | 0 | [7 empty] | 1 |  | Da/Co/Sp/Compressor Head Body/Alu Shell Unit
IM00932 | Dental Compressor Spares- Durr Connect 20 Filtre Connector 0700-700-18E | Durr/Sp/Durr Connect 20 Filtre Connector 0700-700-18E |  | A Class |  |  | I-Inventory | TG-Trading Good |  | Spares | Air Compressor-Spares | Dental Equiment | Main Location |  |  | FIFO | Durr Dental | [8 empty] | 0 | 0 | 0 | 1 | 0 | 0 | [7 empty] | 1 |  | Durr Connect 20 Filtre Connector 0700-700-18E
IM00933 | Dental Compressor Spares- Durr Dental Base for Tornado Compressor 5180-200-04 | Durr/Sp/Base for Tornado Compressor 5180-200-04 |  | A Class |  |  | I-Inventory | TG-Trading Good |  | Spares | Air Compressor-Spares | Dental Equiment | Main Location |  |  | FIFO | Durr Dental | [8 empty] | 0 | 0 | 0 | 1 | 0 | 0 | [7 empty] | 1 |  | Durr Dental Base for Tornado Compressor 5180-200-04
IM00934 | Indian Product- Computer System | 148COMPUTERSYS |  | A Class |  |  | I-Inventory | FG-Finish Good | R | Equipment | Computer System | Dental Equiment | Main Location | 84713010 |  | FIFO | Indian Product | [5 empty] | A Computer with following features : I. Processor: Intel Corei7 II. Processor Speed: 3.60 GHz III. Cache: 8MB IV. RAM: 16GB V. RAM Type: DDR4 VI. RAM Speed: 2133MHz VII. Chipset: Intel VIII. Storage Type: HDD IX. Operating System: Windows 10 Home X. Periperhals: Keyboard, Mouse XI. Connectivity: Bluetooth, LAN, USB, WiFI XII. Display Type: Full HD XIII. Resolution: 1920 x 1080 XIV. GPU Model: NVIDIA GeForce GT940A XV. HDD Reading Speed: 5400RPM XVI. Dimension (WxDxH) mm: 237.6 x 615.8 x 490.25 XVII. Screen Size (Inches): 27 XVIII.HDD Capacity: 2TB or above XIX. Graphics Solution: NVIDIA XX. Model Type: All-in-one XXI. Touchscreen: Yes XXII. Usage: Home XXIII.Screen Type: LED XXIV. Color: White XXV. Features: Full HD Desktops XXVI. Other features: Local Assembled PC will not be accepted |  |  | 0 | 0 | 0 | 1 | 0 | 0 | [7 empty] | 1 |  | IN//AC/COMPUTER SYSTEM
IM00935 | Computer System-Accessories-Stablizer-Servo Voltage Stablizer 2Kva | 1480522KVA |  | A Class |  |  | I-Inventory | TG-Trading Good |  | Accessories | Computer System-Accessories | Dental Equiment | Main Location | 85044010 |  | FIFO | Indian Product | [8 empty] | 0 | 0 | 0 | 1 | 0 | 0 | [7 empty] | 1 |  | IN/SS/MC/STABLIZER-SERVO VOLTAGE STABLIZER 2KVA
IM00936 | Computer System-Accessories-Stablizer-Servo Voltage Stablizer 3Kva | 1480453KVASTABLIZER |  | A Class |  |  | I-Inventory | TG-Trading Good |  | Accessories | Computer System-Accessories | Dental Equiment | Main Location |  |  | FIFO | Indian Product | [8 empty] | 0 | 0 | 0 | 1 | 0 | 0 | [7 empty] | 1 |  | IN/SS/MC/STABLIZER-SERVO VOLTAGE STABLIZER 3KVA
IM00937 | Computer System-Accessories-Stablizer-Servo Voltage Stablizer 5Kva | 1480455KVAUPS |  | A Class |  |  | I-Inventory | FG-Finish Good | C | Accessories | Computer System-Accessories | Dental Equiment | Main Location | 85044010 |  | FIFO | Indian Product | [8 empty] | 0 | 0 | 0 | 1 | 0 | 0 | [7 empty] | 1 |  | IN/SS/MC/STABLIZER-SERVO VOLTAGE STABLIZER 5KVA
IM00938 | API-Conservative Instruments Kit (Set Of 20) | CONSERVATIVE INSTRUMENTS KIT (SET OF 20) |  | A Class |  |  | I-Inventory | FG-Finish Good | R | Equipment | Conservative Kit | Dental Equiment | Main Location | 90184900 |  | FIFO | API | [8 empty] | 0 | 0 | 0 | 1 | 0 | 0 | [7 empty] | 1 |  | CONSERVATIVE INSTRUMENTS KIT (SET OF 20)
IM00939 | Control Box Indian-Strong Control Box Of Micromotor Indian | 148013CNTRLBOX |  | A Class |  |  | I-Inventory | FG-Finish Good | R | Equipment | Control Box | Dental Equiment | Main Location | 90184900 |  | FIFO | Indian Product | [5 empty] | .. |  |  | 0 | 0 | 0 | 1 | 0 | 0 | [7 empty] | 1 |  | IN/MM/CB/AC/STRONG CONTROL BOX OF MICROMOTOR INDIAN
IM00940 | Control Box-Strong-Strong Lab Motor Contorl Box Model 210 | 164013210 |  | A Class |  |  | I-Inventory | FG-Finish Good | R | Equipment | Control Box | Dental Equiment | Main Location | 90184900 |  | FIFO | Strong | [8 empty] | 0 | 0 | 0 | 1 | 0 | 0 | [7 empty] | 1 |  | ST/LM/CB/AC/STRONG LAB MOTOR CONTROL BOX - MODEL210
IM00941 | Control Box-Strong-Strong Lab Motor Contorl Box Model Forte 300 | 164013FORTE300 |  | A Class |  |  | I-Inventory | FG-Finish Good | R | Equipment | Control Box | Dental Equiment | Main Location |  |  | FIFO | Strong | [8 empty] | 0 | 0 | 0 | 1 | 0 | 0 | [7 empty] | 1 |  | ST/LM/CB/AC/STRONG LAB MOTOR CONTROL BOX -FORTE 300
IM00942 | Control Box-Strong- Control Box of Micromotor | 164013CONTROLBOX |  | A Class |  |  | I-Inventory | FG-Finish Good | R | Equipment | Control Box | Dental Equiment | Main Location | 90184900 |  | FIFO | Strong | [8 empty] | 0 | 0 | 0 | 1 | 0 | 0 | [7 empty] | 1 |  | ST/MM/CB/STRONG CONTROL BOX MICROMOTER
IM00943 | Control Box-NSK- Inbuilt Speed Control Box for NBX Motor | 114004CONTROLBOXNBX |  | A Class |  |  | I-Inventory | FG-Finish Good | R | Equipment | Control Box | Dental Equiment | Main Location | 90184900 |  | FIFO | NSK Nakanishi | [8 empty] | 0 | 0 | 0 | 1 | 0 | 0 | [7 empty] | 1 |  | NSK/AC/NBX INBUITL SPEED CONTROL BOX FOR NBX MOTOR
IM00944 | Dental Cabinet-Shanghai- Dental Mobile Cabinet Model-MDF Q1 | 124022MDFQ1 |  | A Class |  |  | I-Inventory | FG-Finish Good | R | Equipment | Dental Cabinet | Dental Equiment | Main Location |  |  | FIFO | Shanghai | [8 empty] | 0 | 0 | 0 | 1 | 0 | 0 | [7 empty] | 1 |  | GL/CB/MC/DENTAL MOBILE CABINET MODEL (MDF) Q 1
IM00945 | Dental Cabinet-Shanghai- Dental Movable SS Trolly Model-GD-010 | 123022GD010 |  | A Class |  |  | I-Inventory | FG-Finish Good | R | Equipment | Dental Cabinet | Dental Equiment | Main Location | 94021090 |  | FIFO | Shanghai | [8 empty] | 0 | 0 | 0 | 1 | 0 | 0 | [7 empty] | 1 |  | SO/DT/DENTAL MOVEABLE SS TROLLY MODEL GD-010
IM00946 | Dental Cabinet-Shanghai- Dental Movable Trolly Model-M1 | 124022CABINETM1 |  | A Class |  |  | I-Inventory | FG-Finish Good | R | Equipment | Dental Cabinet | Dental Equiment | Main Location | 94021090 |  | FIFO | Shanghai | [5 empty] | Imported Dental Cabinets and Trolley*Structure made of steel frame 0.9 mm and 1.2 mm thick.The main structure has double steel layer*The top is made of durable artificial marble cauterization resistant and easy to clean*European style rail guide and flip return design different drawer compartment satisfies different requirements*Stainless steel tap with ensure to prevents cross contamination*Top grade ceramic wash basin, ash bin hidden under it and controlled by knee easy to operate, prevents cross contamination*Multi functional shelf can be used for small equipments |  |  | 0 | 0 | 0 | 1 | 0 | 0 | [7 empty] | 1 |  | SS/CAB/MC/DENTAL MOVEABLE TROLLY MODEL M1
IM00947 | Dental Cabinet-Shanghai- Dental Mobile Unit Marble Top Model-BG-752-2E | 1240227522E |  | A Class |  |  | I-Inventory | FG-Finish Good | R | Equipment | Dental Cabinet | Dental Equiment | Main Location |  |  | FIFO | Shanghai | [8 empty] | 0 | 0 | 0 | 1 | 0 | 0 | [7 empty] | 1 |  | SS/DC/MC/BG-752-2E-DENTAL MOBILE UNIT MARBLE TOP
IM00948 | Dental Cabinet-Shanghai- Dental Wall Cabinet Model-BG-G3 | 126033CABINETBGG3 |  | A Class |  |  | I-Inventory | FG-Finish Good | R | Equipment | Dental Cabinet | Dental Equiment | Main Location |  |  | FIFO | Shanghai | [5 empty] | Wall Mount Cabinet*Model BG G3*Wall Mount Cabinet for Gloves, Tissue, Soap Stand, Disenfactant Stand |  |  | 0 | 0 | 0 | 1 | 0 | 0 | [7 empty] | 1 |  | SS/DC/MC/BG-G3-DENTAL WALL CABINET BG-G3
IM00949 | Dental Cabinet-Straight- With Marble Top With Left Wash Basin | 124022CABINETLEFT |  | A Class |  |  | I-Inventory | FG-Finish Good | R | Equipment | Dental Cabinet | Dental Equiment | Main Location | 94021090 |  | FIFO | Straight | [8 empty] | 0 | 0 | 0 | 1 | 0 | 0 | [7 empty] | 1 |  | SS/STRAIGHT DENTAL CABINET WITH MAR. TOP WITH LEFT WASH BASIN
IM00950 | Dental Cabinet-Straight- With Marble Top With Right Wash Basin | 124022CABINETRIGHT |  | A Class |  |  | I-Inventory | FG-Finish Good | R | Equipment | Dental Cabinet | Dental Equiment | Main Location | 94021090 |  | FIFO | Straight | [8 empty] | 0 | 0 | 0 | 1 | 0 | 0 | [7 empty] | 1 |  | SS/STRAIGHT DENTAL CABINET WITH MAR. TOP WITH RIGHT WASH BASIN
IM00951 | Dental Cabinet Accessories- Staright-Left Wash Basin Marble Top Only | 124022LEFTCABINETTOP |  | A Class |  |  | I-Inventory | FG-Finish Good | R | Accessories | Dental Cabinet-Accessories | Dental Equiment | Main Location | 94021090 |  | FIFO | Straight | [8 empty] | 0 | 0 | 0 | 1 | 0 | 0 | [7 empty] | 1 |  | SS/DENTAL CABINET STRAIGHT/ LEFT WASH BASIN MARBLE TOP ONLY
IM00952 | Dental Cabinet Accessories- Staright-Right Wash Basin Marble Top Only | 124022RIGHTCABINETTOP |  | A Class |  |  | I-Inventory | FG-Finish Good | R | Accessories | Dental Cabinet-Accessories | Dental Equiment | Main Location | 94021090 |  | FIFO | Straight | [8 empty] | 0 | 0 | 0 | 1 | 0 | 0 | [7 empty] | 1 |  | SS/DENTAL CABINET STRAIGHT/ RIGHT WASH BASIN MARBLE TOP ONLY
IM00953 | Dental Cement-GC Gold-Fuji Cem Refill Pack | 209047CEMFUJIREFILLPACK |  | A Class |  |  | I-Inventory | FG-Finish Good | C | Consumables | Dental Cement | Dental Equiment | Main Location | 30064000 |  | FIFO | GC Gold | [8 empty] | 0 | 0 | 0 | 1 | 0 | 0 | [7 empty] | 1 |  | GC/CEM/CM/FUJI CEM REFILL PACK
IM00954 | Dental Cement-GC Gold-G-Aenial Universal Flo A | 209047UNIVERSALFLOA |  | A Class |  |  | I-Inventory | FG-Finish Good | C | Consumables | Dental Cement | Dental Equiment | Main Location | 30064000 |  | FIFO | GC Gold | [8 empty] | 0 | 0 | 0 | 1 | 0 | 0 | [7 empty] | 1 |  | GC/CEM/CM/G-AENIAL UNIVERSAL FLO A
IM00955 | Dental Cement-GC Gold-Gc Dentin Conditioner 6G | 209047CEMDENTINCONDITIONER6G |  | A Class |  |  | I-Inventory | TG-Trading Good |  | Consumables | Dental Cement | Dental Equiment | Main Location | 30064000 |  | FIFO | GC Gold | [8 empty] | 0 | 0 | 0 | 1 | 0 | 0 | [7 empty] | 1 |  | GC/CEM/CM/GC DENTIN CONDITIONER 6G
IM00956 | Dental Cement-GC Gold Label 1 Mini Pack | 209047CEMGCGOLDLABEL1MINI |  | A Class |  |  | I-Inventory | FG-Finish Good | C | Consumables | Dental Cement | Dental Equiment | Main Location | 30064000 |  | FIFO | GC Gold | [8 empty] | 0 | 0 | 0 | 1 | 0 | 0 | [7 empty] | 1 |  | GC/CEM/CM/GC GOLD LABEL 1 MINI PACK
IM00957 | Dental Cement-GC Gold Label 1 Regular Sleeve Packing | 209047CEMGCGOLDLABEL1REGULARSLEEVE |  | A Class |  |  | I-Inventory | FG-Finish Good | C | Consumables | Dental Cement | Dental Equiment | Main Location | 30064000 |  | FIFO | GC Gold | [8 empty] | 0 | 0 | 0 | 1 | 0 | 0 | [7 empty] | 1 |  | GC/CEM/CM/GC GOLD LABEL 1 REGULAR SLEEVE PACKING
IM00958 | Dental Cement-GC Gold Label 2 1-1 22 Shade | 209047CEMGCGOLD21-122SHADE |  | A Class |  |  | I-Inventory | FG-Finish Good | C | Consumables | Dental Cement | Dental Equiment | Main Location | 30064000 |  | FIFO | GC Gold | [8 empty] | 0 | 0 | 0 | 1 | 0 | 0 | [7 empty] | 1 |  | GC/CEM/CM/GC GOLD LABEL 2 1-1 22 SHADE
IM00959 | Dental Cement-GC Gold Label 2 Lc Large Pack A2 | 209047CEMGCGOLDLABEL2LCLARGEA2 |  | A Class |  |  | I-Inventory | FG-Finish Good | C | Consumables | Dental Cement | Dental Equiment | Main Location | 30064000 |  | FIFO | GC Gold | [8 empty] | 0 | 0 | 0 | 1 | 0 | 0 | [7 empty] | 1 |  | GC/CEM/CM/GC GOLD LABEL 2 LC LARGE PACK A2
IM00960 | Dental Cement-GC Gold Label 2 Mini Pack | 209047CEMGCGOLDLABEL2MINI |  | A Class |  |  | I-Inventory | FG-Finish Good | C | Consumables | Dental Cement | Dental Equiment | Main Location | 30064000 |  | FIFO | GC Gold | [8 empty] | 0 | 0 | 0 | 1 | 0 | 0 | [7 empty] | 1 |  | GC/CEM/CM/GC GOLD LABEL 2 MINI PACK
IM00961 | Dental Cement-GC Gold Label 9 1-1 Pack A2 | 209047CEMGCGOLDLABEL91-12 |  | A Class |  |  | I-Inventory | FG-Finish Good | C | Consumables | Dental Cement | Dental Equiment | Main Location | 30064000 |  | FIFO | GC Gold | [8 empty] | 0 | 0 | 0 | 1 | 0 | 0 | [7 empty] | 1 |  | GC/CEM/CM/GC GOLD LABEL 9 1-1 PACK A2
IM00962 | Dental Cement-GC Gold Label 9 1-1 Pack Extra A2 | 209047CEMGCGOLDEXTRAA291-12 |  | A Class |  |  | I-Inventory | FG-Finish Good | C | Consumables | Dental Cement | Dental Equiment | Main Location | 30064000 |  | FIFO | GC Gold | [8 empty] | 0 | 0 | 0 | 1 | 0 | 0 | [7 empty] | 1 |  | GC/CEM/CM/GC GOLD LABEL 9 1-1 PACK EXTRA A2
IM00963 | Dental Cement-GC Gold Label 9 Mini Pack A2 | 209047CEMGCGOLDLABELA29MINI |  | A Class |  |  | I-Inventory | FG-Finish Good | C | Consumables | Dental Cement | Dental Equiment | Main Location | 30064000 |  | FIFO | GC Gold | [8 empty] | 0 | 0 | 0 | 1 | 0 | 0 | [7 empty] | 1 |  | GC/CEM/CM/GC GOLD LABEL 9 MINI PACK A2
IM00964 | Dental Cement-GC Gold Label 9 Mini Pack A2 Extra | 209047CEMGCGOLDLABELA29MINIEXTRA |  | A Class |  |  | I-Inventory | FG-Finish Good | C | Consumables | Dental Cement | Dental Equiment | Main Location | 30064000 |  | FIFO | GC Gold | [8 empty] | 0 | 0 | 0 | 1 | 0 | 0 | [7 empty] | 1 |  | GC/CEM/CM/GC GOLD LABEL 9 MINI PACK A2 EXTRA
IM00965 | Dental Cement-GC Gold Lable Hybrid | 209047GCGOLDLABELHYBRID |  | A Class |  |  | I-Inventory | FG-Finish Good | C | Consumables | Dental Cement | Dental Equiment | Main Location | 30064000 |  | FIFO | GC Gold | [8 empty] | 0 | 0 | 0 | 1 | 0 | 0 | [7 empty] | 1 |  | GC/CEM/CM/GC GOLD LABLE HYBRID
IM00966 | Dental Cement-GC Gold Miracle Mix Set-Powder & Liquid | 209047CEMGCMIRACLEPODERLIQUID |  | A Class |  |  | I-Inventory | FG-Finish Good | C | Consumables | Dental Cement | Dental Equiment | Main Location | 30064000 |  | FIFO | GC Gold | [8 empty] | 0 | 0 | 0 | 1 | 0 | 0 | [7 empty] | 1 |  | GC/CEM/CM/GC GOLD MIRACLE MIX SET-POWDER & LIQUID
IM00967 | Dental Cement-GC Gold-Solare X- A2 (5G) | 209047CEMSOLAREXA25G |  | A Class |  |  | I-Inventory | FG-Finish Good | C | Consumables | Dental Cement | Dental Equiment | Main Location | 30064000 |  | FIFO | GC Gold | [8 empty] | 0 | 0 | 0 | 1 | 0 | 0 | [7 empty] | 1 |  | GC/CEM/CM/SOLARE X- A2 (5G)
IM00968 | Dental Cement-GC Gold-Solare X- A3 (5G) | 209047CEMSOLAREXA35G |  | A Class |  |  | I-Inventory | FG-Finish Good | C | Consumables | Dental Cement | Dental Equiment | Main Location | 30064000 |  | FIFO | GC Gold | [8 empty] | 0 | 0 | 0 | 1 | 0 | 0 | [7 empty] | 1 |  | GC/CEM/CM/SOLARE X- A3 (5G)
IM00969 | Dental Chair Machine- Power Keen Star-KLT6210-Overhanging | 102001KLT6210STAROHLED |  | A Class |  |  | I-Inventory | FG-Finish Good | R | Equipment | Dental Chair | Dental Equiment | Main Location | 90184900 |  | FIFO | Power Keen | [8 empty] | 0 | 0 | 0 | 1 | 0 | 0 | [7 empty] | 1 |  | PK/DC/MC/POWER KEEN CHAIR KLT6210-STAR OVER. DELIVERY WITH LED
IM00970 | Dental Chair Machine- Power Keen Star-KLT6210 | 102001KLT6210NI |  | A Class |  |  | I-Inventory | FG-Finish Good | R | Equipment | Dental Chair | Dental Equiment | Main Location | 90184900 |  | FIFO | Power Keen | [8 empty] | 0 | 0 | 0 | 1 | 0 | 0 | [7 empty] | 1 |  | PK/DC/MC/POWER KEEN DENTAL CHAIR KLT6210-NI STAR
IM00971 | Dental Chair Machine- Power Keen Star LED-KLT6210 | 102001KLT6210NISTARLED |  | A Class |  |  | I-Inventory | FG-Finish Good | R | Equipment | Dental Chair | Dental Equiment | Main Location | 90184900 |  | FIFO | Power Keen | [5 empty] | Wide backrest for superior patient comfort * It has Traditional delivery unit with wide instrument tray * Sensor Based LED Dental Light with variable intensity * Double Articulated Headrest with Rotatable Arm Rest * 1 Preset Position and Auto return to Zero Position * Programmable water Unit with glass spittoon along with option of Warm and Normal Water * Assistant Side with a feather touch control unit, A 3 Way Syringe, Low and High (Cannulla only) vacuum suction * Combined foot control contains function of chair movements and water unit control * Doctors stool provided with the chair with steel base. |  |  | 0 | 0 | 0 | 1 | 0 | 0 | [7 empty] | 1 |  | PK/DC/MC/POWER KEEN DENTAL CHAIR KLT6210-NI STAR LED
IM00972 | Dental Chair Machine-Runyes DCI EDGE 360 Over Hanging | 109001DCIEDGE360OVHANG |  | A Class |  |  | I-Inventory | FG-Finish Good | R | Equipment | Dental Chair | Dental Equiment | Main Location | 90184900 |  | FIFO | Runyes | [5 empty] | FEATURES ***** Aluminum casting chair, New concept and aesthetic design, Seamless and soft upholstery for patient, comfort, Synchronized movement of seat and backrest, Chair can lift upto 250 kg weight, Hydraulic delivery system from Japan, Handrest with two direction rotation, Safety with protection against any obstruction when chair goes down, Double articulated headrest with pull and push button for pediatric and handicapped patients, All connection in the base of chair. DELIVERY UNIT ***** Overhead Delivery unit with 3 air rotor point and one point for 3 way syringe, All the control of chair are on unit with touch pane. WATER UNIT ***** 90 Movements best for peado and old age patients, Removable cuspidor, easy to be disinfected, Air and Flter to prevent drainage block water suction. ASSISTANT SIDE ***** Three points one for 3 way syringe and 2 for low high vacuum suction, Chair control on assistant side. DENTIST STOOL ***** With adjustable up and down position and also backrest can be adjusted upto 250 degree. |  |  | 0 | 0 | 0 | 1 | 0 | 0 | [7 empty] | 1 |  | DCI/DENTAL CHAIR MODEL DCI EDGE 360 OVER HANGING
IM00973 | Dental Chair Machine-Runyes DCI EDGE 360 Under Hanging | 109001DCIEDGE360UNHANG |  | A Class |  |  | I-Inventory | FG-Finish Good | R | Equipment | Dental Chair | Dental Equiment | Main Location | 90184900 |  | FIFO | Runyes | [5 empty] | FEATURES ***** Aluminum casting chair, New concept and aesthetic design, Seamless and soft upholstery for patient comfort, Synchronised movement of seat and backrest, Chair can lift upto 250 kg weight, Hydraulic delivery system from Japan, Handrest with two direction rotation, Safety with protection against any obstruction when chair goes down, Double articulated headrest with pull and push button for pediatric and handicapped patients, All connection in the base of chair. DELIVERY UNIT ***** Underhanging Delivery unit with 3 air rotor point and one point for 3 way syringe, All the control of chair are on unit with touch pane. WATER UNIT ***** 90 Movements best for peado and old age patients, Removable cuspidor, easy to be disinfected, Air and flter to prevent drainage block water suction. ASSISTANT SIDE ***** Three points - one for 3 way syringe and 2 for low high vacuum suction, Chair control on assistant side. DENTIST STOOL ***** With adjustable up and down position and also backrest can be adjusted upto 250 degree |  |  | 0 | 0 | 0 | 1 | 0 | 0 | [7 empty] | 1 |  | DCI/DENTAL CHAIR MODEL DCI EDGE 360 UNDER HANGING
IM00974 | Dental Chair Machine-Runyes Care 22 Top Mounted | 109001CARE22 |  | A Class |  |  | I-Inventory | FG-Finish Good | R | Equipment | Dental Chair | Dental Equiment | Main Location | 90184900 |  | FIFO | Runyes | [8 empty] | 0 | 0 | 0 | 1 | 0 | 0 | [7 empty] | 1 |  | RN/DC//MC/RUNYES DENTAL CHAIR CARE 22 (TOP MOUNTED
IM00975 | Dental Chair Machine-Ruyes Innova Pad 11 Down | 109001INNOVAPAD |  | A Class |  |  | I-Inventory | FG-Finish Good | R | Equipment | Dental Chair | Dental Equiment | Main Location | 90184900 |  | FIFO | Runyes | [5 empty] | Seamless and soft upholstery for patient comfort * Synchronized movement of seat and Backrest * Adopt ABS engineering plastics and the whole mold making * Double articulated headrest for handicapped and pediatric patients * Right arm rotatable for easy entry and exist of the patient * Touch free sensor operation of LED Light with minimum intensity from 8000-20000 Lux * 90-degree moveable water unit for 4 hand dentistry * 3 customized programs with spitting * last working position and auto return to zero position * One-piece PU base * perfect combination of luxury and steadiness * All connections in the base of chair * Durable and inbuilt foot paddle made of PU material with feather touch control panel on doctor side and assistant side * When the hand piece is working * dental chair will automatically keep locked to ensure the operation safety * Safety with protection against any obstruction when chair goes down * Stainless steel base doctor stool * Stainless steel progressive foot control. *** DELIVERY UNIT ---- Under hanging Delivery Unit* Three points for air rotor* one 3 way syringe* V3 Led inbuilt scaler and 5 Golden Tips and one Endo Attachment* Silicon tubing with non-retraction valve* Wide instrument tray* Silicon pad on instrument tray to prevent from corrosion and cross contamination* Flip type film viewer. ** WATER UNIT---- Water unit have on/off water change* water control buttons* Inbuilt water reservoir* Temperature control for tumbler water for patient comfort. ** ASSISTANT ARM ----Rotatable assistant arm with 3 way syringe and low /high suction cannula* Detachable filter for easy cleaning* Strong high and low vaccum based suction system with time delay function to avoid cross contamination. |  |  | 0 | 0 | 0 | 1 | 0 | 0 | [7 empty] | 1 |  | RN/DC/MC/RUNYES/DENTAL CHAIR CARE 11DOWN INNOVA PAD
IM00976 | Dental Chair Machine-Ruyes Innova Gold 11 UP | 109001INNOVAGOLD |  | A Class |  |  | I-Inventory | FG-Finish Good | R | Equipment | Dental Chair | Dental Equiment | Main Location | 90184900 |  | FIFO | Runyes | [5 empty] | Seamless and soft upholstery for patient comfort, Synchronized movement of seat and Backrest, Adopt ABS engineering plastics and the whole mold making, Double articulated headrest for handicapped and pediatric patients, Right arm rotatable for easy entry and exist of the patient, Touch free (sensor) operation of LED Light with minimum intensity from 8,000- 20,000 Lux, 90-degree moveable water unit for 4-hand dentistry. 3 customized programs with spitting, last working position and auto return to zero position, One-piece PU base, perfect combination of luxury and steadiness, All connections in the base of chair, Durable and inbuilt foot paddle made of PU material with feather touch control panel on doctor side and assistant side, When the handpiece is working, dental chair will automatically keep locked to ensure the operation safety, Safety with protection against any obstruction when chair goes down, Stainless steel base doctor stool., Stainless steel progressive foot control. **DELIVERY UNIT ---- Overhead Delivery Unit, Three points for air rotor,one 3 way syringe, V3 Led inbuilt scaler and 5 Golden Tips and one Endo Attachment, Silicon tubing with non-retraction valve, Wide instrument tray, Silicon pad on instrument tray to prevent from corrosion and cross contamination, Flip type film viewer. *** WATER UNIT ----- Water unit have on/off water change, water control buttons, Inbuilt water reservoir, Temperature control for tumbler water for patient comfort. **ASSISTANT ARM --- Rotatable assistant arm with 3 way syringe and low /high suction cannula, Detachable filter for easy cleaning, Strong high and low vaccum based suction system with time delay function to avoid cross contamination. |  |  | 0 | 0 | 0 | 1 | 0 | 0 | [7 empty] | 1 |  | RN/DC/MC/RUNYES/DENTAL CHAIR/CARE 11UP INNOVA GOLD
IM00977 | Dental Chair Machine- Anthos A3 W/O TFT ARM | 106001A3WOTFTARM |  | A Class |  |  | I-Inventory | FG-Finish Good | R | Equipment | Dental Chair | Dental Equiment | Main Location | 90184900 |  | FIFO | Anthos/Cefla | [8 empty] | 0 | 0 | 0 | 1 | 0 | 0 | [7 empty] | 1 |  | AN/DC/MC/A3 PLUS ANTHOS DENTAL CHAIR AND UNIT A3 W/O TFT ARM
IM00978 | Dental Chair Machine-Utkrisht | 214001DCUTKRISHT |  | A Class |  |  | I-Inventory | FG-Finish Good | R | Equipment | Dental Chair | Dental Equiment | Main Location | 90184900 |  | FIFO | Bestodent | [8 empty] | 0 | 0 | 0 | 1 | 0 | 0 | [7 empty] | 1 |  | BD/DC/MC/DENTAL CHAIR MODEL UTKRISHT
IM00979 | Dental Chair Machinery- Dahe Dental Mobile Unit Model 110 | 117101110MOBILEUNIT |  | A Class |  |  | I-Inventory | FG-Finish Good | R | Equipment | Dental Chair | Dental Equiment | Main Location |  |  | FIFO | Dahe | [8 empty] | 0 | 0 | 0 | 1 | 0 | 0 | [7 empty] | 1 |  | DHD/DC//MC/110-DAHE DENTAL MOBILE UNIT
IM00980 | Dental Chair Machinery- Dahe Portable Suitcase Dental Unit Model 130 | 117101130SUITCASE |  | A Class |  |  | I-Inventory | FG-Finish Good | R | Equipment | Dental Chair | Dental Equiment | Main Location | 90184900 |  | FIFO | Dahe | [8 empty] | 0 | 0 | 0 | 1 | 0 | 0 | [7 empty] | 1 |  | DHD/DC/MC/130-DAHE PORTABLE/SUITCASE DENTAL UNIT
IM00981 | Dental Chair Machinery-Dahe Dental Chair With Light Model 30H-40-20L | 117001DAHECHAIR30H4020L |  | A Class |  |  | I-Inventory | FG-Finish Good | R | Equipment | Dental Chair | Dental Equiment | Main Location | 90184900 |  | FIFO | Dahe | [8 empty] | 0 | 0 | 0 | 1 | 0 | 0 | [7 empty] | 1 |  | DHD/DC/MC/30H-40-20L-DAHE DENTAL CHAIR WITH LIGHT
IM00982 | Dental Chair Machine-Elegance-AL 388SA | 126101388SA |  | A Class |  |  | I-Inventory | FG-Finish Good | R | Equipment | Dental Chair | Dental Equiment | Main Location | 90184900 |  | FIFO | Foshan Anle | [8 empty] | 0 | 0 | 0 | 1 | 0 | 0 | [7 empty] | 1 |  | FN/DC/MC/FOSHAN ANLE DENTAL CHAIR AL-388SA ELEGANCE
IM00983 | Dental Chair Machine-Foshan Keju Flare | 157001KEJUFLARE |  | A Class |  |  | I-Inventory | FG-Finish Good | R | Equipment | Dental Chair | Dental Equiment | Main Location | 90184900 |  | FIFO | Foshan Keju | [8 empty] | 0 | 0 | 0 | 1 | 0 | 0 | [7 empty] | 1 |  | FK/DC/MC/FOSHAN KEJU/DENTAL CHAIR/FLARE
IM00984 | Dental Chair Machine-Join Champ Galaxy 9200A(T) | 1110019200TGALAXY |  | A Class |  |  | I-Inventory | FG-Finish Good | R | Equipment | Dental Chair | Dental Equiment | Main Location | 90184900 |  | FIFO | Join Champ | [5 empty] | Wide backrest for superior patient comfort*It has overhead delivery unit with lockable Whipset*Halogen Dental Light with variable intensity*Double Articulated Headrest with Rotatable Arm Rest*1 Preset Position and Auto return to Zero Position *Programmable water Unit with option of Warm and Normal Water*Assistant Side with a 3 Way Syringe, Low and High (Canula only) vacuum suction *Chair with Inbuilt Glass Dispenser, utility tray*Combined foot control contains function of chair movements and water unit control *Doctors stool provided with the chair with steel base |  |  | 0 | 0 | 0 | 1 | 0 | 0 | [7 empty] | 1 |  | JC/DC/MC/9200A(T)-JOIN CHAMP DENTAL CHAIR GALAXY
IM00985 | Dental Chair Machine-Champ Star ZC-S400-Underhanging | 111001ZCS400CHAMPSTAR |  | A Class |  |  | I-Inventory | FG-Finish Good | R | Equipment | Dental Chair | Dental Equiment | Main Location | 90184900 |  | FIFO | Join Champ | [8 empty] | 0 | 0 | 0 | 1 | 0 | 0 | [7 empty] | 1 |  | JC/DC/MC/ZC-S400-JOIN CHAMP DENTAL CHAIR CHAMP STAR
IM00986 | Dental Chair Machine-Champ Star ZC-S400-Overhanging | 111001ZCS400OVERHEAD |  | A Class |  |  | I-Inventory | FG-Finish Good | R | Equipment | Dental Chair | Dental Equiment | Main Location | 90184900 |  | FIFO | Join Champ | [8 empty] | 0 | 0 | 0 | 1 | 0 | 0 | [7 empty] | 1 |  | JC/DC/MC/ZC-S400-JOIN CHAMP OVERHEAD CH. CHAMP STAR
IM00987 | Dental Chair Machine-Gnatus G3 New Sync-Underhanging | 101001G3CHAIR |  | A Class |  |  | I-Inventory | FG-Finish Good | R | Equipment | Dental Chair | Dental Equiment | Main Location | 90184900 |  | FIFO | Gnatus | [5 empty] | Double articulated headrest for handicapped and pediatric patients, headlock system with lever, * Multifunction Foot Control: *- Four work programs and memory with the status of the dental light*- Spitting position and return to the last position *- Activation and adjustment of intensity of the dental light *- Automatic Return to zero position *- Rise and lowering of the seat and backrest *- Movements blocking of dental chair with emergency light indication;*Assistant Arm: Integrated on Water Unit * Two points one for Low vacuum suction and other for high vacuum suction cannulas.* One point for 3 way * Traditional Delivery Unit: * With pneumatic locking arm to prevent any unnecessary displacement * Feather touch control panel for easy touch play operations * Allow up to five working terminal * Three point for air rotor * One 3 way syringe * Removable and Autoclavable silicon pads for complete germ free operations * Pressure gauze on the side of the delivery unit * With inbuilt LED X-ray Viewer. * Water Unit * 60 degree movable water unit * Removable spittoon for easy cleaning * Cup filler with electrical activation * Hot water activation switch (optional) * Proximity Sensor: Auto control the spittoon water * Light Unit: * Persus LED Light * Proximity sensor * Intensity up to : 30000 Lux |  |  | 0 | 0 | 0 | 1 | 0 | 0 | [7 empty] | 1 |  | GN/DC/MC/SYNC G3 NEW F /GNATUS D/CHAIR MODEL G3 NEW
IM00988 | Dental Chair Machine-Gnatus G3 Plus Sync-Overhanging | 101001G3PLUSCHAIR |  | A Class |  |  | I-Inventory | FG-Finish Good | R | Equipment | Dental Chair | Dental Equiment | Main Location | 90184900 |  | FIFO | Gnatus | [5 empty] | Double articulated headrest for handicapped and pediatric patients, headlock system with lever, * Multifunction Foot Control: *- Four work programs and memory with the status of the dental light*- Spitting position and return to the last position *- Activation and adjustment of intensity of the dental light *- Automatic Return to zero position *- Rise and lowering of the seat and backrest *- Movements blocking of dental chair with emergency light indication;*Assistant Arm: Integrated on Water Unit * Two points one for Low vacuum suction and other for high vacuum suction cannulas.* One point for 3 way * Overhead Delivery Unit: * With pneumatic locking arm to prevent any unnecessary displacement * Feather touch control panel for easy touch play operations * Allow up to five working terminal * Three point for air rotor * One 3 way syringe * Removable and Autoclavable silicon pads for complete germ free operations * Pressure gauze on the side of the delivery unit * With inbuilt LED X-ray Viewer. * Water Unit * 60 degree movable water unit * Removable spittoon for easy cleaning * Cup filler with electrical activation * Hot water activation switch (optional) * Proximity Sensor: Auto control the spittoon water * Light Unit: * Persus LED Light * Proximity sensor * Intensity up to : 30000 Lux |  |  | 0 | 0 | 0 | 1 | 0 | 0 | [7 empty] | 1 |  | GN/DC/MC/SYNC G3 PLUS H /GNATUS D/CHAIR MODEL G3 PLUS
IM00989 | Dental Chair Machine-Gnatus G4 Sync | 101001G4CHAIR010001365 |  | A Class |  |  | I-Inventory | FG-Finish Good | R | Equipment | Dental Chair | Dental Equiment | Main Location | 90184900 |  | FIFO | Gnatus | [5 empty] | Gnatus G4 is made up of GE Plastic providing longevity to the chair*It has overhead delivery unit with lockable whipset*It has inbuilt 7 Programs. 4 User Customizable Positions 3 Preset Programs: Auto return to Zero Position, Last Working Position and Spitting Position*The Chair has Bosch Motor with a 5 Years warranty*It has Sensor controlled 5 LED cold and White Dental Light with variable 35,000 Lux intensity for better illumination*Synchronized Chair Movement in the chair provides Trendelemburg Position for medical emergencies *Anti Crushing System below the Chair base to prevent entrapment of any object.*Emergency RED Switch to prevent accidental movements during the treatment. *Inbuilt Biosystem to prevent cross contamination through the tubings*Hand piece Couplings with Water Control knob*Assistant Side with a3 Way Syringe, low suc and High Suc cannula*Top and Multifunctional Foot control with joystick for Air Rotor control *Dedicated switches for triggering water in cup filler and spittoo*Removable spittoon with Autoclavable Canulas *The Chair comes with removable backrest upholstery for easy cleaning*Option for Right or Left Handed Dentistry at the time of installation*Doctors stool with adjustable backrest tilt and height adjustable foot ring for attaining a correct working posture by the dentist especially during long dental treatment.*The Dental Chair is CE and ISO certified |  |  | 0 | 0 | 0 | 1 | 0 | 0 | [7 empty] | 1 |  | GN/DC/MC/SYNC/GNATUS D/CHAIR MODEL G4
IM00990 | Dental Chair Machine-Gnatus G8 Sync | 101001G8CHAIR |  | A Class |  |  | I-Inventory | FG-Finish Good | R | Equipment | Dental Chair | Dental Equiment | Main Location | 90184900 |  | FIFO | Gnatus | [8 empty] | 0 | 0 | 0 | 1 | 0 | 0 | [7 empty] | 1 |  | GN/DC/MC/SYNC/GNATUS D/CHAIR MODEL G8
IM00991 | Dental Chair Machine-Gnatus S200F-Underhanging | 101001CHAIRS200F |  | A Class |  |  | I-Inventory | FG-Finish Good | R | Equipment | Dental Chair | Dental Equiment | Main Location | 90184900 |  | FIFO | Gnatus | [5 empty] | S200F Chair with Under hanging D/U * Foot Control for chair Movement * 3 Led with Sensor Light * 2 Air Rotor point and 3 way syringe on D/U * Touch control Pad with Xray viewer * 2 Suction Point |  |  | 0 | 0 | 0 | 1 | 0 | 0 | [7 empty] | 1 |  | GN/DC/MC/GNATUS DENTAL CHAIR HANGING D/U S200F
IM00992 | Dental Chair Machine-Gnatus S300F-Underhanging | 101001CHAIRDUS300F |  | A Class |  |  | I-Inventory | FG-Finish Good | R | Equipment | Dental Chair | Dental Equiment | Main Location | 90184900 |  | FIFO | Gnatus | [8 empty] | 0 | 0 | 0 | 1 | 0 | 0 | [7 empty] | 1 |  | GN/DC/MC/GNATUS DENTAL CHAIR HANGING D/U S300F
IM00993 | Dental Chair Machine-Gnatus S300H-Overhanging | 101001CHAIRS300H |  | A Class |  |  | I-Inventory | FG-Finish Good | R | Equipment | Dental Chair | Dental Equiment | Main Location | 90184900 |  | FIFO | Gnatus | [5 empty] | S300H Chair with overhead DU * Joystick Foot Pedal * 3 Led with Sensor Light * 3 Air Rotor point and 3 way syringe on DU * Touch control Pad with Xray viewer * 2 Suction Point |  |  | 0 | 0 | 0 | 1 | 0 | 0 | [7 empty] | 1 |  | GN/DC/MC/GNATUS DENTAL CHAIR OVERHEAD D/U S300H
IM00994 | Dental Chair Machine-Gnatus S400F-Underhanging | 101001CHAIRDUS400F |  | A Class |  |  | I-Inventory | FG-Finish Good | R | Equipment | Dental Chair | Dental Equiment | Main Location | 90184900 |  | FIFO | Gnatus | [8 empty] | 0 | 0 | 0 | 1 | 0 | 0 | [7 empty] | 1 |  | GN/DC/MC/GNATUS DENTAL CHAIR HANGING D/U S400F
IM00995 | Dental Chair Machine-Gnatus S400H-Overhanging | 101001CHAIRS400H |  | A Class |  |  | I-Inventory | FG-Finish Good | R | Equipment | Dental Chair | Dental Equiment | Main Location | 90184900 |  | FIFO | Gnatus | [5 empty] | S400H Chair with overhead D/U * Joystick Foot Pedal * 3 Led with Sensor Light * 3 Air Rotor point and 3 way syringe on D/U * Touch control Pad with Xray viewer * Movable Asst side Arm/Alcance Arm * 3 way Syringe on Asst Side * 2 Suction Point |  |  | 0 | 0 | 0 | 1 | 0 | 0 | [7 empty] | 1 |  | GN/DC/MC/GNATUS DENTAL CHAIR OVERHEAD D/U S400H
IM00996 | Dental Chair Machine-Gnatus S500H-Overhanging | 101001CHAIRS500H |  | A Class |  |  | I-Inventory | FG-Finish Good | R | Equipment | Dental Chair | Dental Equiment | Main Location | 90184900 |  | FIFO | Gnatus | [5 empty] | S500H Chair with overhead D/U * Leather upholstery with Memory foam * Joystick Foot Pedal * 5 Led with Sensor Light * 3 Air Rotor point and 3 way syringe on D/U * Touch control Pad with Xray viewer * Movable Asst side Arm/Alcance Arm * 3 way Syringe on Asst Side * 2 Suction Point |  |  | 0 | 0 | 0 | 1 | 0 | 0 | [7 empty] | 1 |  | GN/DC/MC/GNATUS DENTAL CHAIR OVERHEAD D/U S500H
IM00997 | Dental Chair Machine-Gnatus Top Sync-HLX | 101001TOPCHAIR |  | A Class |  |  | I-Inventory | FG-Finish Good | R | Equipment | Dental Chair | Dental Equiment | Main Location | 90184900 |  | FIFO | Gnatus | [8 empty] | 0 | 0 | 0 | 1 | 0 | 0 | [7 empty] | 1 |  | GN/DC/MC/SYNCRUS HLX-GNATUS,D/CHAIR MOD-TOP
IM00998 | Dental Chair Machine-Gnatus Xpress Inova Pad -LSFE Sync | GN/DC/MC/SYNC /LSFE GNATUS D/CHAIR XPRESS INOVA PAD |  | A Class |  |  | I-Inventory | FG-Finish Good | R | Equipment | Dental Chair | Dental Equiment | Main Location |  |  | FIFO | Gnatus | [8 empty] | 0 | 0 | 0 | 1 | 0 | 0 | [7 empty] | 1 |  | GN/DC/MC/SYNC /LSFE GNATUS CHAIR XPRESS INOVA PAD
IM00999 | Dental Chair Machine-Nanhai Aspire A-800I | 177001ASPIRE800I |  | A Class |  |  | I-Inventory | FG-Finish Good | R | Equipment | Dental Chair | Dental Equiment | Main Location | 90184900 |  | FIFO | Nanhai | [8 empty] | 0 | 0 | 0 | 1 | 0 | 0 | [7 empty] | 1 |  | NT/DC/MC/NANHAI/DENTAL CHAIR/A-800I/MOD. ASPIRE
IM01000 | Dental Chair Machine- Power Keen Star-KLT6210-N2+ LED | 102001KLT6210N2LED |  | A Class |  |  | I-Inventory | FG-Finish Good | R | Equipment | Dental Chair | Dental Equiment | Main Location | 90184900 |  | FIFO | Power Keen | [8 empty] | 0 | 0 | 0 | 1 | 0 | 0 | [7 empty] | 1 |  | PK/DC/MC/POWER KEEN DENTAL CHAIR KLT6210-N2+ LED
IM01001 | Dental Chair Machine- Power Keen Star-KLT6220 C1 PEDO | 102001KLT6220C1PEDO |  | A Class |  |  | I-Inventory | FG-Finish Good | R | Equipment | Dental Chair | Dental Equiment | Main Location | 90184900 |  | FIFO | Power Keen | [8 empty] | 0 | 0 | 0 | 1 | 0 | 0 | [7 empty] | 1 |  | PK/DC/MC/POWER KEEN DENTAL CHAIR KLT6220 C1 PEDO
IM01002 | Dental Chair Machine- Power Keen Star-KLT6220-S6 LED | 102001KLT6220S6LED |  | A Class |  |  | I-Inventory | FG-Finish Good | R | Equipment | Dental Chair | Dental Equiment | Main Location | 90184900 |  | FIFO | Power Keen | [8 empty] | 0 | 0 | 0 | 1 | 0 | 0 | [7 empty] | 1 |  | PK/DC/MC/POWER KEEN DENTAL CHAIR KLT6220-S6 LED
IM01003 | Dental Chair Machine- Runyes-DCI 42D | 109001CHAIRDCI42D |  | A Class |  |  | I-Inventory | FG-Finish Good | R | Equipment | Dental Chair | Dental Equiment | Main Location | 90184900 |  | FIFO | Runyes | [8 empty] | 0 | 0 | 0 | 1 | 0 | 0 | [7 empty] | 1 |  | RN/DC/MC/RUNYES DENTAL CHAIR HANGING DU DCI 42D
IM01004 | Dental Chair Machine- Runyes-DCI 360UP | 109001DCI360UP |  | A Class |  |  | I-Inventory | FG-Finish Good | R | Equipment | Dental Chair | Dental Equiment | Main Location | 90184900 |  | FIFO | Runyes | [8 empty] | 0 | 0 | 0 | 1 | 0 | 0 | [7 empty] | 1 |  | RN/DC/MC/RUNYES/DENTAL CHAIR DCI 360UP
IM01005 | Dental Chair Machine- Runyes-DCI 45D | 109001DCI45D |  | A Class |  |  | I-Inventory | FG-Finish Good | R | Equipment | Dental Chair | Dental Equiment | Main Location | 90184900 |  | FIFO | Runyes | [8 empty] | 0 | 0 | 0 | 1 | 0 | 0 | [7 empty] | 1 |  | RN/DC/MC/RUNYES/DENTAL CHAIR DCI 45D
IM01006 | Dental Chair Machine-Yoboshi Peado CAT Type -A8000IIA | FY/DC/MC/A8000 IIA YOBOSHI DENTAL PEADO CHAIR CAT TYPE |  | A Class |  |  | I-Inventory | TG-Trading Good |  | Equipment | Dental Chair | Dental Equiment | Main Location |  |  | FIFO | Yoboshi | [8 empty] | 0 | 0 | 0 | 1 | 0 | 0 | [7 empty] | 1 |  | FY/DC/MC/A8000 IIA YOBOSHI DENTAL PEADO CHAIR CAT TYPE
IM01007 | Dental Chair Machine-Yoboshi Peado-A8000IA | 13026A8000IA |  | A Class |  |  | I-Inventory | FG-Finish Good | R | Equipment | Dental Chair | Dental Equiment | Main Location | 90184900 |  | FIFO | Yoboshi | [5 empty] | . |  |  | 0 | 0 | 0 | 1 | 0 | 0 | [7 empty] | 1 |  | FY/DC/MC/A8000-IA - YOBOSHI DENTAL CHAIR PEADO WITH D/U
IM01008 | Dental Chair Machine-Yoboshi Peado Plus-A8000-IIA | 13026A8000IIAPLUS |  | A Class |  |  | I-Inventory | FG-Finish Good | R | Equipment | Dental Chair | Dental Equiment | Main Location | 90184900 |  | FIFO | Yoboshi | [8 empty] | 0 | 0 | 0 | 1 | 0 | 0 | [7 empty] | 1 |  | FY/DC/MC/A8000-IIA - YOBOSHI DENTAL CHAIR PEADO PLUS
IM01009 | Dental Chair Machine- Anthos A2 Plus International | 106001A2PLUS |  | A Class |  |  | I-Inventory | FG-Finish Good | R | Equipment | Dental Chair | Dental Equiment | Main Location | 90184900 |  | FIFO | Anthos/Cefla | [8 empty] | 0 | 0 | 0 | 1 | 0 | 0 | [7 empty] | 1 |  | AN/DC/MC/A2 PLUS-ANTHOS DENTAL CHAIR AND UNIT A2 PLUS
IM01010 | Dental Chair Machine- Anthos A3 | 106001A3PLUS |  | A Class |  |  | I-Inventory | FG-Finish Good | R | Equipment | Dental Chair | Dental Equiment | Main Location | 90184900 |  | FIFO | Anthos/Cefla | [5 empty] | ANTOS A3 PLUS OVERHEAD DELIVERY UNIT WITH *VENUS PLUS NON TOUCH LED LIGHT* TWO AIR ROTOR POINT * ONE INTERNAL SPRAY MICRO MOTOR * ORIGINAL FIBER OPTIC SCALER* AND MONITOR ARM *3 WAY SYRINGE ON ASSISTANT SIDE* |  |  | 0 | 0 | 0 | 1 | 0 | 0 | [7 empty] | 1 |  | AN/DC/MC/A3 PLUS-ANTHOS DENTAL CHAIR AND UNIT A3
IM01011 | Dental Chair Machine- Anthos A3 Fiber Optic | 103001A3PLUSOPTMODULE |  | A Class |  |  | I-Inventory | FG-Finish Good | R | Equipment | Dental Chair | Dental Equiment | Main Location | 90184900 |  | FIFO | Anthos/Cefla | [8 empty] | 0 | 0 | 0 | 1 | 0 | 0 | [7 empty] | 1 |  | AN/DC/MC/A3 PLUS-ANTHOS DENTAL CHAIR F/OPT MODULE/A3
IM01012 | Dental Chair Machine- Anthos A3 Plus International | 106001A3PLUSOPTMODULE |  | A Class |  |  | I-Inventory | FG-Finish Good | R | Equipment | Dental Chair | Dental Equiment | Main Location | 90184900 |  | FIFO | Anthos/Cefla | [8 empty] | 0 | 0 | 0 | 1 | 0 | 0 | [7 empty] | 1 |  | AN/DC/MC/A3 PLUS-ANTHOS DENTAL CHAIR F/OPT MODULE/A3 INTER
IM01013 | Dental Chair Machine- Anthos A3 International | 106001A3INTER |  | A Class |  |  | I-Inventory | FG-Finish Good | R | Equipment | Dental Chair | Dental Equiment | Main Location | 90184900 |  | FIFO | Anthos/Cefla | [8 empty] | 0 | 0 | 0 | 1 | 0 | 0 | [7 empty] | 1 |  | AN/DC/MC/A3 WITH LED AND MM POINT MOD. A3 INTER
IM01014 | Dental Chair Machine- Anthos A5 Continental | 106001A5LED |  | A Class |  |  | I-Inventory | FG-Finish Good | R | Equipment | Dental Chair | Dental Equiment | Main Location | 90184900 |  | FIFO | Anthos/Cefla | [8 empty] | 0 | 0 | 0 | 1 | 0 | 0 | [7 empty] | 1 |  | AN/DC/MC/A5 WITH LED AND MM POINT MOD. A5 CONT
IM01015 | Dental Chair Machine- Anthos A7 Plus Continental | 106001A7PLUSCONT |  | A Class |  |  | I-Inventory | FG-Finish Good | R | Equipment | Dental Chair | Dental Equiment | Main Location | 90184900 |  | FIFO | Anthos/Cefla | [8 empty] | 0 | 0 | 0 | 1 | 0 | 0 | [7 empty] | 1 |  | AN/DC/MC/A7 PLUS ANTHOS DENTAL CHAIR A7 PLUS CONT
IM01016 | Dental Chair Machine- Anthos A7 Plus International | 106001A7PLUSINTER |  | A Class |  |  | I-Inventory | FG-Finish Good | R | Equipment | Dental Chair | Dental Equiment | Main Location | 90184900 |  | FIFO | Anthos/Cefla | [8 empty] | 0 | 0 | 0 | 1 | 0 | 0 | [7 empty] | 1 |  | AN/DC/MC/A7 PLUS ANTHOS DENTAL CHAIR A7 PLUS INTER
IM01017 | Dental Chair Machine- Anthos V586 | 106001ANTHOSCHAIRV586 |  | A Class |  |  | I-Inventory | FG-Finish Good | R | Equipment | Dental Chair | Dental Equiment | Main Location | 90184900 |  | FIFO | Anthos/Cefla | [8 empty] | 0 | 0 | 0 | 1 | 0 | 0 | [7 empty] | 1 |  | AN/DC/MC/ANTHOS DENTAL CHAIR AND UNIT MODEL V586
IM01018 | Dental Chair Machine- Anthos L9 | 106001L9FOLDABLE |  | A Class |  |  | I-Inventory | FG-Finish Good | R | Equipment | Dental Chair | Dental Equiment | Main Location | 90184900 |  | FIFO | Anthos/Cefla | [5 empty] | VENUS PLUS L LED **** 3 axis rotation * Sensor operated * Inhouse temp. : 5,000k * Light intensity : 3,000 to 50,000 Lux * Power absorption : 10 W ****** CONTINENTAL DELIVERY UNIT **** 5 Module with lockable hangers * 2 No Mid-west connections for air rotor handpieces, 1 no. internal * spray micromotor, 1 no. scaler and 1 no. 3 way syringe * The ODR antiretraction device prevents back flow contamination of spray water circuits * Peristaltic pump (optional) allows sterile irrigation liquid to be used during oral surgery or implant operation, accurate flow rate (35 - 100 ml/min) can be controlled through touch screen display *â??Removable and autoclavable silicon instrument support pad *â??Inter changeable â?? autoclavable stainless steel tray. ***** WATER UNIT AND ASSISTANT ARM * High quality ceramic cuspidor bowl, water cannula removable for disinfection *â??Programmable water flow * Articulated arm for asst. unit with two suctions and optional instruments * Double filter with independent suction cannula for easy cleaning. |  |  | 0 | 0 | 0 | 1 | 0 | 0 | [7 empty] | 1 |  | AN/DC/MC/ANTHOSE-L9 FOLDABLE DENTAL CHAIR /SIDE D/U
IM01019 | Dental Chair Machine- Anthos A5 Car Type Delivery Unit | 106001A5CART |  | A Class |  |  | I-Inventory | FG-Finish Good | R | Equipment | Dental Chair | Dental Equiment | Main Location | 90184900 |  | FIFO | Anthos/Cefla | [5 empty] | TWO AIRROTOR POINTS OPTIC, ONE SCALER OPTIC,ONE MICROMOTOR OPTIC .ONE 3 WAY SYRINGE, CEILING MOUNT MCT LIGHT WIRLESLESS FOOTCONTROL, ACVS FOR SUCTION DISINFECTION, BIOSTER SYSTEM, CUSPIDOR (TUMBLE MOVEMENT MOTORISED), DOCTOR STOOL, ASSIATANT STOOL |  |  | 0 | 0 | 0 | 1 | 0 | 0 | [7 empty] | 1 |  | AN/DC/MC/CEFLA ANTHOS A-5 CART TYPE DELIEVERY UNIT CHAIR
IM01020 | Dental Chair Machine- Anthos R7 Plus Continental | 106001CHAIRR7LED |  | A Class |  |  | I-Inventory | FG-Finish Good | R | Equipment | Dental Chair | Dental Equiment | Main Location | 90184900 |  | FIFO | Anthos/Cefla | [8 empty] | 0 | 0 | 0 | 1 | 0 | 0 | [7 empty] | 1 |  | AN/DC/MC/R7/LED ANTHOS DENTAL CHAIR R7 PLUS CONT
IM01021 | Dental Chair Machine-Avyanna | 203001AVYANNACHAIR |  | A Class |  |  | I-Inventory | FG-Finish Good | R | Equipment | Dental Chair | Dental Equiment | Main Location | 90184900 |  | FIFO | Confident | [8 empty] | 0 | 0 | 0 | 1 | 0 | 0 | [7 empty] | 1 |  | CD/DC/MC/DENTAL CHAIR MODEL AVYANNA
IM01022 | Dental Chair Machine-Planet-QL 2028I | 1210012028IPLANET |  | A Class |  |  | I-Inventory | FG-Finish Good | R | Equipment | Dental Chair | Dental Equiment | Main Location | 90184900 |  | FIFO | Fengdan | [5 empty] | Independent up and down and backrest movement of the chair, Luxury 6 LED sensor based light 10,000-25,000 Lux, Safety switch for water - air - electricity with single on/off switch control, Programmable Dental Chair. ** DELIVERY UNIT--- With pneumatic locking arm to prevent any unnecessary displacement of the unit, Feather touch control panel for easy touch play operation, 3 air rotor points and extra empty/vacant point, One 3 Way syringe, Detachable and easy clean hand piece holder block, Control panel with 16 keys for chair control and other functions, LED X Ray viewer ** WATER UNIT ----Rotatable Glass cuspidor, Detachable cuspidor, easy to clean, Water heater for Luke warm water ** MULTIFUNCTION FOOT CONTROL ----- Unique metal handle, Chair position control, Bowl rising control, Cup filling control, 2 independent switches for air and water, Stainless steel tubing for foot control operation **ASSISTANT ARM---- Low vacuum and high vacuum cannula, 3 Way syringe with option for Luke warm water, Chair control for assistant ** SPITTING POSITION SETTING---On pressing the spitting position button, automatically the backrest moves upward, bowl rinsing start, light turns off, if pressed again, chair would automatically return to working status, backrest backward, bowl rinsing closes, lights turns on. |  |  | 0 | 0 | 0 | 1 | 0 | 0 | [7 empty] | 1 |  | GF/DC/MC/FENGDAN CHAIR WITH LED/QL 2028I/PLANET
IM01023 | Dental Chair Machine-Galaxy Plus-QL 2028III | 121001QL2028IIIGALAXYPLUS |  | A Class |  |  | I-Inventory | FG-Finish Good | R | Equipment | Dental Chair | Dental Equiment | Main Location | 90184900 |  | FIFO | Fengdan | [8 empty] | 0 | 0 | 0 | 1 | 0 | 0 | [7 empty] | 1 |  | GF/DC/MC/FENGDAN CHAIR WITH LED/QL 2028III/GALAXY PLUS
IM01024 | Dental Chair Machine-Anthos-Vicotor- V286 | 106001VICTORV286CHAIR |  | A Class |  |  | I-Inventory | FG-Finish Good | R | Equipment | Dental Chair | Dental Equiment | Main Location | 90184900 |  | FIFO | Anthos/Cefla | [8 empty] | 0 | 0 | 0 | 1 | 0 | 0 | [7 empty] | 1 |  | SV/DC/MC/VICTOR DENTAL CHAIR MODEL V286
IM01025 | Dental Chair Assistant Chair- Dahe Modle 30H-40-20L | 11703730H4020L |  | A Class |  |  | I-Inventory | FG-Finish Good | R | Accessories | Dental Chair-Accessories | Dental Equiment | Main Location | 90184900 |  | FIFO | Dahe | [8 empty] | 0 | 0 | 0 | 1 | 0 | 0 | [7 empty] | 1 |  | DHD/DC/MC/30H-40-20L-DAHE DENTAL ASST.DENTIST CHAIR
IM01026 | Dental Chair Accessories- Dahe Portable Suitcase Model DU893 | 117101DU893 |  | A Class |  |  | I-Inventory | FG-Finish Good | R | Accessories | Dental Chair-Accessories | Dental Equiment | Main Location | 90184900 |  | FIFO | Dahe | [8 empty] | 0 | 0 | 0 | 1 | 0 | 0 | [7 empty] | 1 |  | DHD/DC/MC/DU893-DAHE PORTABLE/SUITCASE DU893
IM01027 | Dental Chair Accessories- Dahe Dental Suction | 117011DAHESUCTION801 |  | A Class |  |  | I-Inventory | FG-Finish Good | R | Accessories | Dental Chair-Accessories | Dental Equiment | Main Location | 90184900 |  | FIFO | Dahe | [8 empty] | 0 | 0 | 0 | 1 | 0 | 0 | [7 empty] | 1 |  | DHD/MC/SVL/80-1-DAHE DENTAL SUCTION
IM01028 | Dental Chair Upholsetery- Anthos A7 Visco Light Blue #198 | 106001CHUPA7LBLUE198 |  | A Class |  |  | I-Inventory | FG-Finish Good | R | Accessories | Dental Chair-Accessories | Dental Equiment | Main Location | 90184900 |  | FIFO | Anthos/Cefla | [8 empty] | 0 | 0 | 0 | 1 | 0 | 0 | [7 empty] | 1 |  | AN/DC/UP/ A7 CHAIR UPHOLSETERY VISCO.L. BLUE 198
IM01029 | Dental Chair Upholsetery- Anthos L9 Visco Light Blue #194 | 106001CHUPVISCOLBLUE194 |  | A Class |  |  | I-Inventory | FG-Finish Good | R | Accessories | Dental Chair-Accessories | Dental Equiment | Main Location | 94039000 |  | FIFO | Anthos/Cefla | [8 empty] | 0 | 0 | 0 | 1 | 0 | 0 | [7 empty] | 1 |  | AN/DC/UP/ L9 CHAIR UPHOLSETERY VISCO.L. BLUE 194
IM01030 | Dental Chair Upholsetery- Anthos L9 Visco Poly Green #193 | 106001CHUPVISCOPGREEN193 |  | A Class |  |  | I-Inventory | FG-Finish Good | R | Accessories | Dental Chair-Accessories | Dental Equiment | Main Location | 90184900 |  | FIFO | Anthos/Cefla | [8 empty] | 0 | 0 | 0 | 1 | 0 | 0 | [7 empty] | 1 |  | AN/DC/UP/ L9 CHAIR UPHOLSETERY VISCO.POLY.GREEN 193
IM01031 | Dental Chair Upholsetery- Anthos A3 Ven. Red #135 | 106001CHUPA3PLUSRED135 |  | A Class |  |  | I-Inventory | FG-Finish Good | R | Accessories | Dental Chair-Accessories | Dental Equiment | Main Location | 90184900 |  | FIFO | Anthos/Cefla | [8 empty] | 0 | 0 | 0 | 1 | 0 | 0 | [7 empty] | 1 |  | AN/DC/UP/A3 ANTHOS DENTAL CHAIR UPHOL.VEN RED 135
IM01032 | Dental Chair Upholsetery- Anthos A3 Med. Blue #106 | 106001CHUPA3MBLUE106 |  | A Class |  |  | I-Inventory | FG-Finish Good | R | Accessories | Dental Chair-Accessories | Dental Equiment | Main Location | 90184900 |  | FIFO | Anthos/Cefla | [8 empty] | 0 | 0 | 0 | 1 | 0 | 0 | [7 empty] | 1 |  | AN/DC/UP/A3 CHAIR UPHOLSTERY MED. BLUE. 106
IM01033 | Dental Chair Upholsetery- Anthos A3 Poly. Green #123 | 106001CHUPA3POLYGR123 |  | A Class |  |  | I-Inventory | FG-Finish Good | R | Accessories | Dental Chair-Accessories | Dental Equiment | Main Location | 90184900 |  | FIFO | Anthos/Cefla | [8 empty] | 0 | 0 | 0 | 1 | 0 | 0 | [7 empty] | 1 |  | AN/DC/UP/A3 CHAIR UPHOLSTERY POLY. GREEN 123
IM01034 | Dental Chair Upholsetery- Anthos A3 Plus P. Blue #113 | 106001CHUPA3PLUSPBLUE113 |  | A Class |  |  | I-Inventory | FG-Finish Good | R | Accessories | Dental Chair-Accessories | Dental Equiment | Main Location | 90184900 |  | FIFO | Anthos/Cefla | [8 empty] | 0 | 0 | 0 | 1 | 0 | 0 | [7 empty] | 1 |  | AN/DC/UP/A3 PLUS ANTHOS DENTAL CHAIR UPHOL P.BLUE 113
IM01035 | Dental Chair Upholsetery- Anthos A3 Plus Grey #121 | 106001CHUPA3PGREY121 |  | A Class |  |  | I-Inventory | FG-Finish Good | R | Accessories | Dental Chair-Accessories | Dental Equiment | Main Location | 90184900 |  | FIFO | Anthos/Cefla | [8 empty] | 0 | 0 | 0 | 1 | 0 | 0 | [7 empty] | 1 |  | AN/DC/UP/A3 PLUS ANTHOS DENTAL CHAIR UPHOL. GREY 121
IM01036 | Dental Chair Upholsetery- Anthos A3 Plus Purple #134 | 106001CHUPA3PLUSPURPLE134 |  | A Class |  |  | I-Inventory | FG-Finish Good | R | Accessories | Dental Chair-Accessories | Dental Equiment | Main Location | 94016900 |  | FIFO | Anthos/Cefla | [8 empty] | 0 | 0 | 0 | 1 | 0 | 0 | [7 empty] | 1 |  | AN/DC/UP/A3 PLUS ANTHOS DENTAL CHAIR UPHOL. PURPLE 134
IM01037 | Dental Chair Upholsetery- Anthos A3 Plus Carr. Green #101 | 106001CHUPA3PLUSCARGREEN101 |  | A Class |  |  | I-Inventory | FG-Finish Good | R | Accessories | Dental Chair-Accessories | Dental Equiment | Main Location | 90184900 |  | FIFO | Anthos/Cefla | [8 empty] | 0 | 0 | 0 | 1 | 0 | 0 | [7 empty] | 1 |  | AN/DC/UP/A3 PLUS CHAIR UPHOLSTERY ANTH. CARR.GREEN 101
IM01038 | Dental Chair Upholsetery- Anthos A3 Plus Dark Blue #102 | 106001CHUPA3PLUSDARKBLUE102 |  | A Class |  |  | I-Inventory | FG-Finish Good | R | Accessories | Dental Chair-Accessories | Dental Equiment | Main Location | 90184900 |  | FIFO | Anthos/Cefla | [8 empty] | 0 | 0 | 0 | 1 | 0 | 0 | [7 empty] | 1 |  | AN/DC/UP/A3 PLUS CHAIR UPHOLSTERY ANTH. DARK.BLUE 102
IM01039 | Dental Chair Upholsetery- Anthos A3 Plus Dark Salmon #115 | 106001CHUPA3PLUSSALMON115 |  | A Class |  |  | I-Inventory | FG-Finish Good | R | Accessories | Dental Chair-Accessories | Dental Equiment | Main Location | 90184900 |  | FIFO | Anthos/Cefla | [8 empty] | 0 | 0 | 0 | 1 | 0 | 0 | [7 empty] | 1 |  | AN/DC/UP/A3+/ANTHOS DENTAL CHAIR UPHOL.SALMON 115
IM01040 | Dental Chair Upholsetery- Anthos A3 Plus Yellow #103 | 106001CHUPA3PLUSYELLOW103 |  | A Class |  |  | I-Inventory | FG-Finish Good | R | Accessories | Dental Chair-Accessories | Dental Equiment | Main Location | 90184900 |  | FIFO | Anthos/Cefla | [8 empty] | 0 | 0 | 0 | 1 | 0 | 0 | [7 empty] | 1 |  | AN/DC/UP/A3+/ANTHOS DENTAL CHAIR UPHOL.YELLOW 103
IM01041 | Dental Chair Upholsetery- Anthos A5 Visco Light Grey #199 | 106001CHUPA5GREY199 |  | A Class |  |  | I-Inventory | FG-Finish Good | R | Accessories | Dental Chair-Accessories | Dental Equiment | Main Location | 90184900 |  | FIFO | Anthos/Cefla | [8 empty] | 0 | 0 | 0 | 1 | 0 | 0 | [7 empty] | 1 |  | AN/DC/UP/A5 CHAIR UPHOLSETERY VISCO.L. GREY 199
IM01042 | Dental Chair Upholsetery- Anthos A2 DarkBlue #002 | 106001CHUPA2DARKBLUE002 |  | A Class |  |  | I-Inventory | FG-Finish Good | R | Accessories | Dental Chair-Accessories | Dental Equiment | Main Location | 90184900 |  | FIFO | Anthos/Cefla | [8 empty] | 0 | 0 | 0 | 1 | 0 | 0 | [7 empty] | 1 |  | AN/DC/UP/ANTHOS CHAIR A2 UPHOL. DARK BLUE 002
IM01043 | Dental Chair Upholsetery- Anthos A2 Green #001 | 106001CHUPA2GREEN001 |  | A Class |  |  | I-Inventory | FG-Finish Good | R | Accessories | Dental Chair-Accessories | Dental Equiment | Main Location | 90184900 |  | FIFO | Anthos/Cefla | [8 empty] | 0 | 0 | 0 | 1 | 0 | 0 | [7 empty] | 1 |  | AN/DC/UP/ANTHOS CHAIR A2 UPHOL. GREEN 001
IM01044 | Dental Chair Upholsetery- Anthos A2 Light Blue #005 | 106001CHUPA2LIGHTBLUE005 |  | A Class |  |  | I-Inventory | FG-Finish Good | R | Accessories | Dental Chair-Accessories | Dental Equiment | Main Location | 90184900 |  | FIFO | Anthos/Cefla | [8 empty] | 0 | 0 | 0 | 1 | 0 | 0 | [7 empty] | 1 |  | AN/DC/UP/ANTHOS CHAIR A2 UPHOL. LIGHT BLUE 005
IM01045 | Dental Chair Upholsetery- Anthos A2 Orange #008 | 106001CHUPA2ORANGE008 |  | A Class |  |  | I-Inventory | FG-Finish Good | R | Accessories | Dental Chair-Accessories | Dental Equiment | Main Location | 90184900 |  | FIFO | Anthos/Cefla | [8 empty] | 0 | 0 | 0 | 1 | 0 | 0 | [7 empty] | 1 |  | AN/DC/UP/ANTHOS CHAIR A2 UPHOL. ORANGE 008
IM01046 | Dental Assistant Chair - Anthos Stool for A2 Model S8 | 106037STOOLS8 |  | A Class |  |  | I-Inventory | FG-Finish Good | R | Accessories | Dental Chair-Accessories | Dental Equiment | Main Location | 90184900 |  | FIFO | Anthos/Cefla | [8 empty] | 0 | 0 | 0 | 1 | 0 | 0 | [7 empty] | 1 |  | AN/DS/AC/ASST CHAIR FOR ANTHOSE A2 CHAIR MODEL S8
IM01047 | Dental Assistant Chair - Anthos Stool for Model S7 | 106037STOOLS7 |  | A Class |  |  | I-Inventory | FG-Finish Good | R | Accessories | Dental Chair-Accessories | Dental Equiment | Main Location | 90184900 |  | FIFO | Anthos/Cefla | [8 empty] | 0 | 0 | 0 | 1 | 0 | 0 | [7 empty] | 1 |  | AN/DS/AC/DENTIST ASST CHAIR ANTHOS MODEL S7
IM01048 | Dental Assistant Chair Upholstery- Anthos A3- Grey #121 | 106037STUPA3GREY121 |  | A Class |  |  | I-Inventory | FG-Finish Good | R | Accessories | Dental Chair-Accessories | Dental Equiment | Main Location | 90184900 |  | FIFO | Anthos/Cefla | [8 empty] | 0 | 0 | 0 | 1 | 0 | 0 | [7 empty] | 1 |  | AN/DS/UP/A3 DENTIST ASST. CHAIR AND UPHOL. GREY 121
IM01049 | Dental Assistant Chair Upholstery- Anthos A3- Med. Blue #106 | 106037STUPA3MBLUE106 |  | A Class |  |  | I-Inventory | FG-Finish Good | R | Accessories | Dental Chair-Accessories | Dental Equiment | Main Location | 90184900 |  | FIFO | Anthos/Cefla | [8 empty] | 0 | 0 | 0 | 1 | 0 | 0 | [7 empty] | 1 |  | AN/DS/UP/A3 DENTIST ASST. CHAIR And UPHOL. MED. BLUE 106
IM01050 | Dental Assistant Chair Upholstery- Anthos A3- Salmon #115 | 106037STUPA3SALMON115 |  | A Class |  |  | I-Inventory | FG-Finish Good | R | Accessories | Dental Chair-Accessories | Dental Equiment | Main Location | 90184900 |  | FIFO | Anthos/Cefla | [8 empty] | 0 | 0 | 0 | 1 | 0 | 0 | [7 empty] | 1 |  | AN/DS/UP/A3 DENTIST ASST. CHAIR And UPHOL. SALMON 115
IM01051 | Dental Assistant Chair Upholstery- Anthos A3- Ven Red #135 | 106037STUPA3RED135 |  | A Class |  |  | I-Inventory | FG-Finish Good | R | Accessories | Dental Chair-Accessories | Dental Equiment | Main Location | 90184900 |  | FIFO | Anthos/Cefla | [8 empty] | 0 | 0 | 0 | 1 | 0 | 0 | [7 empty] | 1 |  | AN/DS/UP/A3 DENTIST ASST. CHAIR AND UPHOL. VEN RED 135
IM01052 | Dental Assistant Chair Upholstery- Anthos A3- Carr.Green #101 | 106037STUPA3CARRGREEN101 |  | A Class |  |  | I-Inventory | FG-Finish Good | R | Accessories | Dental Chair-Accessories | Dental Equiment | Main Location | 90184900 |  | FIFO | Anthos/Cefla | [8 empty] | 0 | 0 | 0 | 1 | 0 | 0 | [7 empty] | 1 |  | AN/DS/UP/A3 DENTIST ASST. CHAIR AND UPHOL.CARR GREEN 101
IM01053 | Dental Assistant Chair Upholstery- Anthos A3- P. Blue #113 | 106037STUPA3BLUE113 |  | A Class |  |  | I-Inventory | FG-Finish Good | R | Accessories | Dental Chair-Accessories | Dental Equiment | Main Location | 90184900 |  | FIFO | Anthos/Cefla | [8 empty] | 0 | 0 | 0 | 1 | 0 | 0 | [7 empty] | 1 |  | AN/DS/UP/A3 DENTIST ASST. CHAIR AND UPHOL.P. BLUE 113
IM01054 | Dental Assistant Chair Upholstery- Anthos A3- Poly Green #123 | 106037STUPA3POLYGREEN123 |  | A Class |  |  | I-Inventory | FG-Finish Good | R | Accessories | Dental Chair-Accessories | Dental Equiment | Main Location | 90184900 |  | FIFO | Anthos/Cefla | [8 empty] | 0 | 0 | 0 | 1 | 0 | 0 | [7 empty] | 1 |  | AN/DS/UP/A3 DENTIST ASST. CHAIR And UPHOLS. POLY. GREEN. 123
IM01055 | Dental Assistant Chair Upholstery- Anthos A3- Dark Blue #102 | 106037STUPA3DARKBLUE102 |  | A Class |  |  | I-Inventory | FG-Finish Good | R | Accessories | Dental Chair-Accessories | Dental Equiment | Main Location | 90184900 |  | FIFO | Anthos/Cefla | [8 empty] | 0 | 0 | 0 | 1 | 0 | 0 | [7 empty] | 1 |  | AN/DS/UP/A3 DENTIST ASST. CHAIR UPHOL. DARK BLUE 102
IM01056 | Dental Assistant Chair Upholstery- Anthos A3- Purple #134 | 106037STUPA3PURPLE134 |  | A Class |  |  | I-Inventory | FG-Finish Good | R | Accessories | Dental Chair-Accessories | Dental Equiment | Main Location | 94016900 |  | FIFO | Anthos/Cefla | [8 empty] | 0 | 0 | 0 | 1 | 0 | 0 | [7 empty] | 1 |  | AN/DS/UP/A3 DENTIST ASST. CHAIR UPHOL. PURPLE 134
IM01057 | Dental Assistant Chair Upholstery- Anthos A3- Yellow #103 | 106037STUPA3YELLOW103 |  | A Class |  |  | I-Inventory | FG-Finish Good | R | Accessories | Dental Chair-Accessories | Dental Equiment | Main Location | 90184900 |  | FIFO | Anthos/Cefla | [8 empty] | 0 | 0 | 0 | 1 | 0 | 0 | [7 empty] | 1 |  | AN/DS/UP/A3 DENTIST ASST. CHAIR UPHOL. YELLOW 103
IM01058 | Dental Assistant Chair Upholstery- Anthos A2- Green #001 | 106037UPHOLA2GREEN01 |  | A Class |  |  | I-Inventory | FG-Finish Good | R | Accessories | Dental Chair-Accessories | Dental Equiment | Main Location | 90184900 |  | FIFO | Anthos/Cefla | [8 empty] | 0 | 0 | 0 | 1 | 0 | 0 | [7 empty] | 1 |  | AN/DS/UP/ANTHOS DENTIS ASST.CHAR/A2 UPHOL. GREEN 001
IM01059 | Dental Assistant Chair - Anthos Stool for A3/A5/A7 | 106037STOOLA3A5A7 |  | A Class |  |  | I-Inventory | FG-Finish Good | R | Accessories | Dental Chair-Accessories | Dental Equiment | Main Location | 90184900 |  | FIFO | Anthos/Cefla | [8 empty] | 0 | 0 | 0 | 1 | 0 | 0 | [7 empty] | 1 |  | AN/DS/AC/ STOOL S7 FOR ANTHOS CHAIR A3/A5/A7
IM01060 | Dental Assitant Chair Upholstery- Fengden Orange P06 | 121037STUPORANGEP06 |  | A Class |  |  | I-Inventory | FG-Finish Good | R | Accessories | Dental Chair-Accessories | Dental Equiment | Main Location | 90184900 |  | FIFO | Fengdan | [8 empty] | 0 | 0 | 0 | 1 | 0 | 0 | [7 empty] | 1 |  | FN/DS/SP/FENGDEN/DENTIST ASST. CHAIR UPOL ORANGE P06
IM01061 | Dental Chair Upholstery- Fendan- Galaxy-Leather Coffee M04 | 121001CHUPHOLCOFFEEM04 |  | A Class |  |  | I-Inventory | FG-Finish Good | R | Accessories | Dental Chair-Accessories | Dental Equiment | Main Location | 90184900 |  | FIFO | Fengdan | [8 empty] | 0 | 0 | 0 | 1 | 0 | 0 | [7 empty] | 1 |  | GH/DC/UP/FENDAN GALAXY CHAIR LEATHER UPHO. COFFEE M04
IM01062 | Dental Chair Upholstery- Fendan- Galaxy-Leather Blue M03 | 121001CHUPHLEATHERBLUEM03 |  | A Class |  |  | I-Inventory | FG-Finish Good | R | Accessories | Dental Chair-Accessories | Dental Equiment | Main Location | 90184900 |  | FIFO | Fengdan | [8 empty] | 0 | 0 | 0 | 1 | 0 | 0 | [7 empty] | 1 |  | GH/DC/UP/FENDAN GALAXY CHAIR LEATHER UPHOL. BLUE M03
IM01063 | Dental Chair Upholstery- Fendan- Galaxy -Apple Green P02 | 121001CHUPGLAGREENP02 |  | A Class |  |  | I-Inventory | FG-Finish Good | R | Accessories | Dental Chair-Accessories | Dental Equiment | Main Location | 90184900 |  | FIFO | Fengdan | [8 empty] | 0 | 0 | 0 | 1 | 0 | 0 | [7 empty] | 1 |  | GH/DC/UP/FENDAN GALAXY CHAIR UPHOL. APPLE GREEN P02
IM01064 | Dental Chair Upholstery- Fendan- Galaxy -Diamond Blue P04 | 121001CHUPGLDIAMONDBLUEP04 |  | A Class |  |  | I-Inventory | FG-Finish Good | R | Accessories | Dental Chair-Accessories | Dental Equiment | Main Location | 90184900 |  | FIFO | Fengdan | [8 empty] | 0 | 0 | 0 | 1 | 0 | 0 | [7 empty] | 1 |  | GH/DC/UP/FENDAN GALAXY CHAIR UPHOL. DIAMOND BLUE P04
IM01065 | Dental Chair Upholstery- Fendan- Galaxy -Light Blue P01 | 121001CHUPGLLBLUEP01 |  | A Class |  |  | I-Inventory | FG-Finish Good | R | Accessories | Dental Chair-Accessories | Dental Equiment | Main Location | 90184900 |  | FIFO | Fengdan | [8 empty] | 0 | 0 | 0 | 1 | 0 | 0 | [7 empty] | 1 |  | GH/DC/UP/FENDAN GALAXY CHAIR UPHOL. LIGHT BLUE P01
IM01066 | Dental Chair Upholstery- Fendan- Galaxy -Light Green P03 | 121001CHUPGLLGREENP03 |  | A Class |  |  | I-Inventory | FG-Finish Good | R | Accessories | Dental Chair-Accessories | Dental Equiment | Main Location | 90184900 |  | FIFO | Fengdan | [8 empty] | 0 | 0 | 0 | 1 | 0 | 0 | [7 empty] | 1 |  | GH/DC/UP/FENDAN GALAXY CHAIR UPHOL. LIGHT GREEN P03
IM01067 | Dental Chair Upholstery- Fendan- Galaxy -Yellow P05 | 121001CHUPGLYELLOWP05 |  | A Class |  |  | I-Inventory | FG-Finish Good | C | Accessories | Dental Chair-Accessories | Dental Equiment | Main Location | 90184900 |  | FIFO | Fengdan | [8 empty] | 0 | 0 | 0 | 1 | 0 | 0 | [7 empty] | 1 |  | GH/DC/UP/FENDAN GALAXY CHAIR UPHOL. YELLOW P05
IM01068 | Dental Chair Upholstery- Fendan- Planet -Apple Green P02 | 121001CHUPPLAGREENP02 |  | A Class |  |  | I-Inventory | FG-Finish Good | R | Accessories | Dental Chair-Accessories | Dental Equiment | Main Location | 90184900 |  | FIFO | Fengdan | [8 empty] | 0 | 0 | 0 | 1 | 0 | 0 | [7 empty] | 1 |  | GH/DC/UP/FENDAN PLANET CHAIR UPHOL. APPLE GREEN P02
IM01069 | Dental Chair Upholstery- Fendan- Planet -Diamond Blue P04 | 121001CHUPPLDIAMONDBLUEP04 |  | A Class |  |  | I-Inventory | FG-Finish Good | R | Accessories | Dental Chair-Accessories | Dental Equiment | Main Location | 90184900 |  | FIFO | Fengdan | [8 empty] | 0 | 0 | 0 | 1 | 0 | 0 | [7 empty] | 1 |  | GH/DC/UP/FENDAN PLANET CHAIR UPHOL. DIAMOND BLUE P04
IM01070 | Dental Chair Upholstery- Fendan- Planet -Light Blue P01 | 121001CHUPPLLBLUEP01 |  | A Class |  |  | I-Inventory | FG-Finish Good | R | Accessories | Dental Chair-Accessories | Dental Equiment | Main Location | 90184900 |  | FIFO | Fengdan | [8 empty] | 0 | 0 | 0 | 1 | 0 | 0 | [7 empty] | 1 |  | GH/DC/UP/FENDAN PLANET CHAIR UPHOL. LIGHT BLUE P01
IM01071 | Dental Chair Upholstery- Fendan- Planet -Light Green P03 | 121001CHUPLIGHTGREENP03 |  | A Class |  |  | I-Inventory | FG-Finish Good | R | Accessories | Dental Chair-Accessories | Dental Equiment | Main Location | 90184900 |  | FIFO | Fengdan | [8 empty] | 0 | 0 | 0 | 1 | 0 | 0 | [7 empty] | 1 |  | GH/DC/UP/FENDAN PLANET CHAIR UPHOL. LIGHT GREEN P03
IM01072 | Dental Chair Upholstery- Fendan- Planet - Middle Blue P07 | 121001CHUPPLMBLUEP07 |  | A Class |  |  | I-Inventory | FG-Finish Good | R | Accessories | Dental Chair-Accessories | Dental Equiment | Main Location | 90184900 |  | FIFO | Fengdan | [8 empty] | 0 | 0 | 0 | 1 | 0 | 0 | [7 empty] | 1 |  | GH/DC/UP/FENDAN PLANET CHAIR UPHOL. MIDDLE BLUE #P07
IM01073 | Dental Chair Upholstery- Fendan- Planet - Orange P06 | 121001CHUPPLORANGEP06 |  | A Class |  |  | I-Inventory | FG-Finish Good | R | Accessories | Dental Chair-Accessories | Dental Equiment | Main Location | 90184900 |  | FIFO | Fengdan | [8 empty] | 0 | 0 | 0 | 1 | 0 | 0 | [7 empty] | 1 |  | GH/DC/UP/FENDAN PLANET CHAIR UPHOL. ORANGE P06
IM01074 | Dental Chair Upholstery- Fendan- Planet - Yellow P05 | 121001CHUPPLYELLOWP05 |  | A Class |  |  | I-Inventory | FG-Finish Good | R | Accessories | Dental Chair-Accessories | Dental Equiment | Main Location | 90184900 |  | FIFO | Fengdan | [8 empty] | 0 | 0 | 0 | 1 | 0 | 0 | [7 empty] | 1 |  | GH/DC/UP/FENDAN PLANET CHAIR UPHOL. YELLOW P05
IM01075 | Dental Chair Upholstery- Flare-Apple Green | 157001CHUPFLAREAPPLEGREEN |  | A Class |  |  | I-Inventory | FG-Finish Good | R | Accessories | Dental Chair-Accessories | Dental Equiment | Main Location | 90184900 |  | FIFO | Keju Flare | [8 empty] | 0 | 0 | 0 | 1 | 0 | 0 | [7 empty] | 1 |  | FK/DC/UP/FLARE DENTAL CHAIR UPHOL./APPLE GREEN
IM01076 | Dental Chair Upholstery- Flare-Black | 157001CHUPFLAREBLACK |  | A Class |  |  | I-Inventory | FG-Finish Good | R | Accessories | Dental Chair-Accessories | Dental Equiment | Main Location | 90184900 |  | FIFO | Keju Flare | [8 empty] | 0 | 0 | 0 | 1 | 0 | 0 | [7 empty] | 1 |  | FK/DC/UP/FLARE DENTAL CHAIR UPHOL./BLACK
IM01077 | Dental Chair Upholstery- Flare-Dark Blue | 157001CHUPFLAREDARKBLUE |  | A Class |  |  | I-Inventory | FG-Finish Good | R | Accessories | Dental Chair-Accessories | Dental Equiment | Main Location | 90184900 |  | FIFO | Keju Flare | [8 empty] | 0 | 0 | 0 | 1 | 0 | 0 | [7 empty] | 1 |  | FK/DC/UP/FLARE DENTAL CHAIR UPHOL./DARK BLUE
IM01078 | Dental Chair Upholstery- Flare-Light Blue | 157001CHUPFLARELIGHTBLUE |  | A Class |  |  | I-Inventory | FG-Finish Good | R | Accessories | Dental Chair-Accessories | Dental Equiment | Main Location | 90184900 |  | FIFO | Keju Flare | [8 empty] | 0 | 0 | 0 | 1 | 0 | 0 | [7 empty] | 1 |  | FK/DC/UP/FLARE DENTAL CHAIR UPHOL./LIGHT BLUE
IM01079 | Dental Chair Upholstery- Flare-Light Green | 157001CHUPFLARELIGHTGREEN |  | A Class |  |  | I-Inventory | FG-Finish Good | R | Accessories | Dental Chair-Accessories | Dental Equiment | Main Location | 90184900 |  | FIFO | Keju Flare | [8 empty] | 0 | 0 | 0 | 1 | 0 | 0 | [7 empty] | 1 |  | FK/DC/UP/FLARE DENTAL CHAIR UPHOL./LIGHT GREEN
IM01080 | Dental Chair Upholstery- Flare-Middle Blue | 157001CHUPFLAREMIDBLUE |  | A Class |  |  | I-Inventory | FG-Finish Good | R | Accessories | Dental Chair-Accessories | Dental Equiment | Main Location | 90184900 |  | FIFO | Keju Flare | [8 empty] | 0 | 0 | 0 | 1 | 0 | 0 | [7 empty] | 1 |  | FK/DC/UP/FLARE DENTAL CHAIR UPHOL./MIDDLE BLUE
IM01081 | Dental Chair Upholstery- Flare-Orange | 157001CHUPFLAREORANGE |  | A Class |  |  | I-Inventory | FG-Finish Good | R | Accessories | Dental Chair-Accessories | Dental Equiment | Main Location | 90184900 |  | FIFO | Keju Flare | [8 empty] | 0 | 0 | 0 | 1 | 0 | 0 | [7 empty] | 1 |  | FK/DC/UP/FLARE DENTAL CHAIR UPHOL./ORANGE
IM01082 | Dental Chair Upholstery- Flare-Pink | 157001CHUPFLAREHOLPINK |  | A Class |  |  | I-Inventory | FG-Finish Good | R | Accessories | Dental Chair-Accessories | Dental Equiment | Main Location | 90184900 |  | FIFO | Keju Flare | [8 empty] | 0 | 0 | 0 | 1 | 0 | 0 | [7 empty] | 1 |  | FK/DC/UP/FLARE DENTAL CHAIR UPHOL./PINK
IM01083 | Dental Chair Upholstery-Avayana Purple #016 | 203001CHUPPURP016 |  | A Class |  |  | I-Inventory | FG-Finish Good | C | Accessories | Dental Chair-Accessories | Dental Equiment | Main Location | 90184900 |  | FIFO | Confident | [8 empty] | 0 | 0 | 0 | 1 | 0 | 0 | [7 empty] | 1 |  | CD/DC/UP/AVYANNA/DENTAL CHAIR UPHOL. PURPLE 016
IM01084 | Dental Assistant Chair Upholstery- Cefla A2- Green | 106001STOOLUPHOLGREEN |  | A Class |  |  | I-Inventory | FG-Finish Good | R | Accessories | Dental Chair-Accessories | Dental Equiment | Main Location | 90330000 |  | FIFO | Anthos/Cefla | [8 empty] | 0 | 0 | 0 | 1 | 0 | 0 | [7 empty] | 1 |  | CF/DC/UP/A2 CHAIR UPHOLSERY STOOL GREEN
IM01085 | Dental Assistant Chair Upholstery- Cefla A2- Green with Headreast | 106001CHHEADRESTUPHOLGREEN |  | A Class |  |  | I-Inventory | FG-Finish Good | R | Accessories | Dental Chair-Accessories | Dental Equiment | Main Location | 90330000 |  | FIFO | Anthos/Cefla | [8 empty] | 0 | 0 | 0 | 1 | 0 | 0 | [7 empty] | 1 |  | CF/DC/UP/A2 CHAIR UPHOLSERY WITH HEADREST GREEN
IM01086 | Dental Assistant Chair Upholstery- Cefla-Carribbean Green#101 | 106001SEATUPHOL101CARIBBEANGREEN97901141 |  | A Class |  |  | I-Inventory | FG-Finish Good | R | Accessories | Dental Chair-Accessories | Dental Equiment | Main Location | 90330000 |  | FIFO | Anthos/Cefla | [8 empty] | 0 | 0 | 0 | 1 | 0 | 0 | [7 empty] | 1 |  | CF/DC/UP/DENTAL SEAT UPHOLSTERY 101CARIBBEAN GREEN 97901141
IM01087 | Dental Chair Upholstery- Nanhai Aspire- Apple Green #A10 | 177001CHUPAPPLEGREENA10 |  | A Class |  |  | I-Inventory | FG-Finish Good | R | Accessories | Dental Chair-Accessories | Dental Equiment | Main Location | 90184900 |  | FIFO | Nanhai | [8 empty] | 0 | 0 | 0 | 1 | 0 | 0 | [7 empty] | 1 |  | NT/DC/UP/NANHAI/DENTAL CHAIR UPHOL ASPIRE/APPLE GREEN A10
IM01088 | Dental Chair Upholstery- Nanhai Aspire- Dark Blue #A9 | 177001CHUPHOLDBLUEA9 |  | A Class |  |  | I-Inventory | FG-Finish Good | R | Accessories | Dental Chair-Accessories | Dental Equiment | Main Location | 90184900 |  | FIFO | Nanhai | [8 empty] | 0 | 0 | 0 | 1 | 0 | 0 | [7 empty] | 1 |  | NT/DC/UP/NANHAI/DENTAL CHAIR UPHOL ASPIRE/D. BLUE A9
IM01089 | Dental Chair Upholstery- Nanhai Aspire- Light Green #A3 | 177001CHUPHOLGREENA3 |  | A Class |  |  | I-Inventory | FG-Finish Good | R | Accessories | Dental Chair-Accessories | Dental Equiment | Main Location | 90330000 |  | FIFO | Nanhai | [8 empty] | 0 | 0 | 0 | 1 | 0 | 0 | [7 empty] | 1 |  | NT/DC/UP/NANHAI/DENTAL CHAIR UPHOL ASPIRE/L.GREEN A3
IM01090 | Dental Chair Upholstery- Nanhai Aspire- Orange #A11 | 177001CHUPHOLORANGEA11 |  | A Class |  |  | I-Inventory | FG-Finish Good | R | Accessories | Dental Chair-Accessories | Dental Equiment | Main Location | 90184900 |  | FIFO | Nanhai | [8 empty] | 0 | 0 | 0 | 1 | 0 | 0 | [7 empty] | 1 |  | NT/DC/UP/NANHAI/DENTAL CHAIR UPHOL ASPIRE/ORANGE A11
IM01091 | Dental Chair Upholstery- Nanhai Aspire- Pink #A12 | 177001CHUPLPINKA12 |  | A Class |  |  | I-Inventory | FG-Finish Good | R | Accessories | Dental Chair-Accessories | Dental Equiment | Main Location | 90184900 |  | FIFO | Nanhai | [8 empty] | 0 | 0 | 0 | 1 | 0 | 0 | [7 empty] | 1 |  | NT/DC/UP/NANHAI/DENTAL CHAIR UPHOL ASPIRE/PINK A12
IM01092 | Dental Chair Upholstery- Nanhai Aspire- Sky Blue #A1 | 177001CHUPSKYBLUEA1 |  | A Class |  |  | I-Inventory | FG-Finish Good | R | Accessories | Dental Chair-Accessories | Dental Equiment | Main Location | 90184900 |  | FIFO | Nanhai | [8 empty] | 0 | 0 | 0 | 1 | 0 | 0 | [7 empty] | 1 |  | NT/DC/UP/NANHAI/DENTAL CHAIR UPHOL ASPIRE/SKY BLUE A1
IM01093 | Dental Chair Upholstery- Nanhai Aspire- White | 177001CHUHLWHITE |  | A Class |  |  | I-Inventory | FG-Finish Good | R | Accessories | Dental Chair-Accessories | Dental Equiment | Main Location | 90184900 |  | FIFO | Nanhai | [8 empty] | 0 | 0 | 0 | 1 | 0 | 0 | [7 empty] | 1 |  | NT/DC/UP/NANHAI/DENTAL CHAIR UPHOL ASPIRE/WHITE
IM01094 | Dental Chair Upholstery- Nanhai Aspire- Yellow#A6 | 177001CHUPHYELLOWA6 |  | A Class |  |  | I-Inventory | FG-Finish Good | R | Accessories | Dental Chair-Accessories | Dental Equiment | Main Location | 90184900 |  | FIFO | Nanhai | [8 empty] | 0 | 0 | 0 | 1 | 0 | 0 | [7 empty] | 1 |  | NT/DC/UP/NANHAI/DENTAL CHAIR UPHOL ASPIRE/YELLOW A6
IM01095 | Dental Chair Accessories-Nanhai Aspire- Dental Suction | 177011SUCTION |  | A Class |  |  | I-Inventory | FG-Finish Good | R | Accessories | Dental Chair-Accessories | Dental Equiment | Main Location | 90184900 |  | FIFO | Nanhai | [8 empty] | 0 | 0 | 0 | 1 | 0 | 0 | [7 empty] | 1 |  | NT/MS/MC/NANHAI DENTAL SUCTION
IM01096 | Dental Chair Accessories-Power Keen-Star- Dental Light Head 3 LED | 102001STAR3LEDLIGHT |  | A Class |  |  | I-Inventory | FG-Finish Good | R | Accessories | Dental Chair-Accessories | Dental Equiment | Main Location | 90184900 |  | FIFO | Power Keen | [8 empty] | 0 | 0 | 0 | 1 | 0 | 0 | [7 empty] | 1 |  | PK/DC/AC/HEAD 3LEDS-STAR DENTAL LIGHT HEAD
IM01097 | Dental Assistant Chair Upholstery-Power Keen-Star-Orange | 102037STUPSTARSEATORANGE |  | A Class |  |  | I-Inventory | FG-Finish Good | R | Accessories | Dental Chair-Accessories | Dental Equiment | Main Location | 90184900 |  | FIFO | Power Keen | [8 empty] | 0 | 0 | 0 | 1 | 0 | 0 | [7 empty] | 1 |  | PK/DC/UP/POWER KEEN ONLY DENTIST ASST. CHAIR SEAT UPHOL. (ORANGE)
IM01098 | Dental Chair Upholstery- Power Keen-Star- Light Green# 9 | 102001CHUPSTARLGREEN9 |  | A Class |  |  | I-Inventory | FG-Finish Good | R | Accessories | Dental Chair-Accessories | Dental Equiment | Main Location | 90184900 |  | FIFO | Power Keen | [8 empty] | 0 | 0 | 0 | 1 | 0 | 0 | [7 empty] | 1 |  | PK/DC/UP/POWER KEEN/CHAIR UPHOL LIGHT GREEN 9
IM01099 | Dental Chair Upholstery- Power Keen-Star- Yellow #6 | 102001CHUPYELLOW6 |  | A Class |  |  | I-Inventory | FG-Finish Good | R | Accessories | Dental Chair-Accessories | Dental Equiment | Main Location | 90184900 |  | FIFO | Power Keen | [8 empty] | 0 | 0 | 0 | 1 | 0 | 0 | [7 empty] | 1 |  | PK/DC/UP/POWER KEEN/CHAIR UPHOL YELLOW 6
IM01100 | Dental Chair Upholstery- Power Keen-Star- Black #10 | 102001CHUPSTARBLACK10 |  | A Class |  |  | I-Inventory | FG-Finish Good | R | Accessories | Dental Chair-Accessories | Dental Equiment | Main Location | 90184900 |  | FIFO | Power Keen | [8 empty] | 0 | 0 | 0 | 1 | 0 | 0 | [7 empty] | 1 |  | PK/DC/UP/POWER KEEN/CHAIR UPHOL. BLACK 10
IM01101 | Dental Chair Upholstery- Power Keen-Star- Dark Blue #04 | 102001CHUPDBL04 |  | A Class |  |  | I-Inventory | FG-Finish Good | R | Accessories | Dental Chair-Accessories | Dental Equiment | Main Location | 90184900 |  | FIFO | Power Keen | [8 empty] | 0 | 0 | 0 | 1 | 0 | 0 | [7 empty] | 1 |  | PK/DC/UP/POWER KEEN/CHAIR UPHOL. DARK BLUE 04
IM01102 | Dental Chair Upholstery- Power Keen-Star- Green #0 | 102001CHUPSTARGREEN0 |  | A Class |  |  | I-Inventory | FG-Finish Good | R | Accessories | Dental Chair-Accessories | Dental Equiment | Main Location | 90184900 |  | FIFO | Power Keen | [8 empty] | 0 | 0 | 0 | 1 | 0 | 0 | [7 empty] | 1 |  | PK/DC/UP/POWER KEEN/CHAIR UPHOL. GREEN 0
IM01103 | Dental Chair Upholstery- Power Keen-Star- Light Blue #1 | 102001CHUPSTARBLUE1 |  | A Class |  |  | I-Inventory | FG-Finish Good | R | Accessories | Dental Chair-Accessories | Dental Equiment | Main Location | 90184900 |  | FIFO | Power Keen | [8 empty] | 0 | 0 | 0 | 1 | 0 | 0 | [7 empty] | 1 |  | PK/DC/UP/POWER KEEN/CHAIR UPHOL. LIGHT BLUE 1
IM01104 | Dental Chair Upholstery- Power Keen-Star- Middle Blue #3 | 102001CHUPSTARMBLUE3 |  | A Class |  |  | I-Inventory | FG-Finish Good | R | Accessories | Dental Chair-Accessories | Dental Equiment | Main Location | 90184900 |  | FIFO | Power Keen | [8 empty] | 0 | 0 | 0 | 1 | 0 | 0 | [7 empty] | 1 |  | PK/DC/UP/POWER KEEN/CHAIR UPHOL. MIDDLE BLUE 3
IM01105 | Dental Chair Upholstery- Power Keen-Star- Pink #12 | 102001CHUPSTARPINK12 |  | A Class |  |  | I-Inventory | FG-Finish Good | R | Accessories | Dental Chair-Accessories | Dental Equiment | Main Location | 90184900 |  | FIFO | Power Keen | [8 empty] | 0 | 0 | 0 | 1 | 0 | 0 | [7 empty] | 1 |  | PK/DC/UP/POWER KEEN/CHAIR UPHOL. PINK 12
IM01106 | Dental Chair Upholstery- Power Keen-Star- Red #11 | 102001CHUPSTARRED11 |  | A Class |  |  | I-Inventory | FG-Finish Good | R | Accessories | Dental Chair-Accessories | Dental Equiment | Main Location | 90184900 |  | FIFO | Power Keen | [8 empty] | 0 | 0 | 0 | 1 | 0 | 0 | [7 empty] | 1 |  | PK/DC/UP/POWER KEEN/CHAIR UPHOL. RED 11
IM01107 | Dental Chair Upholstery- Power Keen-Star- Orange #7 | 102001CHUPSTARORANGE7 |  | A Class |  |  | I-Inventory | FG-Finish Good | R | Accessories | Dental Chair-Accessories | Dental Equiment | Main Location | 90184900 |  | FIFO | Power Keen | [8 empty] | 0 | 0 | 0 | 1 | 0 | 0 | [7 empty] | 1 |  | PK/DC/UP/POWER KEEN/CHAIR UPHOL.ORANGE 7
IM01108 | Dental Chair Upholstery- Power Keen-Star- Rose #15 | 102001CHUPS6STARROSE15 |  | A Class |  |  | I-Inventory | FG-Finish Good | R | Accessories | Dental Chair-Accessories | Dental Equiment | Main Location | 90184900 |  | FIFO | Power Keen | [8 empty] | 0 | 0 | 0 | 1 | 0 | 0 | [7 empty] | 1 |  | PK/DC/UP/POWER KEEN/CHAIR UPHOL-S6/ROSE 15
IM01109 | Dental Assistant Chair Upholstery-Power Keen-Star-Apple Green | 102037STUPSTARAPPLEGREEN |  | A Class |  |  | I-Inventory | FG-Finish Good | R | Accessories | Dental Chair-Accessories | Dental Equiment | Main Location | 90184900 |  | FIFO | Power Keen | [8 empty] | 0 | 0 | 0 | 1 | 0 | 0 | [7 empty] | 1 |  | PK/DS/UP POWER KEEN/DENTIST ASST. UPHOLSERY -APPLE GREEN
IM01110 | Dental Assistant Chair Upholstery-Power Keen-Star-Yellow | 102037STUPSTARYELLOW |  | A Class |  |  | I-Inventory | FG-Finish Good | R | Accessories | Dental Chair-Accessories | Dental Equiment | Main Location | 90184900 |  | FIFO | Power Keen | [8 empty] | 0 | 0 | 0 | 1 | 0 | 0 | [7 empty] | 1 |  | PK/DS/UP POWER KEEN/DENTIST ASST. UPHOLSTERY YELLOW
IM01111 | Dental Assistant Chair Upholstery-Power Keen-Star-Sky Blue | 102037STUPBKRSTARSKYBLUE |  | A Class |  |  | I-Inventory | FG-Finish Good | R | Accessories | Dental Chair-Accessories | Dental Equiment | Main Location | 90184900 |  | FIFO | Power Keen | [8 empty] | 0 | 0 | 0 | 1 | 0 | 0 | [7 empty] | 1 |  | PK/DS/UP/POWER KEEN ONLY DENTIST ASST. BACKREST (SKY BLUE)
IM01112 | Dental Assistant Chair Upholstery-Power Keen-Star-Light Green | 102037STUPSTARSEATLGREEN |  | A Class |  |  | I-Inventory | FG-Finish Good | R | Accessories | Dental Chair-Accessories | Dental Equiment | Main Location | 90184900 |  | FIFO | Power Keen | [8 empty] | 0 | 0 | 0 | 1 | 0 | 0 | [7 empty] | 1 |  | PK/DS/UP/POWER KEEN ONLY DENTIST ASST. CHAIR SEAT UPHOL.(L.GREEN)
IM01113 | Dental Assistant Chair Upholstery-Power Keen-Star-Grape | 102001STUPBKRGRAPE |  | A Class |  |  | I-Inventory | FG-Finish Good | R | Accessories | Dental Chair-Accessories | Dental Equiment | Main Location | 90184900 |  | FIFO | Power Keen | [8 empty] | 0 | 0 | 0 | 1 | 0 | 0 | [7 empty] | 1 |  | PK/DS/UP/POWERKEEN ASST. DENTIST BACK REST UPHOL GRAPE
IM01114 | Dental Chair Upholstery-Fengden-Galaxy Chair Backrest Uphol. Light Green P03 | 121001CHBKRLGREENP03 |  | A Class |  |  | I-Inventory | FG-Finish Good | R | Accessories | Dental Chair-Accessories | Dental Equiment | Main Location | 90330000 |  | FIFO | Fengdan | [8 empty] | 0 | 0 | 0 | 1 | 0 | 0 | [7 empty] | 1 |  | GH/DC/UP/FENDAN GALAXY CHAIR BACKREST UPHOL. LIGHT GREEN P03
IM01115 | Dental Chair Upholstery-Anthos A3 Plus-Graphite Black-130 | 106001A3PLUSCHUPGRAPHITEBLACK130 |  | A Class |  |  | I-Inventory | FG-Finish Good | R | Accessories | Dental Chair-Accessories | Dental Equiment | Main Location | 90184900 |  | FIFO | Anthos/Cefla | [8 empty] | 0 | 0 | 0 | 1 | 0 | 0 | [7 empty] | 1 |  | AN/DC/UP/A3 PLUS/ANTHOS DENTAL CHAIR UPHOL. GRAPHITE BLACK 130
IM01116 | Dental Chair Upholstery-Anthos A3 Plus- Indian Blue-136 | 106001A3PLUSCHUPINDIANBLUE136 |  | A Class |  |  | I-Inventory | FG-Finish Good | R | Accessories | Dental Chair-Accessories | Dental Equiment | Main Location | 90184900 |  | FIFO | Anthos/Cefla | [8 empty] | 0 | 0 | 0 | 1 | 0 | 0 | [7 empty] | 1 |  | AN/DC/UP/A3 PLUS/ANTHOS DENTAL CHAIR UPHOL. INDIAN BLUE 136
IM01117 | Dental Assistant Chair Upholstery-Anthos A3 Plus-Graphite Black-130 | 106037A3PLUSSTUPGRAPHITEBLACK130 |  | A Class |  |  | I-Inventory | FG-Finish Good | R | Accessories | Dental Chair-Accessories | Dental Equiment | Main Location | 90184900 |  | FIFO | Anthos/Cefla | [8 empty] | 0 | 0 | 0 | 1 | 0 | 0 | [7 empty] | 1 |  | AN/DS/UP/A3 PLUS DENTIST ASST. CHAIR AND UPHOL. GRAPHITE BLACK 130
IM01118 | Dental Assistant Chair Upholstery-Anthos A3 Plus-Indian Blue-136 | 106037A3PLUSSTUPINDIANBLUE136 |  | A Class |  |  | I-Inventory | FG-Finish Good | R | Accessories | Dental Chair-Accessories | Dental Equiment | Main Location | 90184900 |  | FIFO | Anthos/Cefla | [8 empty] | 0 | 0 | 0 | 1 | 0 | 0 | [7 empty] | 1 |  | AN/DS/UP/A3 PLUS DENTIST ASST. CHAIR AND UPHOL.INDIAN BLUE 136
IM01119 | Dental Chair Upholstery-Utkrisht-Camel | 214001CUPCAMELUTKRISHT |  | A Class |  |  | I-Inventory | FG-Finish Good | R | Accessories | Dental Chair-Accessories | Dental Equiment | Main Location | 90184900 |  | FIFO | Bestodent | [8 empty] | 0 | 0 | 0 | 1 | 0 | 0 | [7 empty] | 1 |  | BD/DC/UP/UTKRISHT DENTAL CHAIR UPHOL. CAMEL
IM01120 | Dental Chair Upholstery-Utkrisht-Coffee | 214001CUPCOFEEUTKRISHT |  | A Class |  |  | I-Inventory | FG-Finish Good | R | Accessories | Dental Chair-Accessories | Dental Equiment | Main Location | 90184900 |  | FIFO | Bestodent | [8 empty] | 0 | 0 | 0 | 1 | 0 | 0 | [7 empty] | 1 |  | BD/DC/UP/UTKRISHT DENTAL CHAIR UPHOL. COFFEE
IM01121 | Dental Chair Upholstery-Utkrisht-Creamy White | 214001CUPCWHITEUTKRISHT |  | A Class |  |  | I-Inventory | FG-Finish Good | R | Accessories | Dental Chair-Accessories | Dental Equiment | Main Location | 90184900 |  | FIFO | Bestodent | [8 empty] | 0 | 0 | 0 | 1 | 0 | 0 | [7 empty] | 1 |  | BD/DC/UP/UTKRISHT DENTAL CHAIR UPHOL. CREAMY WHITE
IM01122 | Dental Chair Upholstery-Utkrisht-Dark Grey | 214001CUPDGREYUTKRISHT |  | A Class |  |  | I-Inventory | FG-Finish Good | R | Accessories | Dental Chair-Accessories | Dental Equiment | Main Location | 90184900 |  | FIFO | Bestodent | [8 empty] | 0 | 0 | 0 | 1 | 0 | 0 | [7 empty] | 1 |  | BD/DC/UP/UTKRISHT DENTAL CHAIR UPHOL. D. GREY
IM01123 | Dental Chair Upholstery-Utkrisht-Grey | 214001CUPGREYUTKRISHIT |  | A Class |  |  | I-Inventory | FG-Finish Good | R | Accessories | Dental Chair-Accessories | Dental Equiment | Main Location | 90184900 |  | FIFO | Bestodent | [8 empty] | 0 | 0 | 0 | 1 | 0 | 0 | [7 empty] | 1 |  | BD/DC/UP/UTKRISHT DENTAL CHAIR UPHOL. GREY
IM01124 | Dental Chair Upholstery-Utkrisht-Nevy Blue | 214001CUPNBLUEUTKRISHT |  | A Class |  |  | I-Inventory | FG-Finish Good | R | Accessories | Dental Chair-Accessories | Dental Equiment | Main Location | 90184900 |  | FIFO | Bestodent | [8 empty] | 0 | 0 | 0 | 1 | 0 | 0 | [7 empty] | 1 |  | BD/DC/UP/UTKRISHT DENTAL CHAIR UPHOL. N.BLUE
IM01125 | Dental Assistant Chair-Utkrisht | 214001ASSTCHAIRUTKRISHT |  | A Class |  |  | I-Inventory | FG-Finish Good | R | Accessories | Dental Chair-Accessories | Dental Equiment | Main Location | 90184900 |  | FIFO | Bestodent | [8 empty] | 0 | 0 | 0 | 1 | 0 | 0 | [7 empty] | 1 |  | BD/DS/AC/UTKRISHT DENTIST ASST. CHAIR
IM01126 | Dental Assistant Chair Upholstery-Utkrisht-Camel | 214001ASSTCUPCAMERUTKRISHT |  | A Class |  |  | I-Inventory | FG-Finish Good | R | Accessories | Dental Chair-Accessories | Dental Equiment | Main Location | 90184900 |  | FIFO | Bestodent | [8 empty] | 0 | 0 | 0 | 1 | 0 | 0 | [7 empty] | 1 |  | BD/DS/UP/UTKRISHT DENTAL ASST. CHAIR UPHOL. CAMEL
IM01127 | Dental Assistant Chair Upholstery-Utkrisht-Coffee | 214001ASSTCUPCOFEEUTKRISHT |  | A Class |  |  | I-Inventory | FG-Finish Good | R | Accessories | Dental Chair-Accessories | Dental Equiment | Main Location | 90184900 |  | FIFO | Bestodent | [8 empty] | 0 | 0 | 0 | 1 | 0 | 0 | [7 empty] | 1 |  | BD/DS/UP/UTKRISHT DENTAL ASST. CHAIR UPHOL. COFFEE
IM01128 | Dental Assistant Chair Upholstery-Utkrisht-Creamy White | 214001ASSTCUPCWHITEUTKRISHT |  | A Class |  |  | I-Inventory | FG-Finish Good | R | Accessories | Dental Chair-Accessories | Dental Equiment | Main Location | 90184900 |  | FIFO | Bestodent | [8 empty] | 0 | 0 | 0 | 1 | 0 | 0 | [7 empty] | 1 |  | BD/DS/UP/UTKRISHT DENTAL ASST. CHAIR UPHOL. CREAMY WHITE
IM01129 | Dental Assistant Chair Upholstery-Utkrisht-Dark Grey | 214001ASSTCUPDGREYUTKRISH |  | A Class |  |  | I-Inventory | FG-Finish Good | R | Accessories | Dental Chair-Accessories | Dental Equiment | Main Location | 90184900 |  | FIFO | Bestodent | [8 empty] | 0 | 0 | 0 | 1 | 0 | 0 | [7 empty] | 1 |  | BD/DS/UP/UTKRISHT DENTAL ASST. CHAIR UPHOL. D. GREY
IM01130 | Dental Assistant Chair Upholstery-Utkrisht-Grey | 214001ASSTCUPGREYUTKRISHT |  | A Class |  |  | I-Inventory | FG-Finish Good | R | Accessories | Dental Chair-Accessories | Dental Equiment | Main Location | 90184900 |  | FIFO | Bestodent | [8 empty] | 0 | 0 | 0 | 1 | 0 | 0 | [7 empty] | 1 |  | BD/DS/UP/UTKRISHT DENTAL ASST. CHAIR UPHOL. GREY
IM01131 | Dental Assistant Chair Upholstery-Utkrisht-Nevy Blue | 214001ASSTCUPNBLUEUTKRISHT |  | A Class |  |  | I-Inventory | FG-Finish Good | R | Accessories | Dental Chair-Accessories | Dental Equiment | Main Location | 90184900 |  | FIFO | Bestodent | [8 empty] | 0 | 0 | 0 | 1 | 0 | 0 | [7 empty] | 1 |  | BD/DS/UP/UTKRISHT DENTAL ASST. CHAIR UPHOL. N. BLUE
IM01132 | Dental Chair Accessories- Avayana Inbuilt Scaler with Accessories Superme | 203002INBUILTSCALERSUPERME |  | A Class |  |  | I-Inventory | FG-Finish Good | C | Accessories | Dental Chair-Accessories | Dental Equiment | Main Location | 90184900 |  | FIFO | Confident | [8 empty] | 0 | 0 | 0 | 1 | 0 | 0 | [7 empty] | 1 |  | CD/DC/AC/INBUILT SCALER WITH ACCESSORIES SUPERME
IM01133 | Dental Chair Upholstery- Avayanna Dark Orange #13 | 203001CHUPDARKORANGE013 |  | A Class |  |  | I-Inventory | TG-Trading Good |  | Accessories | Dental Chair-Accessories | Dental Equiment | Main Location |  |  | FIFO | Confident | [8 empty] | 0 | 0 | 0 | 1 | 0 | 0 | [7 empty] | 1 |  | CD/DC/CHUP/AVYANNA/DENTAL CHAIR UPHOL. DARK ORANGE 013
IM01134 | Dental Chair Upholstery- Avayanna Meroon #004 | 203001CHUPMEHROON004 |  | A Class |  |  | I-Inventory | FG-Finish Good | R | Accessories | Dental Chair-Accessories | Dental Equiment | Main Location | 90184900 |  | FIFO | Confident | [8 empty] | 0 | 0 | 0 | 1 | 0 | 0 | [7 empty] | 1 |  | CD/DC/CHUP/AVYANNA/DENTAL CHAIR UPHOL. MEROON 004
IM01135 | Dental Chair Upholstery- Avayanna Navy Blue #005 | 203001CHUPNAVYBLUE005 |  | A Class |  |  | I-Inventory | FG-Finish Good | R | Accessories | Dental Chair-Accessories | Dental Equiment | Main Location | 90184900 |  | FIFO | Confident | [8 empty] | 0 | 0 | 0 | 1 | 0 | 0 | [7 empty] | 1 |  | CD/DC/CHUP/AVYANNA/DENTAL CHAIR UPHOL. NAVY BLUE 005
IM01136 | Dental Chair Upholstery- Avayanna Parrot Green #009 | 203001CHUPPARROTGREEN009 |  | A Class |  |  | I-Inventory | FG-Finish Good | R | Accessories | Dental Chair-Accessories | Dental Equiment | Main Location | 90184900 |  | FIFO | Confident | [8 empty] | 0 | 0 | 0 | 1 | 0 | 0 | [7 empty] | 1 |  | CD/DC/CHUP/AVYANNA/DENTAL CHAIR UPHOL. PARROT GREEN 009
IM01137 | Dental Chair Upholstery- Avayanna Sea Green #010 | 203001CHUPSEAGREEN010 |  | A Class |  |  | I-Inventory | FG-Finish Good | R | Accessories | Dental Chair-Accessories | Dental Equiment | Main Location | 90184900 |  | FIFO | Confident | [8 empty] | 0 | 0 | 0 | 1 | 0 | 0 | [7 empty] | 1 |  | CD/DC/CHUP/AVYANNA/DENTAL CHAIR UPHOL. SEA GREEN 010
IM01138 | Dental Chair Upholstery- Avayanna Sky Blue #015 | 203001CHUPSKYBLUE015 |  | A Class |  |  | I-Inventory | FG-Finish Good | R | Accessories | Dental Chair-Accessories | Dental Equiment | Main Location | 90184900 |  | FIFO | Confident | [8 empty] | 0 | 0 | 0 | 1 | 0 | 0 | [7 empty] | 1 |  | CD/DC/CHUP/AVYANNA/DENTAL CHAIR UPHOL. SKY BLUE 015
IM01139 | Dental Chair Upholstery- Avayanna Yellow #012 | 203001CHUPYELLOW012 |  | A Class |  |  | I-Inventory | FG-Finish Good | R | Accessories | Dental Chair-Accessories | Dental Equiment | Main Location | 90184900 |  | FIFO | Confident | [8 empty] | 0 | 0 | 0 | 1 | 0 | 0 | [7 empty] | 1 |  | CD/DC/CHUP/AVYANNA/DENTAL CHAIR UPHOL. YELLOW 012
IM01140 | Dental Chair Upholstery- Avayanna Grey #012 | 203001CHUPGREY006 |  | A Class |  |  | I-Inventory | FG-Finish Good | R | Accessories | Dental Chair-Accessories | Dental Equiment | Main Location | 90184900 |  | FIFO | Confident | [8 empty] | 0 | 0 | 0 | 1 | 0 | 0 | [7 empty] | 1 |  | CD/DC/UP/AVYANNA/DENTAL CHAIR UPHOL. GREY 006
IM01141 | Dental Assistant Chair Upholstery- Avayanna Orange #13 | 203037STUPDARKORANGE013 |  | A Class |  |  | I-Inventory | FG-Finish Good | R | Accessories | Dental Chair-Accessories | Dental Equiment | Main Location | 90184900 |  | FIFO | Confident | [8 empty] | 0 | 0 | 0 | 1 | 0 | 0 | [7 empty] | 1 |  | CD/DS/ STUP/AVYANNA/DENTAL ASST. CHAIR UPHOL. DARK ORANGE 013
IM01142 | Dental Assistant Chair Upholstery- Avayanna Parrot Green #13 | 203037STUPPARROTGREEN009 |  | A Class |  |  | I-Inventory | FG-Finish Good | R | Accessories | Dental Chair-Accessories | Dental Equiment | Main Location | 90184900 |  | FIFO | Confident | [8 empty] | 0 | 0 | 0 | 1 | 0 | 0 | [7 empty] | 1 |  | CD/DS/ STUP/AVYANNA/DENTAL ASST. CHAIR UPHOL. PARROT GREEN 009
IM01143 | Dental Assistant Chair Upholstery- Avayanna Sea Green #10 | 203037STUPSEAGREEN010 |  | A Class |  |  | I-Inventory | FG-Finish Good | R | Accessories | Dental Chair-Accessories | Dental Equiment | Main Location | 90184900 |  | FIFO | Confident | [8 empty] | 0 | 0 | 0 | 1 | 0 | 0 | [7 empty] | 1 |  | CD/DS/ STUP/AVYANNA/DENTAL ASST. CHAIR UPHOL. SEA GREEN 010
IM01144 | Dental Assistant Chair Upholstery- Avayanna Yellow #12 | 203037STUPYELLOW012 |  | A Class |  |  | I-Inventory | FG-Finish Good | R | Accessories | Dental Chair-Accessories | Dental Equiment | Main Location | 90184900 |  | FIFO | Confident | [8 empty] | 0 | 0 | 0 | 1 | 0 | 0 | [7 empty] | 1 |  | CD/DS/ STUP/AVYANNA/DENTAL ASST. CHAIR UPHOL. YELLOW 012
IM01145 | Dental Assistant Chair-Avayanna | 203001AVYANNASTOOL |  | A Class |  |  | I-Inventory | FG-Finish Good | R | Accessories | Dental Chair-Accessories | Dental Equiment | Main Location | 90184900 |  | FIFO | Confident | [8 empty] | 0 | 0 | 0 | 1 | 0 | 0 | [7 empty] | 1 |  | CD/DS/AC/DENTIST ASST. CHAIR
IM01146 | Dental Assistant Chair Upholstery- Avayanna Navy Blue #05 | 203037STUPNAVYBLUE005 |  | A Class |  |  | I-Inventory | FG-Finish Good | R | Accessories | Dental Chair-Accessories | Dental Equiment | Main Location | 90184900 |  | FIFO | Confident | [8 empty] | 0 | 0 | 0 | 1 | 0 | 0 | [7 empty] | 1 |  | CD/DS/STUP/AVYANNA/DENTAL ASST. CHAIR UPHOL. NAVY BLUE 005
IM01147 | Dental Chair Upholstery-Fengden-Galaxy Chair Backrest Apple Green Upholstery P02 | 121001GLBKRUPAPPLEGREENP02 |  | A Class |  |  | I-Inventory | FG-Finish Good | R | Accessories | Dental Chair-Accessories | Dental Equiment | Main Location | 90330000 |  | FIFO | Fengdan | [8 empty] | 0 | 0 | 0 | 1 | 0 | 0 | [7 empty] | 1 |  | FN/DC/FENGDEN GALAXY CHAIR BACKREST APPLE GREEN UPHOLSTERY P02
IM01148 | Dental Chair Upholstery-Fengden-Galaxy Chair Seat Apple Green Upholstary P02 | 121001GLCHUPAPPLEGREENP02 |  | A Class |  |  | I-Inventory | FG-Finish Good | R | Accessories | Dental Chair-Accessories | Dental Equiment | Main Location | 90330000 |  | FIFO | Fengdan | [8 empty] | 0 | 0 | 0 | 1 | 0 | 0 | [7 empty] | 1 |  | FN/DC/FENGDEN GALAXY CHAIR SEAT APPLE GREEN UPHOLSTARY P02
IM01149 | Dental Chair Upholstery-Fengden-Galaxy Chair Headrest Uphol. Light Green P03 | 121001CHHDRLGREENP03 |  | A Class |  |  | I-Inventory | FG-Finish Good | R | Accessories | Dental Chair-Accessories | Dental Equiment | Main Location | 90330000 |  | FIFO | Fengdan | [8 empty] | 0 | 0 | 0 | 1 | 0 | 0 | [7 empty] | 1 |  | GH/DC/UP/FENDAN GALAXY CHAIR HEADREST UPHOL. LIGHT GREEN P03
IM01150 | Dental Chair Upholstery-Fengden-Galaxy Chair Leather Uphol. Beige M01 | 121001CHUPHOLBEIGEM01 |  | A Class |  |  | I-Inventory | FG-Finish Good | R | Accessories | Dental Chair-Accessories | Dental Equiment | Main Location | 90184900 |  | FIFO | Fengdan | [8 empty] | 0 | 0 | 0 | 1 | 0 | 0 | [7 empty] | 1 |  | GH/DC/UP/FENDAN GALAXY CHAIR LEATHER UPHOL. BEIGE M01
IM01151 | Dental Chair Upholstery-Fengden-Galaxy Chair Leather Uphol. Red M02 | 121001CHUPHOLREDM02 |  | A Class |  |  | I-Inventory | FG-Finish Good | R | Accessories | Dental Chair-Accessories | Dental Equiment | Main Location | 90184900 |  | FIFO | Fengdan | [8 empty] | 0 | 0 | 0 | 1 | 0 | 0 | [7 empty] | 1 |  | GH/DC/UP/FENDAN GALAXY CHAIR LEATHER UPHOL. RED M02
IM01152 | Dental Chair Upholstery-Fengden-Galaxy Chair Seat Uphol. Light Green P03 | 121001CHUPLGREENP03 |  | A Class |  |  | I-Inventory | FG-Finish Good | R | Accessories | Dental Chair-Accessories | Dental Equiment | Main Location | 90330000 |  | FIFO | Fengdan | [8 empty] | 0 | 0 | 0 | 1 | 0 | 0 | [7 empty] | 1 |  | GH/DC/UP/FENDAN GALAXY CHAIR SEAT UPHOL. LIGHT GREEN P03
IM01153 | Dental Chair Upholstery-Fengden-Galaxy Chairuphol. Orange P06 | 121001UPHOLGLORANGEP06 |  | A Class |  |  | I-Inventory | FG-Finish Good | R | Accessories | Dental Chair-Accessories | Dental Equiment | Main Location | 90330000 |  | FIFO | Fengdan | [8 empty] | 0 | 0 | 0 | 1 | 0 | 0 | [7 empty] | 1 |  | GH/DC/UP/FENDAN GALAXY CHAIRUPHOL. ORANGE P06
IM01154 | Dental Chair Accessories-Gnatus Xpress Gold Base Only | 101001XPRESSBASE |  | A Class |  |  | I-Inventory | FG-Finish Good | R | Accessories | Dental Chair-Accessories | Dental Equiment | Main Location | 90184900 |  | FIFO | Gnatus | [8 empty] | 0 | 0 | 0 | 1 | 0 | 0 | [7 empty] | 1 |  | GN/DC/MC/SYNCRUS/HS E/CHAIR X-PRESS GOLD BASE ONLY
IM01155 | Dental Chair Accessories- Gnatus Fabric Color Yellow | 101001REXINYELLOW |  | A Class |  |  | I-Inventory | FG-Finish Good | R | Accessories | Dental Chair-Accessories | Dental Equiment | Main Location | 90330000 |  | FIFO | Gnatus | [8 empty] | 0 | 0 | 0 | 1 | 0 | 0 | [7 empty] | 1 |  | GN/AC/DENTAL CHAIR FABRIC YELLOW COLOR
IM01156 | Dental Chair Accessoires-Gnatus Inova Star Pad Water Unit Complete | 101001WUINOVASTAR |  | A Class |  |  | I-Inventory | FG-Finish Good | R | Accessories | Dental Chair-Accessories | Dental Equiment | Main Location | 90184900 |  | FIFO | Gnatus | [8 empty] | 0 | 0 | 0 | 1 | 0 | 0 | [7 empty] | 1 |  | GN/DC/MC/WATER UNIT COMPLETE-INOVA STAR PAD
IM01157 | Dental Chair Accessories-Gnatus Xpress Gold Delivery Unit Only | 101001XPRESSGOLD |  | A Class |  |  | I-Inventory | FG-Finish Good | R | Accessories | Dental Chair-Accessories | Dental Equiment | Main Location | 90184900 |  | FIFO | Gnatus | [8 empty] | 0 | 0 | 0 | 1 | 0 | 0 | [7 empty] | 1 |  | GN/DC/MC/SYNCRUS/HS E/CHAIR X-PRESS GOLD DELIVERY UNIT ONLY
IM01158 | Dental Chair Accessoires-Runyes Motor Arm for DCI Chair | 109001MONITORARM |  | A Class |  |  | I-Inventory | FG-Finish Good | R | Accessories | Dental Chair-Accessories | Dental Equiment | Main Location | 90184900 |  | FIFO | Runyes | [8 empty] | 0 | 0 | 0 | 1 | 0 | 0 | [7 empty] | 1 |  | DCI/DC/AC/MONITOR ARM FOR DCI CHAIR
IM01159 | Dental Chair Upholstery- Runyes DCI 360 Over Hanging Apricot Orange | 109001CHUPDC360APRICOTORANGE |  | A Class |  |  | I-Inventory | FG-Finish Good | R | Accessories | Dental Chair-Accessories | Dental Equiment | Main Location | 90184900 |  | FIFO | Runyes | [8 empty] | 0 | 0 | 0 | 1 | 0 | 0 | [7 empty] | 1 |  | DCI/UP/DENTAL CHAIR UPHOL. DCI 360 OVER HANGING APRICOT ORANGE
IM01160 | Dental Chair Upholstery- Runyes DCI Under Hanging Apricot Orange | 109001DCUPAPRICOTORANGE |  | A Class |  |  | I-Inventory | FG-Finish Good | R | Accessories | Dental Chair-Accessories | Dental Equiment | Main Location | 90184900 |  | FIFO | Runyes | [8 empty] | 0 | 0 | 0 | 1 | 0 | 0 | [7 empty] | 1 |  | DCI/UP/DENTAL CHAIR UPHOL. DCI UNDER HANGING APRICOT ORANGE
IM01161 | Dental Chair Upholstery- Runyes DCI Under Hanging Peacock Green | 109001CHUPDCIPEACOCKGREEN |  | A Class |  |  | I-Inventory | FG-Finish Good | R | Accessories | Dental Chair-Accessories | Dental Equiment | Main Location | 90184900 |  | FIFO | Runyes | [8 empty] | 0 | 0 | 0 | 1 | 0 | 0 | [7 empty] | 1 |  | DCI/UP/DENTAL CHAIR UPHOL. DCI UNDER HANGING PEACOCK GREEN
IM01162 | Dental Chair Upholstery-Innova Gold-Apple Green # C02 | 109001CHUPINGOAPPLEGREENC02 |  | A Class |  |  | I-Inventory | FG-Finish Good | R | Accessories | Dental Chair-Accessories | Dental Equiment | Main Location | 90184900 |  | FIFO | Runyes | [8 empty] | 0 | 0 | 0 | 1 | 0 | 0 | [7 empty] | 1 |  | RN/DC/UP/RUNYES CHAIR UPHL INNOVA GOLD/APPLE GREEN C02
IM01163 | Dental Chair Upholstery-Innova Gold-Apple Green # S03 | 109001CHUPINGLAPPLEGREENS03 |  | A Class |  |  | I-Inventory | FG-Finish Good | R | Accessories | Dental Chair-Accessories | Dental Equiment | Main Location | 90184900 |  | FIFO | Runyes | [8 empty] | 0 | 0 | 0 | 1 | 0 | 0 | [7 empty] | 1 |  | RN/DC/UP/RUNYES CHAIR UPHL INNOVA GOLD/APPLE GREEN/S03
IM01164 | Dental Chair Upholstery-Innova Gold-Apple Beige # S01 | 109001CHUPINGOBEIGES01 |  | A Class |  |  | I-Inventory | FG-Finish Good | R | Accessories | Dental Chair-Accessories | Dental Equiment | Main Location | 90184900 |  | FIFO | Runyes | [8 empty] | 0 | 0 | 0 | 1 | 0 | 0 | [7 empty] | 1 |  | RN/DC/UP/RUNYES CHAIR UPHL INNOVA GOLD/BEIGE/S01
IM01165 | Dental Chair Upholstery-Innova Gold-Cherry Red # S02 | 109001CHUPINGOCHERRYREDS02 |  | A Class |  |  | I-Inventory | FG-Finish Good | R | Accessories | Dental Chair-Accessories | Dental Equiment | Main Location | 90184900 |  | FIFO | Runyes | [8 empty] | 0 | 0 | 0 | 1 | 0 | 0 | [7 empty] | 1 |  | RN/DC/UP/RUNYES CHAIR UPHL INNOVA GOLD/CHERRY RED/S02
IM01166 | Dental Chair Upholstery-Innova Gold-Dark Blue # S06 | 109001CHUPINGODBLUES06 |  | A Class |  |  | I-Inventory | FG-Finish Good | R | Accessories | Dental Chair-Accessories | Dental Equiment | Main Location | 90184900 |  | FIFO | Runyes | [8 empty] | 0 | 0 | 0 | 1 | 0 | 0 | [7 empty] | 1 |  | RN/DC/UP/RUNYES CHAIR UPHL INNOVA GOLD/DARK BLUE/S06
IM01167 | Dental Chair Upholstery-Innova Gold-Dark Brown # S07 | 109001CHUPINGODBROWNS07 |  | A Class |  |  | I-Inventory | FG-Finish Good | R | Accessories | Dental Chair-Accessories | Dental Equiment | Main Location | 90184900 |  | FIFO | Runyes | [8 empty] | 0 | 0 | 0 | 1 | 0 | 0 | [7 empty] | 1 |  | RN/DC/UP/RUNYES CHAIR UPHL INNOVA GOLD/DARK BROWN/S07
IM01168 | Dental Chair Upholstery-Innova Gold-Dark Green # S06 | 109001CHUPINGODGREENS06 |  | A Class |  |  | I-Inventory | FG-Finish Good | R | Accessories | Dental Chair-Accessories | Dental Equiment | Main Location | 90184900 |  | FIFO | Runyes | [8 empty] | 0 | 0 | 0 | 1 | 0 | 0 | [7 empty] | 1 |  | RN/DC/UP/RUNYES CHAIR UPHL INNOVA GOLD/DARK GREEN/S06
IM01169 | Dental Chair Upholstery-Innova Gold-Dark Pink # S08 | 109001CHUPINGODARKPINKS08 |  | A Class |  |  | I-Inventory | FG-Finish Good | R | Accessories | Dental Chair-Accessories | Dental Equiment | Main Location | 90184900 |  | FIFO | Runyes | [8 empty] | 0 | 0 | 0 | 1 | 0 | 0 | [7 empty] | 1 |  | RN/DC/UP/RUNYES CHAIR UPHL INNOVA GOLD/DARK PINK/S08
IM01170 | Dental Chair Upholstery-Innova Gold-Grey # S04 | 109001CHUPINGOGREYS04 |  | A Class |  |  | I-Inventory | FG-Finish Good | R | Accessories | Dental Chair-Accessories | Dental Equiment | Main Location | 90184900 |  | FIFO | Runyes | [8 empty] | 0 | 0 | 0 | 1 | 0 | 0 | [7 empty] | 1 |  | RN/DC/UP/RUNYES CHAIR UPHL INNOVA GOLD/GREY/S04
IM01171 | Dental Chair Upholstery-Innova Gold-Light Blue # C05 | 109001CHUPINGOLIGHTBLUEC05 |  | A Class |  |  | I-Inventory | FG-Finish Good | R | Accessories | Dental Chair-Accessories | Dental Equiment | Main Location | 90184900 |  | FIFO | Runyes | [8 empty] | 0 | 0 | 0 | 1 | 0 | 0 | [7 empty] | 1 |  | RN/DC/UP/RUNYES CHAIR UPHL INNOVA GOLD/LIGHT BLUE C05
IM01172 | Dental Chair Upholstery-Innova Gold-Light Green # S03 | 109001CHUPINGOLGREENS03 |  | A Class |  |  | I-Inventory | FG-Finish Good | R | Accessories | Dental Chair-Accessories | Dental Equiment | Main Location | 90184900 |  | FIFO | Runyes | [8 empty] | 0 | 0 | 0 | 1 | 0 | 0 | [7 empty] | 1 |  | RN/DC/UP/RUNYES CHAIR UPHL INNOVA GOLD/LIGHT GREEN/S03
IM01173 | Dental Chair Upholstery-Innova Gold-Mustard Yellow # S05 | 109001CHUPINGODARKYELLOWS05 |  | A Class |  |  | I-Inventory | FG-Finish Good | R | Accessories | Dental Chair-Accessories | Dental Equiment | Main Location | 90184900 |  | FIFO | Runyes | [8 empty] | 0 | 0 | 0 | 1 | 0 | 0 | [7 empty] | 1 |  | RN/DC/UP/RUNYES CHAIR UPHL INNOVA GOLD/MUSTARD YELLOW/S05
IM01174 | Dental Chair Upholstery-Innova Gold-Sea Green # C03 | 109001CHUPINGOSEAGREENC03 |  | A Class |  |  | I-Inventory | FG-Finish Good | R | Accessories | Dental Chair-Accessories | Dental Equiment | Main Location | 90184900 |  | FIFO | Runyes | [8 empty] | 0 | 0 | 0 | 1 | 0 | 0 | [7 empty] | 1 |  | RN/DC/UP/RUNYES CHAIR UPHL INNOVA GOLD/SEA GREEN C03
IM01175 | Dental Chair Upholstery-Innova Pad-Yellow # C04 | 109001DCUPINPADYELLOWC04 |  | A Class |  |  | I-Inventory | FG-Finish Good | R | Accessories | Dental Chair-Accessories | Dental Equiment | Main Location | 90184900 |  | FIFO | Runyes | [8 empty] | 0 | 0 | 0 | 1 | 0 | 0 | [7 empty] | 1 |  | RN/DC/UP/RUNYES CHAIR UPHL INNOVA PAD YELLOW C04
IM01176 | Dental Chair Upholstery-Innova Pad-Beige # S01 | 101001CHUPINPADBEIGES01 |  | A Class |  |  | I-Inventory | FG-Finish Good | R | Accessories | Dental Chair-Accessories | Dental Equiment | Main Location | 90184900 |  | FIFO | Runyes | [8 empty] | 0 | 0 | 0 | 1 | 0 | 0 | [7 empty] | 1 |  | RN/DC/UP/RUNYES CHAIR UPHL INNOVA PAD/BEIGE/S01
IM01177 | Dental Chair Upholstery-Innova Pad-Dark Brown # S07 | 109001CHUPINPADDARDBROWNS07 |  | A Class |  |  | I-Inventory | FG-Finish Good | R | Accessories | Dental Chair-Accessories | Dental Equiment | Main Location | 90184900 |  | FIFO | Runyes | [8 empty] | 0 | 0 | 0 | 1 | 0 | 0 | [7 empty] | 1 |  | RN/DC/UP/RUNYES CHAIR UPHL INNOVA PAD/DARK BROWN/S07
IM01178 | Dental Chair Upholstery-Innova Pad-Dark Green # S06 | 109001CHUPINPADDARKGREENS06 |  | A Class |  |  | I-Inventory | FG-Finish Good | C | Accessories | Dental Chair-Accessories | Dental Equiment | Main Location | 90184900 |  | FIFO | Runyes | [8 empty] | 0 | 0 | 0 | 1 | 0 | 0 | [7 empty] | 1 |  | RN/DC/UP/RUNYES CHAIR UPHL INNOVA PAD/DARK GREEN/S06
IM01179 | Dental Chair Upholstery-Innova Pad-Grey # S04 | 109001CHUPINPADGREYS04 |  | A Class |  |  | I-Inventory | FG-Finish Good | R | Accessories | Dental Chair-Accessories | Dental Equiment | Main Location | 90184900 |  | FIFO | Runyes | [8 empty] | 0 | 0 | 0 | 1 | 0 | 0 | [7 empty] | 1 |  | RN/DC/UP/RUNYES CHAIR UPHL INNOVA PAD/GREY/S04
IM01180 | Dental Chair Upholstery-Innova Pad-Mustard Yellow # S05 | 109001CHUPINPADMUSTARDYELLOWS05 |  | A Class |  |  | I-Inventory | FG-Finish Good | R | Accessories | Dental Chair-Accessories | Dental Equiment | Main Location |  |  | FIFO | Runyes | [8 empty] | 0 | 0 | 0 | 1 | 0 | 0 | [7 empty] | 1 |  | RN/DC/UP/RUNYES CHAIR UPHL INNOVA PAD/MUSTARD YELLOW/S05
IM01181 | Dental Chair Accessoires-Runyes Dental Head Light LED | 109001D4LEDLIGHT |  | A Class |  |  | I-Inventory | FG-Finish Good | R | Accessories | Dental Chair-Accessories | Dental Equiment | Main Location |  |  | FIFO | Runyes | [8 empty] | 0 | 0 | 0 | 1 | 0 | 0 | [7 empty] | 1 |  | RN/DL/AC/D4-LEDS- RUNYES DENTAL HEAD LED LIGHT
IM01182 | Dental Chair Accessoires-Runyes Dental Head Light Model D4-2 | 109001LIGHTD42 |  | A Class |  |  | I-Inventory | FG-Finish Good | R | Accessories | Dental Chair-Accessories | Dental Equiment | Main Location | 90184900 |  | FIFO | Runyes | [8 empty] | 0 | 0 | 0 | 1 | 0 | 0 | [7 empty] | 1 |  | RN/DL/AC/LEDS-RUNYES CHAIR LIGHT MOD. D4-2
IM01183 | Dental Assistant Chair Upholstery- Runyes Innova Gold- Dark Blue # S06 | 109037STUPINGODBLUES06 |  | A Class |  |  | I-Inventory | FG-Finish Good | R | Accessories | Dental Chair-Accessories | Dental Equiment | Main Location | 90184900 |  | FIFO | Runyes | [8 empty] | 0 | 0 | 0 | 1 | 0 | 0 | [7 empty] | 1 |  | RN/DS/UP/RUNYES INNOVA GOLD DENTIST ASST. CHAIR UPHOL. D.BLUE S06
IM01184 | Dental Assistant Chair Upholstery- Runyes Innova Gold- Dark Green # S06 | 109037STUPINGODGREENS06 |  | A Class |  |  | I-Inventory | FG-Finish Good | R | Accessories | Dental Chair-Accessories | Dental Equiment | Main Location | 90184900 |  | FIFO | Runyes | [8 empty] | 0 | 0 | 0 | 1 | 0 | 0 | [7 empty] | 1 |  | RN/DS/UP/RUNYES INNOVA GOLD DENTIST ASST. CHAIR UPHOL. D.GREEN S06
IM01185 | Dental Chair Upholstery-Innova Gold/Pad- Yellow # C04 | 109001CHUPINPAYELLOWC04 |  | A Class |  |  | I-Inventory | FG-Finish Good | R | Accessories | Dental Chair-Accessories | Dental Equiment | Main Location | 90184900 |  | FIFO | Runyes | [8 empty] | 0 | 0 | 0 | 1 | 0 | 0 | [7 empty] | 1 |  | RN/DC/UP/RUNYES CHAIR UPHL INNOVA GOLD/PAD YELLOW C04
IM01186 | Dental Chair Upholstery- Runyes Innova Gold/Pad-Apple Green #C02 | 109001CHUPHAGREENC02 |  | A Class |  |  | I-Inventory | FG-Finish Good | R | Accessories | Dental Chair-Accessories | Dental Equiment | Main Location | 90184900 |  | FIFO | Runyes | [8 empty] | 0 | 0 | 0 | 1 | 0 | 0 | [7 empty] | 1 |  | RN/DC/UP/RUNYES CHAIR UPHL INNOVA GOLD/PAD/APPLE GREEN C02
IM01187 | Dental Chair Upholstery- Runyes Innova Gold/Pad-Light Blue #C05 | 109001DCUPINGOLIGHTBLUEC05 |  | A Class |  |  | I-Inventory | FG-Finish Good | R | Accessories | Dental Chair-Accessories | Dental Equiment | Main Location | 90184900 |  | FIFO | Runyes | [8 empty] | 0 | 0 | 0 | 1 | 0 | 0 | [7 empty] | 1 |  | RN/DC/UP/RUNYES CHAIR UPHL INNOVA GOLD/PAD/LIGHT BLUE C05
IM01188 | Dental Chair Upholstery- Runyes Innova Gold/Pad-Sea Green #C03 | 109001CHUPINGOINPASEAGREENC03 |  | A Class |  |  | I-Inventory | FG-Finish Good | R | Accessories | Dental Chair-Accessories | Dental Equiment | Main Location | 90184900 |  | FIFO | Runyes | [8 empty] | 0 | 0 | 0 | 1 | 0 | 0 | [7 empty] | 1 |  | RN/DC/UP/RUNYES CHAIR UPHL INNOVA GOLD/PAD/SEA GREEN C03
IM01189 | Dental Chair Upholstery- Runyes Innova Gold/Pad-Dark Blue # C01 | 109001CHUPINPADDBLUEC01 |  | A Class |  |  | I-Inventory | FG-Finish Good | R | Accessories | Dental Chair-Accessories | Dental Equiment | Main Location | 90184900 |  | FIFO | Runyes | [8 empty] | 0 | 0 | 0 | 1 | 0 | 0 | [7 empty] | 1 |  | RN/DC/UP/RUNYES CHAIR UPHL INNOVA PAD/DARK BLUE C01
IM01190 | Dental Assistant Chair- Gnatus | 101037STOOL |  | A Class |  |  | I-Inventory | FG-Finish Good | R | Accessories | Dental Chair-Accessories | Dental Equiment | Main Location | 90184900 |  | FIFO | Gnatus | [8 empty] | 0 | 0 | 0 | 1 | 0 | 0 | [7 empty] | 1 |  | GN/DS/AC/ST/GNATUS DENTIST ASST. CHAIR
IM01191 | Dental Assistant Chair- Gnatus TOP | 101037TOPSTOOL |  | A Class |  |  | I-Inventory | FG-Finish Good | R | Accessories | Dental Chair-Accessories | Dental Equiment | Main Location | 90184900 |  | FIFO | Gnatus | [8 empty] | 0 | 0 | 0 | 1 | 0 | 0 | [7 empty] | 1 |  | GN/DS/AC/STOOL -GNATUS TOP STOOL FOR CHAIR
IM01192 | Dental Assistant Chair- Gnatus- With Foot Ring | 101037ASSTCHAIRWITHRING |  | A Class |  |  | I-Inventory | FG-Finish Good | R | Accessories | Dental Chair-Accessories | Dental Equiment | Main Location | 94021090 |  | FIFO | Gnatus | [8 empty] | 0 | 0 | 0 | 1 | 0 | 0 | [7 empty] | 1 |  | GN/DS/MC/GNATUS DENTIST ASST. CHAIR WITH FOOT RING
IM01193 | Dental Assistant Chair Upholstery-Gnatus G3-Gold #31 | 101037STUPG3GOLD31 |  | A Class |  |  | I-Inventory | FG-Finish Good | R | Accessories | Dental Chair-Accessories | Dental Equiment | Main Location | 90184900 |  | FIFO | Gnatus | [8 empty] | 0 | 0 | 0 | 1 | 0 | 0 | [7 empty] | 1 |  | GN/DS/UP/ G3/ GNATUS DENTIST ASST. CHAIR UPHOL. GOLD 31
IM01194 | Dental Assistant Chair Upholstery-Gnatus G3-Gold #40 | 101001CHUPG3GOLD31 |  | A Class |  |  | I-Inventory | FG-Finish Good | R | Accessories | Dental Chair-Accessories | Dental Equiment | Main Location | 90184900 |  | FIFO | Gnatus | [8 empty] | 0 | 0 | 0 | 1 | 0 | 0 | [7 empty] | 1 |  | GN/DS/UP/ G3/ GNATUS STOOL UPHOL. GOLD 31
IM01195 | Dental Assistant Chair Upholstery-Gnatus G3-Light Blue #38 | 101037STUPG3S200FS300HS400HLBLUE38 |  | A Class |  |  | I-Inventory | FG-Finish Good | R | Accessories | Dental Chair-Accessories | Dental Equiment | Main Location | 90184900 |  | FIFO | Gnatus | [8 empty] | 0 | 0 | 0 | 1 | 0 | 0 | [7 empty] | 1 |  | GN/DS/UP/ G3/GNATUS DENTIST ASST. CHAIR UPHOL. L. BLUE 38
IM01196 | Dental Assistant Chair Upholstery-Gnatus G3-Navy Blue #39 | 101001CHUPG3NBLUE39 |  | A Class |  |  | I-Inventory | FG-Finish Good | R | Accessories | Dental Chair-Accessories | Dental Equiment | Main Location | 90184900 |  | FIFO | Gnatus | [8 empty] | 0 | 0 | 0 | 1 | 0 | 0 | [7 empty] | 1 |  | GN/DS/UP/ G3/ GNATUS STOOL UPHOL. NAVY BLUE # 39
IM01197 | Dental Assistant Chair Upholstery-Gnatus G3-Navy Blue #39 | 101037STUPG3NAVYBLUE39 |  | A Class |  |  | I-Inventory | FG-Finish Good | R | Accessories | Dental Chair-Accessories | Dental Equiment | Main Location | 90184900 |  | FIFO | Gnatus | [8 empty] | 0 | 0 | 0 | 1 | 0 | 0 | [7 empty] | 1 |  | GN/DS/UP/ G3/GNATUS DENTIST ASST. CHAIR UPHOL. NAVY BLUE 39
IM01198 | Dental Assistant Chair Upholstery-Gnatus G3-Red #32 | 101037STUPG3RED32 |  | A Class |  |  | I-Inventory | FG-Finish Good | R | Accessories | Dental Chair-Accessories | Dental Equiment | Main Location | 90184900 |  | FIFO | Gnatus | [8 empty] | 0 | 0 | 0 | 1 | 0 | 0 | [7 empty] | 1 |  | GN/DS/UP/ G3/ GNATUS DENTIST ASST. CHAIR UPHOL. RED 32
IM01199 | Dental Assistant Chair Upholstery-Gnatus G3-White #40 | 101037STUPG3WHITE40 |  | A Class |  |  | I-Inventory | FG-Finish Good | R | Accessories | Dental Chair-Accessories | Dental Equiment | Main Location | 90184900 |  | FIFO | Gnatus | [8 empty] | 0 | 0 | 0 | 1 | 0 | 0 | [7 empty] | 1 |  | GN/DS/UP/ G3/ GNATUS DENTIST ASST. CHAIR UPHOL. WHITE 40
IM01200 | Dental Assistant Chair Upholstery-Gnatus S200-Agata #102 | 101037STUPS200FAGATA102 |  | A Class |  |  | I-Inventory | FG-Finish Good | R | Accessories | Dental Chair-Accessories | Dental Equiment | Main Location | 90184900 |  | FIFO | Gnatus | [8 empty] | 0 | 0 | 0 | 1 | 0 | 0 | [7 empty] | 1 |  | GN/DS/UP/S200/GNATUS DENTIST ASST CHAIR UPHOL. AGATA 102
IM01201 | Dental Assistant Chair Upholstery-Gnatus S200-Desert Rose #35 | 101037S200STUPROSE35 |  | A Class |  |  | I-Inventory | FG-Finish Good | R | Accessories | Dental Chair-Accessories | Dental Equiment | Main Location | 90184900 |  | FIFO | Gnatus | [8 empty] | 0 | 0 | 0 | 1 | 0 | 0 | [7 empty] | 1 |  | GN/DS/UP/S200/GNATUS DENTIST ASST CHAIR UPHOL. DESERT ROSE - 35
IM01202 | Dental Assistant Chair Upholstery-Gnatus S200-Granada #103 | 101037STUPS200FGRANADA103 |  | A Class |  |  | I-Inventory | FG-Finish Good | R | Accessories | Dental Chair-Accessories | Dental Equiment | Main Location | 90184900 |  | FIFO | Gnatus | [8 empty] | 0 | 0 | 0 | 1 | 0 | 0 | [7 empty] | 1 |  | GN/DS/UP/S200/GNATUS DENTIST ASST CHAIR UPHOL. GRANADA 103
IM01203 | Dental Assistant Chair Upholstery-Gnatus S200-Nozes #90 | 101037STUPS200FNOZES90 |  | A Class |  |  | I-Inventory | FG-Finish Good | R | Accessories | Dental Chair-Accessories | Dental Equiment | Main Location | 90184900 |  | FIFO | Gnatus | [8 empty] | 0 | 0 | 0 | 1 | 0 | 0 | [7 empty] | 1 |  | GN/DS/UP/S200/GNATUS DENTIST ASST CHAIR UPHOL. NOZES 90
IM01204 | Dental Assistant Chair Upholstery-Gnatus S500H-Campfire #44 | 101037STOOLUPHOLCAMPIRE44 |  | A Class |  |  | I-Inventory | FG-Finish Good | C | Accessories | Dental Chair-Accessories | Dental Equiment | Main Location | 90184900 |  | FIFO | Gnatus | [8 empty] | 0 | 0 | 0 | 1 | 0 | 0 | [7 empty] | 1 |  | GN/DS/UP/S500H/GNATUS DENTAL ASST. CHAIR LEATHER UPHOLSERYÃÂ CAMPFIRE-44
IM01205 | Dental Assistant Chair Upholstery-Gnatus S500H-Capri #45 | 101037STUPS500HCAPRI45 |  | A Class |  |  | I-Inventory | FG-Finish Good | R | Accessories | Dental Chair-Accessories | Dental Equiment | Main Location | 90184900 |  | FIFO | Gnatus | [8 empty] | 0 | 0 | 0 | 1 | 0 | 0 | [7 empty] | 1 |  | GN/DS/UP/S500H/GNATUS DENTAL ASST. CHAIR LEATHER UPHOLSERY CAPRI-45
IM01206 | Dental Assistant Chair Upholstery-Gnatus S500H-Marine #76 | 101037STUPS500HMARINE76 |  | A Class |  |  | I-Inventory | FG-Finish Good | C | Accessories | Dental Chair-Accessories | Dental Equiment | Main Location | 90184900 |  | FIFO | Gnatus | [8 empty] | 0 | 0 | 0 | 1 | 0 | 0 | [7 empty] | 1 |  | GN/DS/UP/S500H/GNATUS DENTAL ASST. CHAIR LEATHER UPHOLSERY MARINE- 76
IM01207 | Dental Assistant Chair Upholstery-Gnatus S500H-Nozes #90 | 101037STUPS500HLNOZES90 |  | A Class |  |  | I-Inventory | FG-Finish Good | R | Accessories | Dental Chair-Accessories | Dental Equiment | Main Location | 90184900 |  | FIFO | Gnatus | [8 empty] | 0 | 0 | 0 | 1 | 0 | 0 | [7 empty] | 1 |  | GN/DS/UP/S500H/GNATUS DENTAL ASST. CHAIR LEATHER UPHL NOZES- 90
IM01208 | Dental Chair Accessories- Gnatus Head Light Presus Led | 101001LIGHTHEADPERSUS |  | A Class |  |  | I-Inventory | FG-Finish Good | R | Accessories | Dental Chair-Accessories | Dental Equiment | Main Location | 90184900 |  | FIFO | Gnatus | [8 empty] | 0 | 0 | 0 | 1 | 0 | 0 | [7 empty] | 1 |  | GN/DL/AC/GNATUS DENTAL HEAD LIGHT PERSUS LED
IM01209 | Dental Chair Accessories- Gnatus Light Head 5 LED | 101001G5LEDLIGHT |  | A Class |  |  | I-Inventory | FG-Finish Good | R | Accessories | Dental Chair-Accessories | Dental Equiment | Main Location | 90184900 |  | FIFO | Gnatus | [8 empty] | 0 | 0 | 0 | 1 | 0 | 0 | [7 empty] | 1 |  | GN/DL/AC/HEAD 5LEDS-GNATUS DENTAL LIGHT HEAD 5 LED
IM01210 | Dental Chair Upholstery-Gnatus G4 Laminate Light Blue #08 | 101001CHUPG4LAMLBLUE08 |  | A Class |  |  | I-Inventory | FG-Finish Good | R | Accessories | Dental Chair-Accessories | Dental Equiment | Main Location | 90184900 |  | FIFO | Gnatus | [8 empty] | 0 | 0 | 0 | 1 | 0 | 0 | [7 empty] | 1 |  | GN/DC/UP/G4/GNATUS CHAIRUPHL G4LAM.L.BLUE 08
IM01211 | Dental Chair Upholstery-Gnatus G4 Laminate Light Green #06 | 101001CHUPG4LAMLGREEN06 |  | A Class |  |  | I-Inventory | FG-Finish Good | R | Accessories | Dental Chair-Accessories | Dental Equiment | Main Location | 90184900 |  | FIFO | Gnatus | [8 empty] | 0 | 0 | 0 | 1 | 0 | 0 | [7 empty] | 1 |  | GN/DC/UP/G4/GNATUS CHAIR UPHL G4 LAM. L. GREEN 06
IM01212 | Dental Chair Upholstery-Gnatus G4 Laminate Navy Blue #07 | 101001CHUPG4LAMNBLUE07 |  | A Class |  |  | I-Inventory | FG-Finish Good | R | Accessories | Dental Chair-Accessories | Dental Equiment | Main Location | 90184900 |  | FIFO | Gnatus | [8 empty] | 0 | 0 | 0 | 1 | 0 | 0 | [7 empty] | 1 |  | GN/DC/UP/G4/GNATUS CHAIR UPHL G4 LAM. NAVY BLUE 07
IM01213 | Dental Chair Upholstery-Gnatus G4 Laminate Red #05 | 101001CHUPG4LAMRED05 |  | A Class |  |  | I-Inventory | FG-Finish Good | R | Accessories | Dental Chair-Accessories | Dental Equiment | Main Location | 90184900 |  | FIFO | Gnatus | [8 empty] | 0 | 0 | 0 | 1 | 0 | 0 | [7 empty] | 1 |  | GN/DC/UP/G4/GNATUS CHAIR UPHL G4 LAM. RED 05
IM01214 | Dental Chair Upholstery-Gnatus G4 Metalic Copper #03 | 101001CHUPG4COPPER03 |  | A Class |  |  | I-Inventory | FG-Finish Good | R | Accessories | Dental Chair-Accessories | Dental Equiment | Main Location | 90184900 |  | FIFO | Gnatus | [8 empty] | 0 | 0 | 0 | 1 | 0 | 0 | [7 empty] | 1 |  | GN/DC/UP/G4/GNATUS CHAIR UPHL G4 METTALIC COPPER 03
IM01215 | Dental Chair Upholstery-Gnatus G8 Laminated Light Blue #15 | 101001CHUPG8LBLUE15 |  | A Class |  |  | I-Inventory | FG-Finish Good | R | Accessories | Dental Chair-Accessories | Dental Equiment | Main Location | 90184900 |  | FIFO | Gnatus | [8 empty] | 0 | 0 | 0 | 1 | 0 | 0 | [7 empty] | 1 |  | GN/DC/UP/G8/GNATUS UPHOL G8 LAM. LIGHT BLUE 15
IM01216 | Dental Chair Upholstery-Gnatus G8 Mettalic Pink | 101001CHUPG8MPINK |  | A Class |  |  | I-Inventory | FG-Finish Good | R | Accessories | Dental Chair-Accessories | Dental Equiment | Main Location | 90184900 |  | FIFO | Gnatus | [8 empty] | 0 | 0 | 0 | 1 | 0 | 0 | [7 empty] | 1 |  | GN/DC/UP/G8/GNATUS UPHOL G8 METTALIC PINK
IM01217 | Dental Chair Upholstery-Gnatus G8 Navy Blue #30 | 101001CHUPG8NBLUE39 |  | A Class |  |  | I-Inventory | FG-Finish Good | R | Accessories | Dental Chair-Accessories | Dental Equiment | Main Location | 90184900 |  | FIFO | Gnatus | [8 empty] | 0 | 0 | 0 | 1 | 0 | 0 | [7 empty] | 1 |  | GN/DC/UP/G8/GNATUS CHAIR UPHL G8 NAVY BLUE 39 NEW
IM01218 | Dental Chair Upholstery-Gnatus G8 Navy Blue #43 | 101001CHUPG8LAMLBLUE43 |  | A Class |  |  | I-Inventory | FG-Finish Good | R | Accessories | Dental Chair-Accessories | Dental Equiment | Main Location | 90184900 |  | FIFO | Gnatus | [8 empty] | 0 | 0 | 0 | 1 | 0 | 0 | [7 empty] | 1 |  | GN/DC/UP/G8/GNATUS CHAIR UPHL G8 NAVY BLUE 43 NEW
IM01219 | Dental Chair Upholstery-Gnatus G8 White #12 | 101001CHUPG8WHITE12 |  | A Class |  |  | I-Inventory | FG-Finish Good | R | Accessories | Dental Chair-Accessories | Dental Equiment | Main Location | 90184900 |  | FIFO | Gnatus | [8 empty] | 0 | 0 | 0 | 1 | 0 | 0 | [7 empty] | 1 |  | GN/DC/UP/G8/GNATUS UPHOL G8 CHAIR WHITE 12
IM01220 | Dental Chair Upholstery-Gnatus Inova Pad Plus Metallic Red #18 | 101001CHUPINPSEATMRED18 |  | A Class |  |  | I-Inventory | FG-Finish Good | R | Accessories | Dental Chair-Accessories | Dental Equiment | Main Location | 90184900 |  | FIFO | Gnatus | [8 empty] | 0 | 0 | 0 | 1 | 0 | 0 | [7 empty] | 1 |  | GN/DC/UPH/INOVA PAD PLUS CHAIR SEAT UPHOLSTERY METALLIC RED 18
IM01221 | Dental Chair Upholstery-Gnatus S200 Agata #102 | 101001CHUPS200AGATA102 |  | A Class |  |  | I-Inventory | FG-Finish Good | R | Accessories | Dental Chair-Accessories | Dental Equiment | Main Location | 90184900 |  | FIFO | Gnatus | [8 empty] | 0 | 0 | 0 | 1 | 0 | 0 | [7 empty] | 1 |  | GN/DC/UP/S200/GNATUS DENTAL CHAIR UPHOL AGATA 102
IM01222 | Dental Chair Upholstery-Gnatus S200 Dessert Rose #35 | 101001S200CHUPROSE35 |  | A Class |  |  | I-Inventory | FG-Finish Good | C | Accessories | Dental Chair-Accessories | Dental Equiment | Main Location | 90184900 |  | FIFO | Gnatus | [8 empty] | 0 | 0 | 0 | 1 | 0 | 0 | [7 empty] | 1 |  | GN/DC/UP/S200/GNATUS DENTAL CHAIR UPHOL DESERT ROSE-35
IM01223 | Dental Chair Upholstery-Gnatus S200 Golden #31 | 101001CHUPS200HGOLDEN31 |  | A Class |  |  | I-Inventory | FG-Finish Good | R | Accessories | Dental Chair-Accessories | Dental Equiment | Main Location | 90184900 |  | FIFO | Gnatus | [8 empty] | 0 | 0 | 0 | 1 | 0 | 0 | [7 empty] | 1 |  | GN/DC/UP/S200/GNATUS DENTAL CHAIR UPHOL GOLDEN-31
IM01224 | Dental Chair Upholstery-Gnatus S200 Granada #103 | 101001CHUPS200FGRANADA103 |  | A Class |  |  | I-Inventory | FG-Finish Good | R | Accessories | Dental Chair-Accessories | Dental Equiment | Main Location | 90184900 |  | FIFO | Gnatus | [8 empty] | 0 | 0 | 0 | 1 | 0 | 0 | [7 empty] | 1 |  | GN/DC/UP/S200/GNATUS DENTAL CHAIR UPHOL GRANADA 103
IM01225 | Dental Chair Upholstery-Gnatus S200 Light Blue #38 | 101001CHUPS200LBLUE38 |  | A Class |  |  | I-Inventory | FG-Finish Good | R | Accessories | Dental Chair-Accessories | Dental Equiment | Main Location | 90184900 |  | FIFO | Gnatus | [8 empty] | 0 | 0 | 0 | 1 | 0 | 0 | [7 empty] | 1 |  | GN/DC/UP/S200/GNATUS DENTAL CHAIR UPHOL L.BLUE -38
IM01226 | Dental Chair Upholstery-Gnatus S200 Navy Blue #39 | 101001CHUPS200NBLUE39 |  | A Class |  |  | I-Inventory | FG-Finish Good | R | Accessories | Dental Chair-Accessories | Dental Equiment | Main Location | 90184900 |  | FIFO | Gnatus | [8 empty] | 0 | 0 | 0 | 1 | 0 | 0 | [7 empty] | 1 |  | GN/DC/UP/S200/GNATUS DENTAL CHAIR UPHOLSERY NAVY BLUE-39
IM01227 | Dental Chair Upholstery-Gnatus S200 Nozes #90 | 101001CHUPS200FNOZES90 |  | A Class |  |  | I-Inventory | FG-Finish Good | R | Accessories | Dental Chair-Accessories | Dental Equiment | Main Location | 90184900 |  | FIFO | Gnatus | [8 empty] | 0 | 0 | 0 | 1 | 0 | 0 | [7 empty] | 1 |  | GN/DC/UP/S200/GNATUS DENTAL CHAIR UPHOL NOZES 90
IM01228 | Dental Chair Upholstery-Gnatus S200 Orange #41 | 101001CHUPS200ORANGE41 |  | A Class |  |  | I-Inventory | FG-Finish Good | R | Accessories | Dental Chair-Accessories | Dental Equiment | Main Location | 90184900 |  | FIFO | Gnatus | [8 empty] | 0 | 0 | 0 | 1 | 0 | 0 | [7 empty] | 1 |  | GN/DC/UP/S200/GNATUS DENTAL CHAIR UPHOL ORANGE-41
IM01229 | Dental Chair Upholstery-Gnatus S200 Silver #30 | 101001CHUPS200SILVER30 |  | A Class |  |  | I-Inventory | FG-Finish Good | R | Accessories | Dental Chair-Accessories | Dental Equiment | Main Location | 90184900 |  | FIFO | Gnatus | [8 empty] | 0 | 0 | 0 | 1 | 0 | 0 | [7 empty] | 1 |  | GN/DC/UP/S200/GNATUS DENTAL CHAIR UPHOL SILVER -30
IM01230 | Dental Chair Upholstery-Gnatus S500H Leather Campfire #44 | 101001UPHLCAMPFIRE44 |  | A Class |  |  | I-Inventory | FG-Finish Good | C | Accessories | Dental Chair-Accessories | Dental Equiment | Main Location | 90184900 |  | FIFO | Gnatus | [8 empty] | 0 | 0 | 0 | 1 | 0 | 0 | [7 empty] | 1 |  | GN/DC/UP/S500H/GNATUS DENTAL CHAIR LEATHER UPHOL CAMPFIRE-44
IM01231 | Dental Chair Upholstery-Gnatus S500H Leather Capri #45 | 101001CHUPS500HCAPRI45 |  | A Class |  |  | I-Inventory | FG-Finish Good | R | Accessories | Dental Chair-Accessories | Dental Equiment | Main Location | 90184900 |  | FIFO | Gnatus | [8 empty] | 0 | 0 | 0 | 1 | 0 | 0 | [7 empty] | 1 |  | GN/DC/UP/S500H/GNATUS DENTAL CHAIR LEATHER UPHOL CAPRI-45
IM01232 | Dental Chair Upholstery-Gnatus S500H Leather Marine #76 | 101001CHUPS500HMARINE76 |  | A Class |  |  | I-Inventory | FG-Finish Good | R | Accessories | Dental Chair-Accessories | Dental Equiment | Main Location | 90184900 |  | FIFO | Gnatus | [8 empty] | 0 | 0 | 0 | 1 | 0 | 0 | [7 empty] | 1 |  | GN/DC/UP/S500H/GNATUS DENTAL CHAIR LEATHER UPHOL MARINE-76
IM01233 | Dental Chair Upholstery-Gnatus S500H Leather Nozes #90 | 101001CHUPS500HNOZES90 |  | A Class |  |  | I-Inventory | FG-Finish Good | R | Accessories | Dental Chair-Accessories | Dental Equiment | Main Location | 90184900 |  | FIFO | Gnatus | [8 empty] | 0 | 0 | 0 | 1 | 0 | 0 | [7 empty] | 1 |  | GN/DC/UP/S500H/GNATUS DENTAL CHAIR LEATHER UPHOL NOZES-90
IM01234 | Dental Chair Upholstery-Gnatus Top Chair Lamenated Light Green #6 | 101001CHUPTOPLAMLGREEN06 |  | A Class |  |  | I-Inventory | FG-Finish Good | R | Accessories | Dental Chair-Accessories | Dental Equiment | Main Location | 90184900 |  | FIFO | Gnatus | [8 empty] | 0 | 0 | 0 | 1 | 0 | 0 | [7 empty] | 1 |  | GN/DC/UP/TOP GNATUS CH. UPHOL. (LAM L GREEN) 06
IM01235 | Dental Chair Upholstery-Gnatus Top Chair Lamenated Red #5 | 101001CHUPTOPLAMRED05 |  | A Class |  |  | I-Inventory | FG-Finish Good | R | Accessories | Dental Chair-Accessories | Dental Equiment | Main Location | 90184900 |  | FIFO | Gnatus | [8 empty] | 0 | 0 | 0 | 1 | 0 | 0 | [7 empty] | 1 |  | GN/DC/UP/TOP CHAIR GNATUS UPHOL. (LAM RED) 05
IM01236 | Dental Assistant Chair- Gnatus S200/300/400/5000H | 101037STOOLS500S400S300S200 |  | A Class |  |  | I-Inventory | FG-Finish Good | R | Accessories | Dental Chair-Accessories | Dental Equiment | Main Location | 90184900 |  | FIFO | Gnatus | [8 empty] | 0 | 0 | 0 | 1 | 0 | 0 | [7 empty] | 1 |  | GN/DS/MC/S500/S400/S300/S200 GNATUS DENTIST ASST. CHAIR
IM01237 | Dental Assistant Chair Upholstery-Gnatus S200-Angra/Light Green #88 | 101037STUPS200FLGREEN88 |  | A Class |  |  | I-Inventory | FG-Finish Good | R | Accessories | Dental Chair-Accessories | Dental Equiment | Main Location | 90184900 |  | FIFO | Gnatus | [8 empty] | 0 | 0 | 0 | 1 | 0 | 0 | [7 empty] | 1 |  | GN/DS/UP/S200/GNATUS DENTIST ASST CHAIR UPHOL. ANGRA/L.GREEN -88
IM01238 | Dental Assistant Chair Upholstery-Gnatus S300/400-Agata #102 | 101037STUPS300HS400HAGATA102 |  | A Class |  |  | I-Inventory | FG-Finish Good | R | Accessories | Dental Chair-Accessories | Dental Equiment | Main Location | 90184900 |  | FIFO | Gnatus | [8 empty] | 0 | 0 | 0 | 1 | 0 | 0 | [7 empty] | 1 |  | GN/DS/UP/S300/S400/GNATUS DENTIST ASST CHAIR UPHOL. AGATA 102
IM01239 | Dental Assistant Chair Upholstery-Gnatus S300/400-Angra/Light Green #88 | 101037STUPS300S400LGREEN88 |  | A Class |  |  | I-Inventory | FG-Finish Good | R | Accessories | Dental Chair-Accessories | Dental Equiment | Main Location | 90184900 |  | FIFO | Gnatus | [8 empty] | 0 | 0 | 0 | 1 | 0 | 0 | [7 empty] | 1 |  | GN/DS/UP/S300/S400/GNATUS DENTIST ASST CHAIR UPHOL. ANGRA/L.GREEN - 88
IM01240 | Dental Assistant Chair Upholstery-Gnatus S300/400-Granada #103 | 101037STUPS300HS400HGRANADA103 |  | A Class |  |  | I-Inventory | FG-Finish Good | R | Accessories | Dental Chair-Accessories | Dental Equiment | Main Location | 90184900 |  | FIFO | Gnatus | [8 empty] | 0 | 0 | 0 | 1 | 0 | 0 | [7 empty] | 1 |  | GN/DS/UP/S300/S400/GNATUS DENTIST ASST CHAIR UPHOL. GRANADA 103
IM01241 | Dental Assistant Chair Upholstery-Gnatus S300/400-Nozes #90 | 101037STUPS300HS400HNOZES90 |  | A Class |  |  | I-Inventory | FG-Finish Good | C | Accessories | Dental Chair-Accessories | Dental Equiment | Main Location | 90184900 |  | FIFO | Gnatus | [8 empty] | 0 | 0 | 0 | 1 | 0 | 0 | [7 empty] | 1 |  | GN/DS/UP/S300/S400/GNATUS DENTIST ASST CHAIR UPHOL. NOZES 90
IM01242 | Dental Chair Upholstery-Gnatus G3 New/G3 Plus Gold #31 | 101001CHUPG3PLUSGOLD31 |  | A Class |  |  | I-Inventory | FG-Finish Good | R | Accessories | Dental Chair-Accessories | Dental Equiment | Main Location | 90184900 |  | FIFO | Gnatus | [8 empty] | 0 | 0 | 0 | 1 | 0 | 0 | [7 empty] | 1 |  | GN/DC/UP/G3/GNATUS CHAIR UPHL G3 NEW/G3 PLUS GOLD 31
IM01243 | Dental Chair Upholstery-Gnatus G3 New/G3 Plus Light Blue #43 | 101001CHUPG3PLUSLBLUE43 |  | A Class |  |  | I-Inventory | FG-Finish Good | R | Accessories | Dental Chair-Accessories | Dental Equiment | Main Location | 90184900 |  | FIFO | Gnatus | [8 empty] | 0 | 0 | 0 | 1 | 0 | 0 | [7 empty] | 1 |  | GN/DC/UP/G3/GNATUS CHAIR UPHL G3 NEW/G3 PLUS L. BLUE 43
IM01244 | Dental Chair Upholstery-Gnatus G3 New/G3 Plus Light Green #36 | 101001CHUPG3PLUSLGREEN36 |  | A Class |  |  | I-Inventory | FG-Finish Good | R | Accessories | Dental Chair-Accessories | Dental Equiment | Main Location | 90330000 |  | FIFO | Gnatus | [8 empty] | 0 | 0 | 0 | 1 | 0 | 0 | [7 empty] | 1 |  | GN/DC/UP/G3/ GNATUS CHAIR UPHL G3 NEW/G3 PLUS L . GREEN 36
IM01245 | Dental Chair Upholstery-Gnatus G3 New/G3 Plus Lilac #34 | 101001CHUPG3PLUSLILAC34 |  | A Class |  |  | I-Inventory | FG-Finish Good | R | Accessories | Dental Chair-Accessories | Dental Equiment | Main Location | 90184900 |  | FIFO | Gnatus | [8 empty] | 0 | 0 | 0 | 1 | 0 | 0 | [7 empty] | 1 |  | GN/DC/UP/G3/ GNATUS CHAIR UPHL G3 NEW/G3 PLUS LILAC 34
IM01246 | Dental Chair Upholstery-Gnatus G3 New/G3 Plus Mint Green #42 | 101001CHUPG3PLUSMINTGREEN42 |  | A Class |  |  | I-Inventory | FG-Finish Good | R | Accessories | Dental Chair-Accessories | Dental Equiment | Main Location | 90184900 |  | FIFO | Gnatus | [8 empty] | 0 | 0 | 0 | 1 | 0 | 0 | [7 empty] | 1 |  | GN/DC/UP/G3/GNATUS CHAIR UPHL G3 NEW/G3 PLUS MINT GREEN 42
IM01247 | Dental Chair Upholstery-Gnatus G3 New/G3 Plus Navy Blue #39 | 101001CHUPG3PLUSNAVYBLUE39 |  | A Class |  |  | I-Inventory | FG-Finish Good | R | Accessories | Dental Chair-Accessories | Dental Equiment | Main Location | 90184900 |  | FIFO | Gnatus | [8 empty] | 0 | 0 | 0 | 1 | 0 | 0 | [7 empty] | 1 |  | GN/DC/UP/G3/GNATUS CHAIR UPHL G3 NEW/G3 PLUS NAVY BLUE 39
IM01248 | Dental Chair Upholstery-Gnatus G3 New/G3 Plus Orange #41 | 101001CHUPG3PLUSORANGE41 |  | A Class |  |  | I-Inventory | FG-Finish Good | R | Accessories | Dental Chair-Accessories | Dental Equiment | Main Location | 90184900 |  | FIFO | Gnatus | [8 empty] | 0 | 0 | 0 | 1 | 0 | 0 | [7 empty] | 1 |  | GN/DC/UP/G3/GNATUS CHAIR UPHL G3 NEW/G3 PLUS ORANGE 41
IM01249 | Dental Chair Upholstery-Gnatus G3 New/G3 Plus Red #32 | 101001CHUPG3PLUSRED32 |  | A Class |  |  | I-Inventory | FG-Finish Good | R | Accessories | Dental Chair-Accessories | Dental Equiment | Main Location | 90184900 |  | FIFO | Gnatus | [8 empty] | 0 | 0 | 0 | 1 | 0 | 0 | [7 empty] | 1 |  | GN/DC/UP/G3/GNATUS CHAIR UPHL G3 NEW/G3 PLUS RED 32
IM01250 | Dental Chair Upholstery-Gnatus G3 New/G3 Plus White #40 | 101001CHUPG3WHITE40 |  | A Class |  |  | I-Inventory | FG-Finish Good | R | Accessories | Dental Chair-Accessories | Dental Equiment | Main Location | 90184900 |  | FIFO | Gnatus | [8 empty] | 0 | 0 | 0 | 1 | 0 | 0 | [7 empty] | 1 |  | GN/DC/UP/G3 GNATUS CHAIR UPHL G3 NEW G3 PLUS WHITE 40
IM01251 | Dental Chair Upholstery-Gnatus S200 Angra/Light Green #88 | 101001CHUPS200FLGREEN88 |  | A Class |  |  | I-Inventory | FG-Finish Good | R | Accessories | Dental Chair-Accessories | Dental Equiment | Main Location | 90184900 |  | FIFO | Gnatus | [8 empty] | 0 | 0 | 0 | 1 | 0 | 0 | [7 empty] | 1 |  | GN/DC/UP/S200/GNATUS DENTAL CHAIR UPHOL ANGRA /L. GREEN -88
IM01252 | Dental Chair Upholstery-Gnatus S300/400 Agata #102 | 101001CHUPS300HS400HAGATA102 |  | A Class |  |  | I-Inventory | FG-Finish Good | R | Accessories | Dental Chair-Accessories | Dental Equiment | Main Location | 90184900 |  | FIFO | Gnatus | [8 empty] | 0 | 0 | 0 | 1 | 0 | 0 | [7 empty] | 1 |  | GN/DC/UP/S300/S400/GNATUS DENTAL CHAIR UPHOL AGATA 102
IM01253 | Dental Chair Upholstery-Gnatus S300/400 Angra/Light Green #88 | 101001CHUPS300HS400HLGREEN88 |  | A Class |  |  | I-Inventory | FG-Finish Good | R | Accessories | Dental Chair-Accessories | Dental Equiment | Main Location | 90184900 |  | FIFO | Gnatus | [8 empty] | 0 | 0 | 0 | 1 | 0 | 0 | [7 empty] | 1 |  | GN/DC/UP/S300/S400/GNATUS DENTAL CHAIR UPHOL ANGRA /L. GREEN -88
IM01254 | Dental Chair Upholstery-Gnatus S300/400 Golden #31 | 101001CHUPS300S400GOLDEN31 |  | A Class |  |  | I-Inventory | FG-Finish Good | R | Accessories | Dental Chair-Accessories | Dental Equiment | Main Location | 90184900 |  | FIFO | Gnatus | [8 empty] | 0 | 0 | 0 | 1 | 0 | 0 | [7 empty] | 1 |  | GN/DC/UP/S300/S400/GNATUS DENTAL CHAIR UPHOL GOLDEN-31
IM01255 | Dental Chair Upholstery-Gnatus S300/400 Granda #103 | 101001CHUPS300HS400HGRANADA103 |  | A Class |  |  | I-Inventory | FG-Finish Good | R | Accessories | Dental Chair-Accessories | Dental Equiment | Main Location | 90184900 |  | FIFO | Gnatus | [8 empty] | 0 | 0 | 0 | 1 | 0 | 0 | [7 empty] | 1 |  | GN/DC/UP/S300/S400/GNATUS DENTAL CHAIR UPHOL GRANADA 103
IM01256 | Dental Chair Upholstery-Gnatus S300/400 Light Blue #38 | 101001CHUPS300S400LBLUE38 |  | A Class |  |  | I-Inventory | FG-Finish Good | R | Accessories | Dental Chair-Accessories | Dental Equiment | Main Location | 90184900 |  | FIFO | Gnatus | [8 empty] | 0 | 0 | 0 | 1 | 0 | 0 | [7 empty] | 1 |  | GN/DC/UP/S300/S400/GNATUS DENTAL CHAIR UPHOL L.BLUE -38
IM01257 | Dental Chair Upholstery-Gnatus S300/400 Navy Blue #39 | 101001CHUPS300S400NBLUE39 |  | A Class |  |  | I-Inventory | FG-Finish Good | R | Accessories | Dental Chair-Accessories | Dental Equiment | Main Location | 90184900 |  | FIFO | Gnatus | [8 empty] | 0 | 0 | 0 | 1 | 0 | 0 | [7 empty] | 1 |  | GN/DC/UP/S300/S400/GNATUS DENTAL CHAIR UPHOL NAVY BLUE-39
IM01258 | Dental Chair Upholstery-Gnatus S300/400 Nozes #90 | 101001CHUPS300HS400HNOZES90 |  | A Class |  |  | I-Inventory | FG-Finish Good | R | Accessories | Dental Chair-Accessories | Dental Equiment | Main Location | 90184900 |  | FIFO | Gnatus | [8 empty] | 0 | 0 | 0 | 1 | 0 | 0 | [7 empty] | 1 |  | GN/DC/UP/S300/S400/GNATUS DENTAL CHAIR UPHOL NOZES 90
IM01259 | Dental Chair Upholstery-Gnatus S300/400 Orange #41 | 101001CHUPS300S400ORANGE41 |  | A Class |  |  | I-Inventory | FG-Finish Good | R | Accessories | Dental Chair-Accessories | Dental Equiment | Main Location | 90184900 |  | FIFO | Gnatus | [8 empty] | 0 | 0 | 0 | 1 | 0 | 0 | [7 empty] | 1 |  | GN/DC/UP/S300/S400/GNATUS DENTAL CHAIR UPHOL ORANGE-41
IM01260 | Dental Chair Upholstery-Gnatus S300/400 Silver #30 | 101001CHUPS300S400SILVER30 |  | A Class |  |  | I-Inventory | FG-Finish Good | R | Accessories | Dental Chair-Accessories | Dental Equiment | Main Location | 90184900 |  | FIFO | Gnatus | [8 empty] | 0 | 0 | 0 | 1 | 0 | 0 | [7 empty] | 1 |  | GN/DC/UP/S300/S400/GNATUS DENTAL CHAIR UPHOL SILVER-30
IM01261 | Installation Kit- Utkrisht | KIT-110UTKRISHTCHAIR |  | A Class |  |  | I-Inventory | TG-Trading Good |  | Consumables | Dental Chair-Consumables | Dental Equiment | Main Location |  |  | FIFO | Bestodent | [8 empty] | 0 | 0 | 0 | 1 | 0 | 0 | [7 empty] | 1 |  | KIT -110 INSTALLATION KIT FOR UTKRISHT CHAIR
IM01262 | Dental Chair Spares-Cefla Clamp of Monitor for Chair | 106001TFTCLAMP |  | A Class |  |  | I-Inventory | FG-Finish Good | R | Spares | Dental Chair-Spares | Dental Equiment | Main Location | 90184900 |  | FIFO | Anthos/Cefla | [8 empty] | 0 | 0 | 0 | 1 | 0 | 0 | [7 empty] | 1 |  | AN/AC/ANTHOS/TFT/CLAMP OF MONITOR FOR ANTHOS CHAIR
IM01263 | Dental Chair Spares- Anthos- Halogen Light for Anthos A2 Chair | 106001A2HALOGENLIGHT |  | A Class |  |  | I-Inventory | FG-Finish Good | R | Spares | Dental Chair-Spares | Dental Equiment | Main Location | 90184900 |  | FIFO | Anthos/Cefla | [8 empty] | 0 | 0 | 0 | 1 | 0 | 0 | [7 empty] | 1 |  | AN/DL/AC/HALOGEN LIGHT FOR ANTHOS A2 CHAIR
IM01264 | Dental Chair Spares-Anthos Syr Valve Front Body for 2-95509135 | 106001FRONTBODY95509135 |  | A Class |  |  | I-Inventory | FG-Finish Good | R | Spares | Dental Chair-Spares | Dental Equiment | Main Location | 90330000 |  | FIFO | Anthos/Cefla | [8 empty] | 0 | 0 | 0 | 1 | 0 | 0 | [7 empty] | 1 |  | CF/DC/SP/SYR.VALVE FRONT BODY OR FOR 2-95509135
IM01265 | Dental Chair-Spares- Avayana Handpeice Coupling Outer Sleeve | 203052HPCPLNGOUTERSLEEVE |  | A Class |  |  | I-Inventory | FG-Finish Good | C | Spares | Dental Chair-Spares | Dental Equiment | Main Location | 90330000 |  | FIFO | Confident | [8 empty] | 0 | 0 | 0 | 1 | 0 | 0 | [7 empty] | 1 |  | CF/DC/SP/HANDPIECE COUPLING-OUTER SLEEVE
IM01266 | Dental Chair-Spares- Avayana Suction Motor Cover | 203052SUCTIONMOTORCOVER |  | A Class |  |  | I-Inventory | FG-Finish Good | R | Spares | Dental Chair-Spares | Dental Equiment | Main Location | 90330000 |  | FIFO | Confident | [8 empty] | 0 | 0 | 0 | 1 | 0 | 0 | [7 empty] | 1 |  | CF/LU/SP/ CONFIDENT SUCTION MOTOR COVER
IM01267 | Dental Chair-Spares- Avayana Suction Motor SM01 | 203011MOTORSM01 |  | A Class |  |  | I-Inventory | FG-Finish Good | R | Spares | Dental Chair-Spares | Dental Equiment | Main Location | 90330000 |  | FIFO | Confident | [8 empty] | 0 | 0 | 0 | 1 | 0 | 0 | [7 empty] | 1 |  | CF/LU/SP/ CONFIDENT SUCTION MOTOR SM01
IM01268 | Dental Chair-Spares- Avayana LED Fixing Cap | 203052LEDFIXINGCAP |  | A Class |  |  | I-Inventory | FG-Finish Good | C | Spares | Dental Chair-Spares | Dental Equiment | Main Location | 90330000 |  | FIFO | Confident | [8 empty] | 0 | 0 | 0 | 1 | 0 | 0 | [7 empty] | 1 |  | CF/LU/SP/ LED FIXING CAP
IM01269 | Dental Chair-Spares- Avayana LED Light Poly Block | 203052LIGHTPOLYBACK |  | A Class |  |  | I-Inventory | FG-Finish Good | C | Spares | Dental Chair-Spares | Dental Equiment | Main Location | 90330000 |  | FIFO | Confident | [8 empty] | 0 | 0 | 0 | 1 | 0 | 0 | [7 empty] | 1 |  | CF/LU/SP/ LED LIGHT POLY BLOCK
IM01270 | Dental Chair-Spares- Avayana SS10 A PCB | 203001SS10APCB |  | A Class |  |  | I-Inventory | FG-Finish Good | R | Spares | Dental Chair-Spares | Dental Equiment | Main Location | 90330000 |  | FIFO | Confident | [8 empty] | 0 | 0 | 0 | 1 | 0 | 0 | [7 empty] | 1 |  | CF/LU/SP/CONFIDENT SS10 A PCB
IM01271 | Dental Chair-Spares- Avayana Chair Left Handrest Arm | 203001LEFTHANDRESTARM |  | A Class |  |  | I-Inventory | FG-Finish Good | R | Spares | Dental Chair-Spares | Dental Equiment | Main Location | 90330000 |  | FIFO | Confident | [8 empty] | 0 | 0 | 0 | 1 | 0 | 0 | [7 empty] | 1 |  | CN/DC/SP CONFIDENT CHAIR LEFT HANDREST ARM
IM01272 | Dental Chair-Spares- Avayana Chair Right Handrest Arm | 203001RIGHTHANDRESTARM |  | A Class |  |  | I-Inventory | FG-Finish Good | C | Spares | Dental Chair-Spares | Dental Equiment | Main Location | 90330000 |  | FIFO | Confident | [8 empty] | 0 | 0 | 0 | 1 | 0 | 0 | [7 empty] | 1 |  | CN/DC/SP CONFIDENT CHAIR RIGHT HANDREST ARM
IM01273 | Dental Chair-Spares- Avayana Chair Delivery Unit Pressure Gauge | 203052DCPRESUREGAUGE |  | A Class |  |  | I-Inventory | FG-Finish Good | C | Spares | Dental Chair-Spares | Dental Equiment | Main Location | 90330000 |  | FIFO | Confident | [8 empty] | 0 | 0 | 0 | 1 | 0 | 0 | [7 empty] | 1 |  | CN/DC/SP/ CONFIDENT CHAIR DELIVERY UNIT PRESSURE GAUGE
IM01274 | Dental Chair-Spares- Avayana Chair Main PCB-ECC Z 60 PCB | 203001PCBECCZ60 |  | A Class |  |  | I-Inventory | FG-Finish Good | R | Spares | Dental Chair-Spares | Dental Equiment | Main Location | 90330000 |  | FIFO | Confident | [8 empty] | 0 | 0 | 0 | 1 | 0 | 0 | [7 empty] | 1 |  | CN/DC/SP/ CONFIDENT CHAIR MAIN PCB- ECC Z 60 PCB
IM01275 | Dental Chair-Spares- Avayana Chair Motor Backrest JC100 | 203001BACKRESTMOTORJC100 |  | A Class |  |  | I-Inventory | FG-Finish Good | R | Spares | Dental Chair-Spares | Dental Equiment | Main Location | 90330000 |  | FIFO | Confident | [8 empty] | 0 | 0 | 0 | 1 | 0 | 0 | [7 empty] | 1 |  | CN/DC/SP/ CONFIDENT CHAIR MOTOR BACKREST JC100
IM01276 | Dental Chair-Spares- Avayana Chair 2 HP Modular Black Sheet | 203052DCMODULARBLACKSHEET |  | A Class |  |  | I-Inventory | FG-Finish Good | C | Spares | Dental Chair-Spares | Dental Equiment | Main Location | 90330000 |  | FIFO | Confident | [8 empty] | 0 | 0 | 0 | 1 | 0 | 0 | [7 empty] | 1 |  | CN/DC/SP/CONFIDENT CHAIR 2 HP MODULAR BLACK SHEET
IM01277 | Dental Chair-Spares- Avayana Chair 3 Way Syringe Tubing | 2030523WAYTUBING |  | A Class |  |  | I-Inventory | FG-Finish Good | C | Spares | Dental Chair-Spares | Dental Equiment | Main Location | 90330000 |  | FIFO | Confident | [8 empty] | 0 | 0 | 0 | 1 | 0 | 0 | [7 empty] | 1 |  | CN/DC/SP/CONFIDENT CHAIR 3 WAY SYRINGE TUBING
IM01278 | Dental Chair-Spares- Avayana Chair Air Regulator | 203052DCAIRREGULATOR |  | A Class |  |  | I-Inventory | FG-Finish Good | C | Spares | Dental Chair-Spares | Dental Equiment | Main Location | 90330000 |  | FIFO | Confident | [8 empty] | 0 | 0 | 0 | 1 | 0 | 0 | [7 empty] | 1 |  | CN/DC/SP/CONFIDENT CHAIR AIR REGULATOR
IM01279 | Dental Chair-Spares- Avayana Chair Bottle Holder | 203001BOTTLEHOLDER |  | A Class |  |  | I-Inventory | FG-Finish Good | R | Spares | Dental Chair-Spares | Dental Equiment | Main Location | 90330000 |  | FIFO | Confident | [8 empty] | 0 | 0 | 0 | 1 | 0 | 0 | [7 empty] | 1 |  | CN/DC/SP/CONFIDENT CHAIR BOTTLE HOLDER
IM01280 | Dental Chair-Spares- Avayana Chair Bottle Holder Ring | 203052DCBOOTLEHOLDERRING |  | A Class |  |  | I-Inventory | FG-Finish Good | C | Spares | Dental Chair-Spares | Dental Equiment | Main Location | 90330000 |  | FIFO | Confident | [8 empty] | 0 | 0 | 0 | 1 | 0 | 0 | [7 empty] | 1 |  | CN/DC/SP/CONFIDENT CHAIR BOTTLE HOLDER RING
IM01281 | Dental Chair-Spares- Avayana Chair Combined Solenoid Valve | 203052DCCOMBOVALVE |  | A Class |  |  | I-Inventory | FG-Finish Good | R | Spares | Dental Chair-Spares | Dental Equiment | Main Location | 90330000 |  | FIFO | Confident | [8 empty] | 0 | 0 | 0 | 1 | 0 | 0 | [7 empty] | 1 |  | CN/DC/SP/CONFIDENT CHAIR COMBINED SOLENOID VALVE
IM01282 | Dental Chair-Spares- Avayana Chair Delivery Unit Upper Cover | 203052CHAIRUPPERCOVER |  | A Class |  |  | I-Inventory | FG-Finish Good | R | Spares | Dental Chair-Spares | Dental Equiment | Main Location | 90330000 |  | FIFO | Confident | [8 empty] | 0 | 0 | 0 | 1 | 0 | 0 | [7 empty] | 1 |  | CN/DC/SP/CONFIDENT CHAIR DELIVERY UNIT UPPER COVER
IM01283 | Dental Chair-Spares- Avayana Chair ECC Z 40 KBD U2103041 (5 Switch) | 203052DCU2103041 |  | A Class |  |  | I-Inventory | FG-Finish Good | R | Spares | Dental Chair-Spares | Dental Equiment | Main Location | 90330000 |  | FIFO | Confident | [8 empty] | 0 | 0 | 0 | 1 | 0 | 0 | [7 empty] | 1 |  | CN/DC/SP/CONFIDENT CHAIR ECC Z 40 KBD U2103041 ( 5 SWITCH)
IM01284 | Dental Chair-Spares- Avayana Chair Foot Control Joy Stick ECC 20 | 203001FOOTCNTRLJOYSTICKECC20 |  | A Class |  |  | I-Inventory | FG-Finish Good | R | Spares | Dental Chair-Spares | Dental Equiment | Main Location | 90330000 |  | FIFO | Confident | [8 empty] | 0 | 0 | 0 | 1 | 0 | 0 | [7 empty] | 1 |  | CN/DC/SP/CONFIDENT CHAIR FOOT CONTROL JOY STICK ECC20
IM01285 | Dental Chair-Spares- Avayana Chair Foot Control Valve | 203001FOOTCONTROLVALVE |  | A Class |  |  | I-Inventory | FG-Finish Good | R | Spares | Dental Chair-Spares | Dental Equiment | Main Location | 90330000 |  | FIFO | Confident | [8 empty] | 0 | 0 | 0 | 1 | 0 | 0 | [7 empty] | 1 |  | CN/DC/SP/CONFIDENT CHAIR FOOT CONTROL VALVE
IM01286 | Dental Chair-Spares- Avayana Chair Foot Control Valve O Ring | 203052FOOTCNTRLVALVEORING |  | A Class |  |  | I-Inventory | FG-Finish Good | C | Spares | Dental Chair-Spares | Dental Equiment | Main Location | 90330000 |  | FIFO | Confident | [8 empty] | 0 | 0 | 0 | 1 | 0 | 0 | [7 empty] | 1 |  | CN/DC/SP/CONFIDENT CHAIR FOOT CONTROL VALVE O RING
IM01287 | Dental Chair-Spares- Avayana Chair Foot Micro Motor Switch | 203052DCFOOTMMSWITCH |  | A Class |  |  | I-Inventory | FG-Finish Good | C | Spares | Dental Chair-Spares | Dental Equiment | Main Location | 90330000 |  | FIFO | Confident | [8 empty] | 0 | 0 | 0 | 1 | 0 | 0 | [7 empty] | 1 |  | CN/DC/SP/CONFIDENT CHAIR FOOT MICRO MOTOR SWITCH
IM01288 | Dental Chair-Spares- Avayana Chair Hanger Valve O Ring And Spring | 203052HANGOVERVALVEORING |  | A Class |  |  | I-Inventory | FG-Finish Good | C | Spares | Dental Chair-Spares | Dental Equiment | Main Location | 90330000 |  | FIFO | Confident | [8 empty] | 0 | 0 | 0 | 1 | 0 | 0 | [7 empty] | 1 |  | CN/DC/SP/CONFIDENT CHAIR HANGER VALVE O RING AND SPRING
IM01289 | Dental Chair-Spares- Avayana Chair Holder Box | 203001HOLDERBOX |  | A Class |  |  | I-Inventory | FG-Finish Good | R | Spares | Dental Chair-Spares | Dental Equiment | Main Location | 90330000 |  | FIFO | Confident | [8 empty] | 0 | 0 | 0 | 1 | 0 | 0 | [7 empty] | 1 |  | CN/DC/SP/CONFIDENT CHAIR HOLDER BOX
IM01290 | Dental Chair-Spares- Avayana Chair LED Light Reflector Fitting Knob | 203052REFLECTORFITTINGKNOB |  | A Class |  |  | I-Inventory | FG-Finish Good | R | Spares | Dental Chair-Spares | Dental Equiment | Main Location | 90330000 |  | FIFO | Confident | [8 empty] | 0 | 0 | 0 | 1 | 0 | 0 | [7 empty] | 1 |  | CN/DC/SP/CONFIDENT CHAIR LED LIGHT REFLECTOR FITTING KNOB
IM01291 | Dental Chair-Spares- Avayana Chair LED Light U Frame | 203052LEDFRAME |  | A Class |  |  | I-Inventory | FG-Finish Good | R | Spares | Dental Chair-Spares | Dental Equiment | Main Location | 90330000 |  | FIFO | Confident | [8 empty] | 0 | 0 | 0 | 1 | 0 | 0 | [7 empty] | 1 |  | CN/DC/SP/CONFIDENT CHAIR LED LIGHT U FRAME
IM01292 | Dental Chair-Spares- Avayana Chair Low Suction Tubing | 203052SUCTIONTUBING |  | A Class |  |  | I-Inventory | FG-Finish Good | C | Spares | Dental Chair-Spares | Dental Equiment | Main Location | 90330000 |  | FIFO | Confident | [8 empty] | 0 | 0 | 0 | 1 | 0 | 0 | [7 empty] | 1 |  | CN/DC/SP/CONFIDENT CHAIR LOW SUCTION TUBING
IM01293 | Dental Chair-Spares- Avayana Chair Micro Motor | 203052DCMICROMOTOR |  | A Class |  |  | I-Inventory | FG-Finish Good | R | Spares | Dental Chair-Spares | Dental Equiment | Main Location | 90330000 |  | FIFO | Confident | [8 empty] | 0 | 0 | 0 | 1 | 0 | 0 | [7 empty] | 1 |  | CN/DC/SP/CONFIDENT CHAIR MICRO MOTOR
IM01294 | Dental Chair-Spares- Avayana Chair Micromotor PCB DCS DIGI18 With DIGI18 KBD | 203001MMPCBDIGI18 |  | A Class |  |  | I-Inventory | FG-Finish Good | R | Spares | Dental Chair-Spares | Dental Equiment | Main Location | 90330000 |  | FIFO | Confident | [8 empty] | 0 | 0 | 0 | 1 | 0 | 0 | [7 empty] | 1 |  | CN/DC/SP/CONFIDENT CHAIR MICROMOTOR PCB DCS DIGI18 WITH DIGI 18 KBD
IM01295 | Dental Chair-Spares- Avayana Chair Motor UP Down JC100 | 203001UPDOWNMOTORJC100 |  | A Class |  |  | I-Inventory | FG-Finish Good | R | Spares | Dental Chair-Spares | Dental Equiment | Main Location | 90330000 |  | FIFO | Confident | [8 empty] | 0 | 0 | 0 | 1 | 0 | 0 | [7 empty] | 1 |  | CN/DC/SP/CONFIDENT CHAIR MOTOR UP DOWN JC100
IM01296 | Dental Chair-Spares- Avayana Chair Scaler Cable-Non Optic | 203001SCALERCABLENONOPTIC |  | A Class |  |  | I-Inventory | FG-Finish Good | R | Spares | Dental Chair-Spares | Dental Equiment | Main Location | 90330000 |  | FIFO | Confident | [8 empty] | 0 | 0 | 0 | 1 | 0 | 0 | [7 empty] | 1 |  | CN/DC/SP/CONFIDENT CHAIR SCALER CABLE( NON OPTIC)
IM01297 | Dental Chair-Spares- Avayana Chair Scaler Handpeice Non Optic | 203001HANDPIECENONOPTIC |  | A Class |  |  | I-Inventory | FG-Finish Good | R | Spares | Dental Chair-Spares | Dental Equiment | Main Location | 90330000 |  | FIFO | Confident | [8 empty] | 0 | 0 | 0 | 1 | 0 | 0 | [7 empty] | 1 |  | CN/DC/SP/CONFIDENT CHAIR SCALER HANDPIECE (NON OPTIC)
IM01298 | Dental Chair-Spares- Avayana Chair Scaler PCB | 203052SCALERPCB |  | A Class |  |  | I-Inventory | FG-Finish Good | R | Spares | Dental Chair-Spares | Dental Equiment | Main Location | 90330000 |  | FIFO | Confident | [8 empty] | 0 | 0 | 0 | 1 | 0 | 0 | [7 empty] | 1 |  | CN/DC/SP/CONFIDENT CHAIR SCALER PCB
IM01299 | Dental Chair-Spares- Avayana Chair Scaler Solenoid Valve | 203052DCSCALERVALVE |  | A Class |  |  | I-Inventory | FG-Finish Good | R | Spares | Dental Chair-Spares | Dental Equiment | Main Location | 90330000 |  | FIFO | Confident | [8 empty] | 0 | 0 | 0 | 1 | 0 | 0 | [7 empty] | 1 |  | CN/DC/SP/CONFIDENT CHAIR SCALER SOLENOID VALVE
IM01300 | Dental Chair-Spares- Avayana Chair Spitton Coupling | 203052SPITTONCOULDING |  | A Class |  |  | I-Inventory | FG-Finish Good | C | Spares | Dental Chair-Spares | Dental Equiment | Main Location | 90330000 |  | FIFO | Confident | [8 empty] | 0 | 0 | 0 | 1 | 0 | 0 | [7 empty] | 1 |  | CN/DC/SP/CONFIDENT CHAIR SPITTON COULING
IM01301 | Dental Chair-Spares- Avayana Chair Spitton MOT003 | 203001SPITOONMOT003 |  | A Class |  |  | I-Inventory | FG-Finish Good | R | Spares | Dental Chair-Spares | Dental Equiment | Main Location | 90330000 |  | FIFO | Confident | [8 empty] | 0 | 0 | 0 | 1 | 0 | 0 | [7 empty] | 1 |  | CN/DC/SP/CONFIDENT CHAIR SPITTON MOT003
IM01302 | Dental Chair-Spares- Avayana Chair Suction Bottle Sensor ROD | 203001BOTTLESENSORROD |  | A Class |  |  | I-Inventory | FG-Finish Good | R | Spares | Dental Chair-Spares | Dental Equiment | Main Location | 90330000 |  | FIFO | Confident | [8 empty] | 0 | 0 | 0 | 1 | 0 | 0 | [7 empty] | 1 |  | CN/DC/SP/CONFIDENT CHAIR SUCTION BOTTLE SENSOR ROD
IM01303 | Dental Chair-Spares- Avayana Chair Suction Holder Switch | 203052SUCTIONHOLDERSWICH |  | A Class |  |  | I-Inventory | FG-Finish Good | C | Spares | Dental Chair-Spares | Dental Equiment | Main Location | 90330000 |  | FIFO | Confident | [8 empty] | 0 | 0 | 0 | 1 | 0 | 0 | [7 empty] | 1 |  | CN/DC/SP/CONFIDENT CHAIR SUCTION HOLDER SWITCH
IM01304 | Dental Chair-Spares- Avayana Chair Suction PCB 14 | 203001SUCTIONPCB14PCB |  | A Class |  |  | I-Inventory | FG-Finish Good | R | Spares | Dental Chair-Spares | Dental Equiment | Main Location | 90330000 |  | FIFO | Confident | [8 empty] | 0 | 0 | 0 | 1 | 0 | 0 | [7 empty] | 1 |  | CN/DC/SP/CONFIDENT CHAIR SUCTION PCB SUCTION 14 PCB
IM01305 | Dental Chair-Spares- Avayana Chair Transformer MI01 | 203001TRANSFORMERMI01 |  | A Class |  |  | I-Inventory | FG-Finish Good | R | Spares | Dental Chair-Spares | Dental Equiment | Main Location | 90330000 |  | FIFO | Confident | [8 empty] | 0 | 0 | 0 | 1 | 0 | 0 | [7 empty] | 1 |  | CN/DC/SP/CONFIDENT CHAIR TRANSFORMER MI01
IM01306 | Dental Chair- Spares- Avayana Chair Tumbler Spitton Switch MBk | 203001SPITOONSWITCHMBK |  | A Class |  |  | I-Inventory | FG-Finish Good | R | Spares | Dental Chair-Spares | Dental Equiment | Main Location | 90330000 |  | FIFO | Confident | [8 empty] | 0 | 0 | 0 | 1 | 0 | 0 | [7 empty] | 1 |  | CN/DC/SP/CONFIDENT CHAIR TUMBLER SPITOON SWITCH MBK
IM01307 | Dental Chair-Spares- Avayana Chair Water Booster Valve | 203001WATERBOOSTERVALVE |  | A Class |  |  | I-Inventory | FG-Finish Good | R | Spares | Dental Chair-Spares | Dental Equiment | Main Location | 90330000 |  | FIFO | Confident | [8 empty] | 0 | 0 | 0 | 1 | 0 | 0 | [7 empty] | 1 |  | CN/DC/SP/CONFIDENT CHAIR WATER BOOSTER VALVE
IM01308 | Dental Chair-Spares- Avayana Chair Water Bottle | 203052DCWATERBOTTLE |  | A Class |  |  | I-Inventory | FG-Finish Good | C | Spares | Dental Chair-Spares | Dental Equiment | Main Location | 90330000 |  | FIFO | Confident | [8 empty] | 0 | 0 | 0 | 1 | 0 | 0 | [7 empty] | 1 |  | CN/DC/SP/CONFIDENT CHAIR WATER BOTTLE
IM01309 | Dental Chair-Spares- Avayana Chair Water Filter | 203052DCWATERFILTER |  | A Class |  |  | I-Inventory | FG-Finish Good | C | Spares | Dental Chair-Spares | Dental Equiment | Main Location | 90330000 |  | FIFO | Confident | [8 empty] | 0 | 0 | 0 | 1 | 0 | 0 | [7 empty] | 1 |  | CN/DC/SP/CONFIDENT CHAIR WATER FILTER
IM01310 | Dental Chair-Spares- Avayana Chair Water Retraction Valve | 203001WATERRETRACTORVALVE |  | A Class |  |  | I-Inventory | FG-Finish Good | R | Spares | Dental Chair-Spares | Dental Equiment | Main Location | 90330000 |  | FIFO | Confident | [8 empty] | 0 | 0 | 0 | 1 | 0 | 0 | [7 empty] | 1 |  | CN/DC/SP/CONFIDENT CHAIR WATER RETRACTION VALVE
IM01311 | Dental Chair-Spares- Avayana Chair Water Retraction Valve-O-Ring | 203052RETRACTIONVALVEORING |  | A Class |  |  | I-Inventory | FG-Finish Good | C | Spares | Dental Chair-Spares | Dental Equiment | Main Location | 90330000 |  | FIFO | Confident | [8 empty] | 0 | 0 | 0 | 1 | 0 | 0 | [7 empty] | 1 |  | CN/DC/SP/CONFIDENT CHAIR WATER RETRACTION VALVE-O-RING
IM01312 | Dental Chair-Spares- Avayana Chair Water Spray Valve | 203001WATERSPRAYVALVE |  | A Class |  |  | I-Inventory | FG-Finish Good | R | Spares | Dental Chair-Spares | Dental Equiment | Main Location | 90330000 |  | FIFO | Confident | [8 empty] | 0 | 0 | 0 | 1 | 0 | 0 | [7 empty] | 1 |  | CN/DC/SP/CONFIDENT CHAIR WATER SPRAY VALVE
IM01313 | Dental Chair-Spares- Avayana Chair Water Spray Valve-O-Ring | 203052SPRAYVALVEORING |  | A Class |  |  | I-Inventory | FG-Finish Good | C | Spares | Dental Chair-Spares | Dental Equiment | Main Location | 90330000 |  | FIFO | Confident | [8 empty] | 0 | 0 | 0 | 1 | 0 | 0 | [7 empty] | 1 |  | CN/DC/SP/CONFIDENT CHAIR WATER SPRAY VALVE O-RING
IM01314 | Dental Chair-Spares- Avayana Chair X-Ray Viewer | 203052DCXRAYVIEWER |  | A Class |  |  | I-Inventory | FG-Finish Good | C | Spares | Dental Chair-Spares | Dental Equiment | Main Location | 90330000 |  | FIFO | Confident | [8 empty] | 0 | 0 | 0 | 1 | 0 | 0 | [7 empty] | 1 |  | CN/DC/SP/CONFIDENT CHAIR X-RAY VIEWER
IM01315 | Dental Chair-Spares- Avayana Holder Box Hanger Valve | 203052HANGERVALVE |  | A Class |  |  | I-Inventory | FG-Finish Good | R | Spares | Dental Chair-Spares | Dental Equiment | Main Location | 90330000 |  | FIFO | Confident | [8 empty] | 0 | 0 | 0 | 1 | 0 | 0 | [7 empty] | 1 |  | CN/DC/SP/HOLDER BOX HANGER VALVE
IM01316 | Dental Chair-Spares- Avayana Chair LED Light Rotating Block Assembly | 203001BLOCKASSEMBLY |  | A Class |  |  | I-Inventory | FG-Finish Good | R | Spares | Dental Chair-Spares | Dental Equiment | Main Location | 90330000 |  | FIFO | Confident | [8 empty] | 0 | 0 | 0 | 1 | 0 | 0 | [7 empty] | 1 |  | CN/DC/SP/LED LIGHT ROTATING BLOCK ASSEMBLY
IM01317 | Dental Chair-Spares- Avayana Chair MBK Headrest Navy Blue | 203001MBKHDRNBLUE |  | A Class |  |  | I-Inventory | TG-Trading Good |  | Spares | Dental Chair-Spares | Dental Equiment | Main Location | 90330000 |  | FIFO | Confident | [8 empty] | 0 | 0 | 0 | 1 | 0 | 0 | [7 empty] | 1 |  | CN/DC/SP/MBK HEADREST NAVY BLUE
IM01318 | Dental Chair-Spares- Avayana Chair LED Dental Light Sensor and Driver with FAN | 203001SENSORDRIVER |  | A Class |  |  | I-Inventory | FG-Finish Good | R | Spares | Dental Chair-Spares | Dental Equiment | Main Location | 90330000 |  | FIFO | Confident | [8 empty] | 0 | 0 | 0 | 1 | 0 | 0 | [7 empty] | 1 |  | CN/DC/SP/PCB-LED DENTAL LIGHT SENSOR AND DRIVER WITH FAN
IM01319 | Dental Chair-Spares- Avayana Chair Stool Blasé Metal Plate | 203037STOOLBASEPLATE |  | A Class |  |  | I-Inventory | FG-Finish Good | R | Spares | Dental Chair-Spares | Dental Equiment | Main Location | 90330000 |  | FIFO | Confident | [8 empty] | 0 | 0 | 0 | 1 | 0 | 0 | [7 empty] | 1 |  | CN/DS/SP/ CONFIDENT CHAIR STOOL BASE METAL PLATE
IM01320 | Dental Chair-Spares- Avayana Chair Stool Pump | 203052STOOLPUMP |  | A Class |  |  | I-Inventory | FG-Finish Good | C | Spares | Dental Chair-Spares | Dental Equiment | Main Location | 90330000 |  | FIFO | Confident | [8 empty] | 0 | 0 | 0 | 1 | 0 | 0 | [7 empty] | 1 |  | CN/DS/SP/ CONFIDENT CHAIR STOOL PUMP
IM01321 | Dental Chair-Spares- Avayana Chair LED Light Bulb | 203005LEDLIGHTBULB |  | A Class |  |  | I-Inventory | FG-Finish Good | C | Spares | Dental Chair-Spares | Dental Equiment | Main Location | 90330000 |  | FIFO | Confident | [8 empty] | 0 | 0 | 0 | 1 | 0 | 0 | [7 empty] | 1 |  | CN/LU/SP/LED LIGHT BULB
IM01322 | Dental Chair-Spares- Avayana Chair LED Light Handle | 203052LIGHTHANDLE |  | A Class |  |  | I-Inventory | FG-Finish Good | C | Spares | Dental Chair-Spares | Dental Equiment | Main Location | 90330000 |  | FIFO | Confident | [8 empty] | 0 | 0 | 0 | 1 | 0 | 0 | [7 empty] | 1 |  | CN/LU/SP/LED LIGHT HANDLE
IM01323 | Dental Chair-Spares- Avayana Chair T/S Pipe O Ring | 203052DCPIPEORING |  | A Class |  |  | I-Inventory | FG-Finish Good | C | Spares | Dental Chair-Spares | Dental Equiment | Main Location | 90330000 |  | FIFO | Confident | [8 empty] | 0 | 0 | 0 | 1 | 0 | 0 | [7 empty] | 1 |  | CN/DC/SP/CONFIDENT CHAIR T/S PIPE O RING
IM01324 | Dental Chair Spares- Dynamic Portable Chair Black Plastic Plug | 120001PLASTICPLUG |  | A Class |  |  | I-Inventory | FG-Finish Good | R | Spares | Dental Chair-Spares | Dental Equiment | Main Location | 90330000 |  | FIFO | Dynamic | [8 empty] | 0 | 0 | 0 | 1 | 0 | 0 | [7 empty] | 1 |  | Da/Dc/Sp/Portable Chair Black Plastic Plug
IM01325 | Dental Chair Spares- Dynamic Portable Chair Hanging Pin | 120001HANGINGPIN |  | A Class |  |  | I-Inventory | FG-Finish Good | R | Spares | Dental Chair-Spares | Dental Equiment | Main Location | 90330000 |  | FIFO | Dynamic | [8 empty] | 0 | 0 | 0 | 1 | 0 | 0 | [7 empty] | 1 |  | Da/Dc/Sp/Portable Chair Hanging Pin
IM01326 | Dental Chair Spares- Dynamic Portable Chair Screw | 120001SCREW |  | A Class |  |  | I-Inventory | FG-Finish Good | C | Spares | Dental Chair-Spares | Dental Equiment | Main Location | 90330000 |  | FIFO | Dynamic | [8 empty] | 0 | 0 | 0 | 1 | 0 | 0 | [7 empty] | 1 |  | Da/Dc/Sp/Portable Chair Screw
IM01327 | Dental Chair Spares- Dynamic Portable Chair Wheel | 120001WHEEL |  | A Class |  |  | I-Inventory | FG-Finish Good | R | Spares | Dental Chair-Spares | Dental Equiment | Main Location | 90330000 |  | FIFO | Dynamic | [8 empty] | 0 | 0 | 0 | 1 | 0 | 0 | [7 empty] | 1 |  | Da/Dc/Sp/Portable Chair Wheel
IM01328 | Dental Chair Spares- Dynamic Portable Chair Zigzag Wheel | 120001ZIGZAGWHEEL |  | A Class |  |  | I-Inventory | FG-Finish Good | R | Spares | Dental Chair-Spares | Dental Equiment | Main Location | 90330000 |  | FIFO | Dynamic | [8 empty] | 0 | 0 | 0 | 1 | 0 | 0 | [7 empty] | 1 |  | Da/Dc/Sp/Portable Chair Zigzag wheel
IM01329 | Dental Chair Spares -Dynamic Portable Chair Backrest Upholstery | 120001CHBKRUP |  | A Class |  |  | I-Inventory | FG-Finish Good | R | Spares | Dental Chair-Spares | Dental Equiment | Main Location | 90330000 |  | FIFO | Dynamic | [8 empty] | 0 | 0 | 0 | 1 | 0 | 0 | [7 empty] | 1 |  | DA/DC/UP/DYNAMIC PORTABLE CHAIR BACKREST UPHOLSTERY
IM01330 | Dental Chair Spares- Anthos Lux Lamp Bulb-97710140 | 10600197710140 |  | A Class |  |  | I-Inventory | FG-Finish Good | C | Spares | Dental Chair-Spares | Dental Equiment | Main Location | 90330000 |  | FIFO | Anthos/Cefla | [8 empty] | 0 | 0 | 0 | 1 | 0 | 0 | [7 empty] | 1 |  | Anthos Lux Lamp Bulb 97710140
IM01331 | Dental Chair Spares-Cefla Anthos-Foot Control | 106001FOOTCONTROL |  | A Class |  |  | I-Inventory | FG-Finish Good | R | Spares | Dental Chair-Spares | Dental Equiment | Main Location | 90330000 |  | FIFO | Anthos/Cefla | [8 empty] | 0 | 0 | 0 | 1 | 0 | 0 | [7 empty] | 1 |  | CF/AC/BA/FOOT CONTROL
IM01332 | Dental Chair Spares-Cefla Anthos-Foot Control Body | 106001FOOTCONTROLBODY |  | A Class |  |  | I-Inventory | FG-Finish Good | R | Spares | Dental Chair-Spares | Dental Equiment | Main Location | 90330000 |  | FIFO | Anthos/Cefla | [8 empty] | 0 | 0 | 0 | 1 | 0 | 0 | [7 empty] | 1 |  | Cf/Ac/Ba/Foot Control Body
IM01333 | Dental Chair Spares-Cefla Anthos-Asymetric Tray Holder 90010157 | 10600190010157 |  | A Class |  |  | I-Inventory | FG-Finish Good | R | Spares | Dental Chair-Spares | Dental Equiment | Main Location | 90330000 |  | FIFO | Anthos/Cefla | [8 empty] | 0 | 0 | 0 | 1 | 0 | 0 | [7 empty] | 1 |  | CF/AC/SP/ASYMETRIC TRAY HOLDER 90010157
IM01334 | Dental Chair Spares-Cefla Anthos-Cattani Art. 16 Adaptor 97959300 | 10600197959300 |  | A Class |  |  | I-Inventory | FG-Finish Good | R | Spares | Dental Chair-Spares | Dental Equiment | Main Location | 90330000 |  | FIFO | Anthos/Cefla | [8 empty] | 0 | 0 | 0 | 1 | 0 | 0 | [7 empty] | 1 |  | CF/AC/SP/CATTANI ART. 16 ADAPTOR 97959300
IM01335 | Dental Chair Spares-Cefla Anthos-Cattani Unijet Motor 97740104 | 10600197740104 |  | A Class |  |  | I-Inventory | FG-Finish Good | R | Spares | Dental Chair-Spares | Dental Equiment | Main Location | 90330000 |  | FIFO | Anthos/Cefla | [8 empty] | 0 | 0 | 0 | 1 | 0 | 0 | [7 empty] | 1 |  | Cf/Ac/Sp/Cattani Unijet Motor 97740104
IM01336 | Dental Chair Spares-Cefla Anthos-Connection Box Cowl 97466196 | 10600197466196 |  | A Class |  |  | I-Inventory | FG-Finish Good | R | Spares | Dental Chair-Spares | Dental Equiment | Main Location | 90330000 |  | FIFO | Anthos/Cefla | [8 empty] | 0 | 0 | 0 | 1 | 0 | 0 | [7 empty] | 1 |  | Cf/Ac/Sp/Connection Box Cowl 97466196
IM01337 | Dental Chair Spares-Cefla Anthos-Digit Console Board 97660558 | 10600197660558 |  | A Class |  |  | I-Inventory | FG-Finish Good | R | Spares | Dental Chair-Spares | Dental Equiment | Main Location | 90330000 |  | FIFO | Anthos/Cefla | [8 empty] | 0 | 0 | 0 | 1 | 0 | 0 | [7 empty] | 1 |  | Cf/Ac/Sp/Digit Console Board 97660558
IM01338 | Dental Chair Spares-Cefla Anthos-Dispens Hose Catt. Reduction 97959500 | 10600197959500 |  | A Class |  |  | I-Inventory | FG-Finish Good | R | Spares | Dental Chair-Spares | Dental Equiment | Main Location | 90330000 |  | FIFO | Anthos/Cefla | [8 empty] | 0 | 0 | 0 | 1 | 0 | 0 | [7 empty] | 1 |  | Cf/Ac/Sp/Dispens Hose Catt. Reduction 97959500
IM01339 | Dental Chair Spares-Cefla Anthos-Distiller Water Tank 97460707 | 10600197460707 |  | A Class |  |  | I-Inventory | FG-Finish Good | R | Spares | Dental Chair-Spares | Dental Equiment | Main Location | 90330000 |  | FIFO | Anthos/Cefla | [8 empty] | 0 | 0 | 0 | 1 | 0 | 0 | [7 empty] | 1 |  | Cf/Ac/Sp/Distiller Water Tank 97460707
IM01340 | Dental Chair Spares-Cefla Anthos-Distiller Water Tank 97461268(Half Trhread) | 10600197461268 |  | A Class |  |  | I-Inventory | FG-Finish Good | C | Spares | Dental Chair-Spares | Dental Equiment | Main Location | 90330000 |  | FIFO | Anthos/Cefla | [8 empty] | 0 | 0 | 0 | 1 | 0 | 0 | [7 empty] | 1 |  | CF/AC/SP/DISTILLER WATER TANK 97461268(HALF TRHREAD)
IM01341 | Dental Chair Spares-Cefla Anthos-Distiller Water Tank 97461283 | 10600197461283 |  | A Class |  |  | I-Inventory | FG-Finish Good | R | Spares | Dental Chair-Spares | Dental Equiment | Main Location | 90330000 |  | FIFO | Anthos/Cefla | [8 empty] | 0 | 0 | 0 | 1 | 0 | 0 | [7 empty] | 1 |  | Cf/Ac/Sp/Distiller Water Tank 97461283
IM01342 | Dental Chair Spares-Cefla Anthos-El. Syst. Mikro Cons. 97520503 | 10600197520503 |  | A Class |  |  | I-Inventory | FG-Finish Good | R | Spares | Dental Chair-Spares | Dental Equiment | Main Location | 90330000 |  | FIFO | Anthos/Cefla | [8 empty] | 0 | 0 | 0 | 1 | 0 | 0 | [7 empty] | 1 |  | Cf/Ac/Sp/EL. Syst. Mikro Cons. 97520503
IM01343 | Dental Chair Spares-Cefla Anthos-Gr. Sebatoioo Fascia Ocra 91104609 | 10600191104609 |  | A Class |  |  | I-Inventory | FG-Finish Good | R | Spares | Dental Chair-Spares | Dental Equiment | Main Location | 90330000 |  | FIFO | Anthos/Cefla | [8 empty] | 0 | 0 | 0 | 1 | 0 | 0 | [7 empty] | 1 |  | Cf/Ac/Sp/Gr. Sebatoioo Fascia Ocra 91104609
IM01344 | Dental Chair Spares-Cefla Anthos-Grey Small Hose Hold Terminal 91109164 | 10600191109164 |  | A Class |  |  | I-Inventory | FG-Finish Good | R | Spares | Dental Chair-Spares | Dental Equiment | Main Location | 90330000 |  | FIFO | Anthos/Cefla | [8 empty] | 0 | 0 | 0 | 1 | 0 | 0 | [7 empty] | 1 |  | Cf/Ac/Sp/Grey Small Hose Hold Terminal 91109164
IM01345 | Dental Chair Spares-Cefla Anthos-Inferior Backrest Covering 97460106 | 10600197460106 |  | A Class |  |  | I-Inventory | FG-Finish Good | R | Spares | Dental Chair-Spares | Dental Equiment | Main Location | 90330000 |  | FIFO | Anthos/Cefla | [8 empty] | 0 | 0 | 0 | 1 | 0 | 0 | [7 empty] | 1 |  | Cf/Ac/Sp/Inferior Backrest Covering 97460106
IM01346 | Dental Chair Spares-Cefla Anthos-Inferpant Housiing 97460051 | 10600197460051 |  | A Class |  |  | I-Inventory | FG-Finish Good | R | Spares | Dental Chair-Spares | Dental Equiment | Main Location | 90330000 |  | FIFO | Anthos/Cefla | [8 empty] | 0 | 0 | 0 | 1 | 0 | 0 | [7 empty] | 1 |  | Cf/Ac/Sp/Inferpant Housiing 97460051
IM01347 | Dental Chair Spares-Cefla Anthos-Kis. Ev. Cons. Carter+Switch B 91103999 | 10600191103999 |  | A Class |  |  | I-Inventory | FG-Finish Good | R | Spares | Dental Chair-Spares | Dental Equiment | Main Location | 90330000 |  | FIFO | Anthos/Cefla | [8 empty] | 0 | 0 | 0 | 1 | 0 | 0 | [7 empty] | 1 |  | CF/AC/SP/KIS. EV. CONS. CARTER+SWITCH B 91103999
IM01348 | Dental Chair Spares-Cefla Anthos-Kit Siringa Inox 3F 90010281 | 10600190010281 |  | A Class |  |  | I-Inventory | FG-Finish Good | R | Spares | Dental Chair-Spares | Dental Equiment | Main Location | 90330000 |  | FIFO | Anthos/Cefla | [8 empty] | 0 | 0 | 0 | 1 | 0 | 0 | [7 empty] | 1 |  | CF/AC/SP/KIT SIRINGA INOX 3F 90010281
IM01349 | Dental Chair Spares-Cefla Anthos-Lower Cover Of The Side Back 97460231 | 10600197460231 |  | A Class |  |  | I-Inventory | FG-Finish Good | R | Spares | Dental Chair-Spares | Dental Equiment | Main Location | 90330000 |  | FIFO | Anthos/Cefla | [8 empty] | 0 | 0 | 0 | 1 | 0 | 0 | [7 empty] | 1 |  | Cf/Ac/Sp/Lower Cover Of The Side Back 97460231
IM01350 | Dental Chair Spares-Cefla Anthos-Over Head Arm Of Delivery Unit | 106001DUOVERHEADARM |  | A Class |  |  | I-Inventory | FG-Finish Good | R | Spares | Dental Chair-Spares | Dental Equiment | Main Location | 90330000 |  | FIFO | Anthos/Cefla | [8 empty] | 0 | 0 | 0 | 1 | 0 | 0 | [7 empty] | 1 |  | Cf/Ac/Sp/Over Head Arm Of Delivery Unit
IM01351 | Dental Chair Spares-Cefla Anthos-Rehostat Supply Cable 91103618 | 10600191103618 |  | A Class |  |  | I-Inventory | FG-Finish Good | R | Spares | Dental Chair-Spares | Dental Equiment | Main Location | 90330000 |  | FIFO | Anthos/Cefla | [8 empty] | 0 | 0 | 0 | 1 | 0 | 0 | [7 empty] | 1 |  | Cf/Ac/Sp/Rehostat Supply Cable 91103618
IM01352 | Dental Chair Spares-Cefla Anthos-Sect. Tub Restor Mm L1400 91106561 | 10600191106561 |  | A Class |  |  | I-Inventory | FG-Finish Good | R | Spares | Dental Chair-Spares | Dental Equiment | Main Location | 90330000 |  | FIFO | Anthos/Cefla | [8 empty] | 0 | 0 | 0 | 1 | 0 | 0 | [7 empty] | 1 |  | CF/AC/SP/SECT. TUB RESTOR MM L1400 91106561
IM01353 | Dental Chair Spares-Cefla Anthos-Side Back Shell Of Pedesta 97460028 | 10600197460028 |  | A Class |  |  | I-Inventory | FG-Finish Good | R | Spares | Dental Chair-Spares | Dental Equiment | Main Location | 90330000 |  | FIFO | Anthos/Cefla | [8 empty] | 0 | 0 | 0 | 1 | 0 | 0 | [7 empty] | 1 |  | Cf/Ac/Sp/Side Back Shell Of Pedesta 97460028
IM01354 | Dental Chair Spares-Cefla Anthos-Suct Hose D=11.5 L=1800+Met 97900786 | 10600197900786 |  | A Class |  |  | I-Inventory | FG-Finish Good | R | Spares | Dental Chair-Spares | Dental Equiment | Main Location | 90330000 |  | FIFO | Anthos/Cefla | [8 empty] | 0 | 0 | 0 | 1 | 0 | 0 | [7 empty] | 1 |  | CF/AC/SP/SUCT HOSE D=11.5 L=1800+MET 97900786
IM01355 | Dental Chair Spares-Cefla Anthos-Suct Hose D=17 L=1800+Met 97900785 | 10600197900785 |  | A Class |  |  | I-Inventory | FG-Finish Good | R | Spares | Dental Chair-Spares | Dental Equiment | Main Location | 90330000 |  | FIFO | Anthos/Cefla | [8 empty] | 0 | 0 | 0 | 1 | 0 | 0 | [7 empty] | 1 |  | CF/AC/SP/SUCT HOSE D=17 L=1800+MET 97900785
IM01356 | Dental Chair Spares-Cefla Anthos-Tank Flange Group 91109086 | 10600191109086 |  | A Class |  |  | I-Inventory | FG-Finish Good | R | Spares | Dental Chair-Spares | Dental Equiment | Main Location | 90330000 |  | FIFO | Anthos/Cefla | [8 empty] | 0 | 0 | 0 | 1 | 0 | 0 | [7 empty] | 1 |  | Cf/Ac/Sp/Tank Flange Group 91109086
IM01357 | Dental Chair Spares-Cefla Anthos-Tray Hold Plate Support Kit 97461159 | 10600197461159 |  | A Class |  |  | I-Inventory | FG-Finish Good | R | Spares | Dental Chair-Spares | Dental Equiment | Main Location | 90330000 |  | FIFO | Anthos/Cefla | [8 empty] | 0 | 0 | 0 | 1 | 0 | 0 | [7 empty] | 1 |  | Cf/Ac/Tray Hold Plate Support Kit 97461159
IM01358 | Dental Chair Spares-Anthos-Power Pedal Foot Control Without Lever | 106001PEDALFCWOLEVER |  | A Class |  |  | I-Inventory | TG-Trading Good |  | Spares | Dental Chair-Spares | Dental Equiment | Main Location | 90330000 |  | FIFO | Anthos/Cefla | [8 empty] | 0 | 0 | 0 | 1 | 0 | 0 | [7 empty] | 1 |  | CF/DC/AC/POWER PEDAL FOOT CONTROL WITHOUT LEVER
IM01359 | Dental Chair Spares-Anthos- L9 2015 Surgic Mm Fixed Cntr-95520474 | 106001L9FIXEDCNTR95520474 |  | A Class |  |  | I-Inventory | FG-Finish Good | R | Spares | Dental Chair-Spares | Dental Equiment | Main Location | 90330000 |  | FIFO | Anthos/Cefla | [8 empty] | 0 | 0 | 0 | 1 | 0 | 0 | [7 empty] | 1 |  | CF/DC/SP/ ANTHOS L9 2015 SURGIC MM FIXED CNTR-95520474
IM01360 | Dental Chair Spares-Anthos- L9 Chair Lift Gearmtr Articul Gr.92220009 | 106001L9LIFTGEAR92220009 |  | A Class |  |  | I-Inventory | FG-Finish Good | R | Spares | Dental Chair-Spares | Dental Equiment | Main Location | 90330000 |  | FIFO | Anthos/Cefla | [8 empty] | 0 | 0 | 0 | 1 | 0 | 0 | [7 empty] | 1 |  | CF/DC/SP/ ANTHOS L9 CHAIR LIFT GEARMTR ARTICUL GR.92220009
IM01361 | Dental Chair Spares-Anthos- L9 Scaler Fixed Cntr-97230392 | 106001L9FIXEDCNTR97230392 |  | A Class |  |  | I-Inventory | FG-Finish Good | R | Spares | Dental Chair-Spares | Dental Equiment | Main Location | 90330000 |  | FIFO | Anthos/Cefla | [8 empty] | 0 | 0 | 0 | 1 | 0 | 0 | [7 empty] | 1 |  | CF/DC/SP/ ANTHOS L9 SCALER FIXED CNTR-97230392
IM01362 | Dental Chair Spares-Anthos- Plastic Applications Support 99924183 | 106001APPSUPPORT99924183 |  | A Class |  |  | I-Inventory | FG-Finish Good | R | Spares | Dental Chair-Spares | Dental Equiment | Main Location | 90330000 |  | FIFO | Anthos/Cefla | [8 empty] | 0 | 0 | 0 | 1 | 0 | 0 | [7 empty] | 1 |  | CF/DC/SP/ ANTHOS PLASTIC APPLICATIONS SUPPORT 99924183
IM01363 | Dental Chair Spares-Anthos- Bowl For Minisep 97290030 | 106001MINISEP97290030 |  | A Class |  |  | I-Inventory | FG-Finish Good | R | Spares | Dental Chair-Spares | Dental Equiment | Main Location | 90330000 |  | FIFO | Anthos/Cefla | [8 empty] | 0 | 0 | 0 | 1 | 0 | 0 | [7 empty] | 1 |  | CF/DC/SP/ BOWL FOR MINISEP 97290030
IM01364 | Dental Chair Spares-Anthos- Kit Corpo Valvole Pk Siringa 95529253 | 106001SIRINGA95529253 |  | A Class |  |  | I-Inventory | FG-Finish Good | R | Spares | Dental Chair-Spares | Dental Equiment | Main Location | 90330000 |  | FIFO | Anthos/Cefla | [8 empty] | 0 | 0 | 0 | 1 | 0 | 0 | [7 empty] | 1 |  | CF/DC/SP/ KIT CORPO VALVOLE PK SIRINGA 95529253
IM01365 | Dental Chair Spares-Anthos- Midw F.O .Turbine Tubing 97230256 | 106001TURBINETUBING97230256 |  | A Class |  |  | I-Inventory | FG-Finish Good | R | Spares | Dental Chair-Spares | Dental Equiment | Main Location | 90330000 |  | FIFO | Anthos/Cefla | [8 empty] | 0 | 0 | 0 | 1 | 0 | 0 | [7 empty] | 1 |  | CF/DC/SP/ MIDW F.O .TURBINE TUBING 97230256
IM01366 | Dental Chair Spares-Anthos- Remov.Led Pack For Mm+Turbines 95529224 | 106001TURBINES95529224 |  | A Class |  |  | I-Inventory | FG-Finish Good | R | Spares | Dental Chair-Spares | Dental Equiment | Main Location | 90330000 |  | FIFO | Anthos/Cefla | [8 empty] | 0 | 0 | 0 | 1 | 0 | 0 | [7 empty] | 1 |  | CF/DC/SP/ REMOV.LED PACK FOR MM+TURBINES 95529224
IM01367 | Dental Chair Spares-Anthos- Turbine Module Gr 91109501 | 106001TURBINEMODULE91109501 |  | A Class |  |  | I-Inventory | FG-Finish Good | R | Spares | Dental Chair-Spares | Dental Equiment | Main Location | 90330000 |  | FIFO | Anthos/Cefla | [8 empty] | 0 | 0 | 0 | 1 | 0 | 0 | [7 empty] | 1 |  | CF/DC/SP/ TURBINE MODULE GR 91109501
IM01368 | Dental Chair Spares-Anthos-10 Protect Keyboard Ass. Table-97900807 | 10600197900807 |  | A Class |  |  | I-Inventory | FG-Finish Good | R | Spares | Dental Chair-Spares | Dental Equiment | Main Location | 90330000 |  | FIFO | Anthos/Cefla | [8 empty] | 0 | 0 | 0 | 1 | 0 | 0 | [7 empty] | 1 |  | Cf/Dc/Sp/10 Protect Keyboard Ass. Table-97900807
IM01369 | Dental Chair Spares-Anthos-118 Mm Lamp Pole (Paint) 99923907 | 10605299923907 |  | A Class |  |  | I-Inventory | FG-Finish Good | R | Spares | Dental Chair-Spares | Dental Equiment | Main Location | 90330000 |  | FIFO | Anthos/Cefla | [8 empty] | 0 | 0 | 0 | 1 | 0 | 0 | [7 empty] | 1 |  | CF/DC/SP/118 MM LAMP POLE (PAINT) 99923907
IM01370 | Dental Chair Spares-Anthos-6F Syringe Tubing L 1200 Mm 95520219 | 10600195520219 |  | A Class |  |  | I-Inventory | FG-Finish Good | R | Spares | Dental Chair-Spares | Dental Equiment | Main Location | 90330000 |  | FIFO | Anthos/Cefla | [8 empty] | 0 | 0 | 0 | 1 | 0 | 0 | [7 empty] | 1 |  | CF/DC/SP/6F SYRINGE TUBING L 1200 MM 95520219
IM01371 | Dental Chair Spares-Anthos-A3 A4 Control Board 97660237 | 10600197660237 |  | A Class |  |  | I-Inventory | FG-Finish Good | R | Spares | Dental Chair-Spares | Dental Equiment | Main Location | 90330000 |  | FIFO | Anthos/Cefla | [8 empty] | 0 | 0 | 0 | 1 | 0 | 0 | [7 empty] | 1 |  | CF/DC/SP/A3 A4 CONTROL BOARD 97660237
IM01372 | Dental Chair Spares-Anthos-A3 Chair Instrument Table Board-97660203 | 106001A3INSTRBOARD97660203 |  | A Class |  |  | I-Inventory | FG-Finish Good | R | Spares | Dental Chair-Spares | Dental Equiment | Main Location | 90330000 |  | FIFO | Anthos/Cefla | [8 empty] | 0 | 0 | 0 | 1 | 0 | 0 | [7 empty] | 1 |  | CF/DC/SP/A3 CHAIR INSTRUMENT TABLE BOARD-97660203
IM01373 | Dental Chair Spares-Anthos-A3 Plus Delivery Unit Arm Cap 97466831 | 106052DCARMCAP97466831 |  | A Class |  |  | I-Inventory | FG-Finish Good | C | Spares | Dental Chair-Spares | Dental Equiment | Main Location | 90330000 |  | FIFO | Anthos/Cefla | [8 empty] | 0 | 0 | 0 | 1 | 0 | 0 | [7 empty] | 1 |  | CF/DC/SP/A3 PLUS DELIVERY UNIT ARM CAP 97466831
IM01374 | Dental Chair Spares-Anthos-A6 Plus Cons Button St Bd-97660446 | 106001A6CONSBUTTON97660446 |  | A Class |  |  | I-Inventory | FG-Finish Good | R | Spares | Dental Chair-Spares | Dental Equiment | Main Location | 90330000 |  | FIFO | Anthos/Cefla | [8 empty] | 0 | 0 | 0 | 1 | 0 | 0 | [7 empty] | 1 |  | CF/DC/SP/A6 PLUS CONS BUTTON ST BD-97660446
IM01375 | Dental Chair Spares-Anthos-A7 Intern. Console Button Str-97620104 | 10600197620104 |  | A Class |  |  | I-Inventory | FG-Finish Good | R | Spares | Dental Chair-Spares | Dental Equiment | Main Location | 90330000 |  | FIFO | Anthos/Cefla | [8 empty] | 0 | 0 | 0 | 1 | 0 | 0 | [7 empty] | 1 |  | Cf/Dc/Sp/A7 Intern. Console Button Str-97620104
IM01376 | Dental Chair Spares-Anthos-Inox Minilight Elbow Handle-97286500 | 10600197286500 |  | A Class |  |  | I-Inventory | FG-Finish Good | R | Spares | Dental Chair-Spares | Dental Equiment | Main Location | 90330000 |  | FIFO | Anthos/Cefla | [8 empty] | 0 | 0 | 0 | 1 | 0 | 0 | [7 empty] | 1 |  | Cf/Dc/Sp/Ant. Inox Minilight Elbow Handle-97286500
IM01377 | Dental Chair Spares-Anthos-Anter Part Piezon Handpiece-99926144 | 106001PIEZONHANDPIECE99926144 |  | A Class |  |  | I-Inventory | FG-Finish Good | R | Spares | Dental Chair-Spares | Dental Equiment | Main Location | 90330000 |  | FIFO | Anthos/Cefla | [8 empty] | 0 | 0 | 0 | 1 | 0 | 0 | [7 empty] | 1 |  | CF/DC/SP/ANTER PART PIEZON HANDPIECE-99926144
IM01378 | Dental Chair Spares-Anthos- 2 Instrum. Steril. Line Kit-97901426 | 106001INSTRUMLINEKIT97901426 |  | A Class |  |  | I-Inventory | FG-Finish Good | C | Spares | Dental Chair-Spares | Dental Equiment | Main Location | 90330000 |  | FIFO | Anthos/Cefla | [8 empty] | 0 | 0 | 0 | 1 | 0 | 0 | [7 empty] | 1 |  | CF/DC/SP/ANTHOS 2 INSTRUM. STERIL. LINE KIT-97901426
IM01379 | Dental Chair Spares-Anthos-3F Min.Inox Syringe Cord 97287000 | 10600197287000 |  | A Class |  |  | I-Inventory | FG-Finish Good | R | Spares | Dental Chair-Spares | Dental Equiment | Main Location | 90330000 |  | FIFO | Anthos/Cefla | [8 empty] | 0 | 0 | 0 | 1 | 0 | 0 | [7 empty] | 1 |  | Cf/Dc/Sp/Anthos 3F Min.Inox Syringe Cord 97287000
IM01380 | Dental Chair Spares-Anthos-6 Instrument Lever Kit-91109291 | 106001INSTLEVERKIT91109291 |  | A Class |  |  | I-Inventory | FG-Finish Good | R | Spares | Dental Chair-Spares | Dental Equiment | Main Location | 90330000 |  | FIFO | Anthos/Cefla | [8 empty] | 0 | 0 | 0 | 1 | 0 | 0 | [7 empty] | 1 |  | CF/DC/SP/ANTHOS 6 INSTRUMENT LEVER KIT-91109291
IM01381 | Dental Chair Spares-Anthos- 6F Syr Grey Syl Tube-97281900 | 10600197281900 |  | A Class |  |  | I-Inventory | FG-Finish Good | R | Spares | Dental Chair-Spares | Dental Equiment | Main Location | 90330000 |  | FIFO | Anthos/Cefla | [8 empty] | 0 | 0 | 0 | 1 | 0 | 0 | [7 empty] | 1 |  | Cf/Dc/Sp/Anthos 6F Syr Grey Syl Tube-97281900
IM01382 | Dental Chair Spares-Anthos- A2 Uplift Geared Motor 97214500 | 106001A2UPLIFTMOTOR97214500 |  | A Class |  |  | I-Inventory | FG-Finish Good | R | Spares | Dental Chair-Spares | Dental Equiment | Main Location | 90330000 |  | FIFO | Anthos/Cefla | [8 empty] | 0 | 0 | 0 | 1 | 0 | 0 | [7 empty] | 1 |  | CF/DC/SP/ANTHOS A2 UPLIFT GEARED MOTOR 97214500
IM01383 | Dental Chair Spares-Anthos- A3 Chair Delivery Unit X-Ray Viewer Panel With Cover 97661144 | 106001COVER97661144 |  | A Class |  |  | I-Inventory | FG-Finish Good | R | Spares | Dental Chair-Spares | Dental Equiment | Main Location | 90330000 |  | FIFO | Anthos/Cefla | [8 empty] | 0 | 0 | 0 | 1 | 0 | 0 | [7 empty] | 1 |  | CF/DC/SP/ANTHOS A3 CHAIR DELIVERY UNIT X-RAY VIEWER PANEL WITH COVER 97661144
IM01384 | Dental Chair Spares-Anthos- A3 Old Isol O.F Mm Sil Grey Tube-97230168 | 106001A3GREYTUBE97230168 |  | A Class |  |  | I-Inventory | FG-Finish Good | R | Spares | Dental Chair-Spares | Dental Equiment | Main Location | 90330000 |  | FIFO | Anthos/Cefla | [8 empty] | 0 | 0 | 0 | 1 | 0 | 0 | [7 empty] | 1 |  | CF/DC/SP/ANTHOS A3 OLD ISOL O.F MM SIL GREY TUBE-97230168
IM01385 | Dental Chair Spares-Anthos- Air Heater Gr.Art. 320 -97281500 | 10600197281500 |  | A Class |  |  | I-Inventory | FG-Finish Good | R | Spares | Dental Chair-Spares | Dental Equiment | Main Location | 90330000 |  | FIFO | Anthos/Cefla | [8 empty] | 0 | 0 | 0 | 1 | 0 | 0 | [7 empty] | 1 |  | Cf/Dc/Sp/Anthos Air Heater Gr.Art. 320 -97281500
IM01386 | Dental Chair Spares-Anthos- Air Spray E.V Solenoid Valve-91103116 | 106001SOLVALVE91103116 |  | A Class |  |  | I-Inventory | FG-Finish Good | R | Spares | Dental Chair-Spares | Dental Equiment | Main Location | 90330000 |  | FIFO | Anthos/Cefla | [8 empty] | 0 | 0 | 0 | 1 | 0 | 0 | [7 empty] | 1 |  | CF/DC/SP/ANTHOS AIR SPRAY E.V SOLENOID VALVE-91103116
IM01387 | Dental Chair Spares-Anthos- Backrest Uphol L 115-97900727 | 10600197900727 |  | A Class |  |  | I-Inventory | FG-Finish Good | R | Spares | Dental Chair-Spares | Dental Equiment | Main Location | 90330000 |  | FIFO | Anthos/Cefla | [8 empty] | 0 | 0 | 0 | 1 | 0 | 0 | [7 empty] | 1 |  | CF/DC/SP/ANTHOS BACKREST UPHOL L 115-97900727
IM01388 | Dental Chair Spares-Anthos- Chair 3 Way Syringe 95520271 | 1060013WAYSYRINGE95520271 |  | A Class |  |  | I-Inventory | FG-Finish Good | R | Spares | Dental Chair-Spares | Dental Equiment | Main Location | 90330000 |  | FIFO | Anthos/Cefla | [8 empty] | 0 | 0 | 0 | 1 | 0 | 0 | [7 empty] | 1 |  | CF/DC/SP/ANTHOS CHAIR 3 WAY SYRINGE 95520271
IM01389 | Dental Chair Spares-Anthos- Chair 3F Way Syringe Handle-95529153 | 1060013FWAYSYGHANDLE95529153 |  | A Class |  |  | I-Inventory | FG-Finish Good | R | Spares | Dental Chair-Spares | Dental Equiment | Main Location | 90330000 |  | FIFO | Anthos/Cefla | [8 empty] | 0 | 0 | 0 | 1 | 0 | 0 | [7 empty] | 1 |  | CF/DC/SP/ANTHOS CHAIR 3F WAY SYRINGE HANDLE-95529153
IM01390 | Dental Chair Spares-Anthos- Chair Micro Motor-95520443 | 106001MICROMOTOR95520443 |  | A Class |  |  | I-Inventory | FG-Finish Good | R | Spares | Dental Chair-Spares | Dental Equiment | Main Location | 90330000 |  | FIFO | Anthos/Cefla | [8 empty] | 0 | 0 | 0 | 1 | 0 | 0 | [7 empty] | 1 |  | CF/DC/SP/ANTHOS CHAIR MICRO MOTOR-95520443
IM01391 | Dental Chair Spares-Anthos- Chair Movement Joystick Gr-91109024 | 10600191109024 |  | A Class |  |  | I-Inventory | FG-Finish Good | R | Spares | Dental Chair-Spares | Dental Equiment | Main Location | 90330000 |  | FIFO | Anthos/Cefla | [8 empty] | 0 | 0 | 0 | 1 | 0 | 0 | [7 empty] | 1 |  | Cf/Dc/Sp/Anthos Chair Movement Joystick GR-91109024
IM01392 | Dental Chair Spares-Anthos- Chair Sect Tubing L1400 Surgyc Mm15-95520458 | 106001L1400SYG15MM95520458 |  | A Class |  |  | I-Inventory | FG-Finish Good | R | Spares | Dental Chair-Spares | Dental Equiment | Main Location | 90330000 |  | FIFO | Anthos/Cefla | [8 empty] | 0 | 0 | 0 | 1 | 0 | 0 | [7 empty] | 1 |  | CF/DC/SP/ANTHOS CHAIR SECT TUBING L1400 SURGYC MM15-95520458
IM01393 | Dental Chair Spares-Anthos- Chair Suction Filter With Block-91109160 | 106001SUCTIONFILERBLOCK91109160 |  | A Class |  |  | I-Inventory | FG-Finish Good | C | Spares | Dental Chair-Spares | Dental Equiment | Main Location | 90330000 |  | FIFO | Anthos/Cefla | [8 empty] | 0 | 0 | 0 | 1 | 0 | 0 | [7 empty] | 1 |  | CF/DC/SP/ANTHOS CHAIR SUCTION FILTER WITH BLOCK-91109160
IM01394 | Dental Chair Spares-Anthos- Complete Syringe Tip 95520263 | 10600195520263 |  | A Class |  |  | I-Inventory | FG-Finish Good | R | Spares | Dental Chair-Spares | Dental Equiment | Main Location | 90330000 |  | FIFO | Anthos/Cefla | [5 empty] | . |  |  | 0 | 0 | 0 | 1 | 0 | 0 | [7 empty] | 1 |  | CF/DC/SP/ANTHOS COMPLETE SYRINGE TIP 95520263
IM01395 | Dental Chair Spares-Anthos- Connection Box Cover-97460740 | 10600197460740 |  | A Class |  |  | I-Inventory | FG-Finish Good | R | Spares | Dental Chair-Spares | Dental Equiment | Main Location | 90330000 |  | FIFO | Anthos/Cefla | [8 empty] | 0 | 0 | 0 | 1 | 0 | 0 | [7 empty] | 1 |  | Cf/Dc/Sp/Anthos Connection Box Cover-97460740
IM01396 | Dental Chair Spares-Anthos- Consolle Fix Tube-97466688 | 106001FIXTUBE97466688 |  | A Class |  |  | I-Inventory | FG-Finish Good | R | Spares | Dental Chair-Spares | Dental Equiment | Main Location | 90330000 |  | FIFO | Anthos/Cefla | [8 empty] | 0 | 0 | 0 | 1 | 0 | 0 | [7 empty] | 1 |  | CF/DC/SP/ANTHOS CONSOLLE FIX TUBE-97466688
IM01397 | Dental Chair Spares-Anthos- Cover Of Mini 97290034 | 10600197290034 |  | A Class |  |  | I-Inventory | FG-Finish Good | R | Spares | Dental Chair-Spares | Dental Equiment | Main Location | 90330000 |  | FIFO | Anthos/Cefla | [8 empty] | 0 | 0 | 0 | 1 | 0 | 0 | [7 empty] | 1 |  | Cf/Dc/Sp/Anthos Cover of Mini 97290034
IM01398 | Dental Chair Spares-Anthos- C-U2 Integr. Control Board 97660555 | 10600197660555 |  | A Class |  |  | I-Inventory | FG-Finish Good | R | Spares | Dental Chair-Spares | Dental Equiment | Main Location | 90330000 |  | FIFO | Anthos/Cefla | [5 empty] | . |  |  | 0 | 0 | 0 | 1 | 0 | 0 | [7 empty] | 1 |  | CF/DC/SP/ANTHOS C-U2 INTEGR. CONTROL BOARD 97660555
IM01399 | Dental Chair Spares-Anthos- Delivery Unit Fork Fixing H.Fittings-97461226 | 106001DUFORKHFITTING97461226 |  | A Class |  |  | I-Inventory | FG-Finish Good | R | Spares | Dental Chair-Spares | Dental Equiment | Main Location | 90184900 |  | FIFO | Anthos/Cefla | [8 empty] | 0 | 0 | 0 | 1 | 0 | 0 | [7 empty] | 1 |  | CF/DC/SP/ANTHOS DELIVERY UNIT FORK FIXING H.FITTINGS-97461226
IM01400 | Dental Chair Spares-Anthos- Delivery Unit Kit Input Block-97461228 | 106001DUINPUTBLOCK97461228 |  | A Class |  |  | I-Inventory | FG-Finish Good | R | Spares | Dental Chair-Spares | Dental Equiment | Main Location | 90184900 |  | FIFO | Anthos/Cefla | [8 empty] | 0 | 0 | 0 | 1 | 0 | 0 | [7 empty] | 1 |  | CF/DC/SP/ANTHOS DELIVERY UNIT KIT INPUT BLOCK-97461228
IM01401 | Dental Chair Spares-Anthos- Drainage Pump-97290031 | 10600197290031 |  | A Class |  |  | I-Inventory | FG-Finish Good | R | Spares | Dental Chair-Spares | Dental Equiment | Main Location | 90330000 |  | FIFO | Anthos/Cefla | [8 empty] | 0 | 0 | 0 | 1 | 0 | 0 | [7 empty] | 1 |  | Cf/Dc/Sp/Anthos Drainage Pump-97290031
IM01402 | Dental Chair Spares-Anthos- Edi Lamp Bulb 97710135 | 106001EDIBULB97710135 |  | A Class |  |  | I-Inventory | FG-Finish Good | C | Spares | Dental Chair-Spares | Dental Equiment | Main Location | 90330000 |  | FIFO | Anthos/Cefla | [8 empty] | 0 | 0 | 0 | 1 | 0 | 0 | [7 empty] | 1 |  | CF/DC/SP/ANTHOS EDI LAMP BULB 97710135
IM01403 | Dental Chair Spares-Anthos- Eleca Curing Liught Cable-97660403 | 10600197660403 |  | A Class |  |  | I-Inventory | FG-Finish Good | R | Spares | Dental Chair-Spares | Dental Equiment | Main Location | 90330000 |  | FIFO | Anthos/Cefla | [8 empty] | 0 | 0 | 0 | 1 | 0 | 0 | [7 empty] | 1 |  | Cf/Dc/Sp/Anthos Eleca Curing Liught Cable-97660403
IM01404 | Dental Chair Spares-Anthos- Ev Gr Glass Basin Precam Whe 91109128 | 10600191109128 |  | A Class |  |  | I-Inventory | FG-Finish Good | R | Spares | Dental Chair-Spares | Dental Equiment | Main Location | 90330000 |  | FIFO | Anthos/Cefla | [8 empty] | 0 | 0 | 0 | 1 | 0 | 0 | [7 empty] | 1 |  | CF/DC/SP/ANTHOS EV GR GLASS BASIN PRECAM WHE 91109128
IM01405 | Dental Chair Spares-Anthos- Foot Control Base 91109124 | 10600191109124 |  | A Class |  |  | I-Inventory | FG-Finish Good | R | Spares | Dental Chair-Spares | Dental Equiment | Main Location | 90330000 |  | FIFO | Anthos/Cefla | [8 empty] | 0 | 0 | 0 | 1 | 0 | 0 | [7 empty] | 1 |  | Cf/Dc/Sp/Anthos Foot Control base 91109124
IM01406 | Dental Chair Spares-Anthos- Gaskit Kit Art 359-97281700 | 10600197281700 |  | A Class |  |  | I-Inventory | FG-Finish Good | C | Spares | Dental Chair-Spares | Dental Equiment | Main Location | 90330000 |  | FIFO | Anthos/Cefla | [8 empty] | 0 | 0 | 0 | 1 | 0 | 0 | [7 empty] | 1 |  | Cf/Dc/Sp/Anthos Gaskit Kit Art 359-97281700
IM01407 | Dental Chair Spares-Anthos- Gr. Terminale Grande-91109163 | 10600191109163 |  | A Class |  |  | I-Inventory | FG-Finish Good | R | Spares | Dental Chair-Spares | Dental Equiment | Main Location | 90330000 |  | FIFO | Anthos/Cefla | [8 empty] | 0 | 0 | 0 | 1 | 0 | 0 | [7 empty] | 1 |  | Cf/Dc/Sp/Anthos GR. Terminale Grande-91109163
IM01408 | Dental Chair Spares-Anthos- Inox M.L 6F Straight 3 Way Syringe-97285400 | 1060013WAYSYRINGEST97285400 |  | A Class |  |  | I-Inventory | FG-Finish Good | R | Spares | Dental Chair-Spares | Dental Equiment | Main Location | 90330000 |  | FIFO | Anthos/Cefla | [8 empty] | 0 | 0 | 0 | 1 | 0 | 0 | [7 empty] | 1 |  | CF/DC/SP/ANTHOS INOX M.L 6F STRAIGHT 3 WAY SYRINGE-97285400
IM01409 | Dental Chair Spares-Anthos- Irrigation Tubing | 106001IRRIGATIONTUBE |  | A Class |  |  | I-Inventory | FG-Finish Good | C | Spares | Dental Chair-Spares | Dental Equiment | Main Location | 90330000 |  | FIFO | Anthos/Cefla | [8 empty] | 0 | 0 | 0 | 1 | 0 | 0 | [7 empty] | 1 |  | Cf/Dc/Sp/Anthos Irrigation Tubing
IM01410 | Dental Chair Spares-Anthos- Joint Covering Plug-97461051 | 10600197461051 |  | A Class |  |  | I-Inventory | FG-Finish Good | R | Spares | Dental Chair-Spares | Dental Equiment | Main Location | 90330000 |  | FIFO | Anthos/Cefla | [8 empty] | 0 | 0 | 0 | 1 | 0 | 0 | [7 empty] | 1 |  | Cf/Dc/Sp/Anthos Joint Covering Plug-97461051
IM01411 | Dental Chair Spares-Anthos- Lampada Led Myray-95510005 | 10600195510005 |  | A Class |  |  | I-Inventory | FG-Finish Good | R | Spares | Dental Chair-Spares | Dental Equiment | Main Location | 90330000 |  | FIFO | Anthos/Cefla | [8 empty] | 0 | 0 | 0 | 1 | 0 | 0 | [7 empty] | 1 |  | Cf/Dc/Sp/Anthos Lampada Led Myray-95510005
IM01412 | Dental Chair Spares-Anthos- Legrest Antivibrating Gr.91109350 | 106001ANTIVIBRATING91109350 |  | A Class |  |  | I-Inventory | FG-Finish Good | R | Spares | Dental Chair-Spares | Dental Equiment | Main Location | 90330000 |  | FIFO | Anthos/Cefla | [8 empty] | 0 | 0 | 0 | 1 | 0 | 0 | [7 empty] | 1 |  | CF/DC/SP/ANTHOS LEGREST ANTIVIBRATING GR.91109350
IM01413 | Dental Chair Spares-Anthos- Light Fan Gasket 97448700 | 106001LIGHTFANGASKIT97448700 |  | A Class |  |  | I-Inventory | FG-Finish Good | R | Spares | Dental Chair-Spares | Dental Equiment | Main Location | 90330000 |  | FIFO | Anthos/Cefla | [8 empty] | 0 | 0 | 0 | 1 | 0 | 0 | [7 empty] | 1 |  | CF/DC/SP/ANTHOS LIGHT FAN GASKET 97448700
IM01414 | Dental Chair Spares-Anthos- Light Metal Heat Guard-99919932 | 106001METALHEATGUARD99919932 |  | A Class |  |  | I-Inventory | FG-Finish Good | R | Spares | Dental Chair-Spares | Dental Equiment | Main Location | 90184900 |  | FIFO | Anthos/Cefla | [8 empty] | 0 | 0 | 0 | 1 | 0 | 0 | [7 empty] | 1 |  | CF/DC/SP/ANTHOS LIGHT METAL HEAT GUARD-99919932
IM01415 | Dental Chair Spares-Anthos- Min. Inox Syringe Tip 97287400 | 10600197287400 |  | A Class |  |  | I-Inventory | FG-Finish Good | R | Spares | Dental Chair-Spares | Dental Equiment | Main Location | 90330000 |  | FIFO | Anthos/Cefla | [8 empty] | 0 | 0 | 0 | 1 | 0 | 0 | [7 empty] | 1 |  | Cf/Dc/Sp/Anthos Min. Inox Syringe Tip 97287400
IM01416 | Dental Chair Spares-Anthos- Min. Inox Syringe90 Shell 97287300 | 10600197287300 |  | A Class |  |  | I-Inventory | FG-Finish Good | R | Spares | Dental Chair-Spares | Dental Equiment | Main Location | 90330000 |  | FIFO | Anthos/Cefla | [8 empty] | 0 | 0 | 0 | 1 | 0 | 0 | [7 empty] | 1 |  | Cf/Dc/Sp/Anthos Min. Inox Syringe90 Shell 97287300
IM01417 | Dental Chair Spares-Anthos- Pat Chair Main Board- 97660578 | 10600197660578 |  | A Class |  |  | I-Inventory | FG-Finish Good | R | Spares | Dental Chair-Spares | Dental Equiment | Main Location | 90330000 |  | FIFO | Anthos/Cefla | [8 empty] | 0 | 0 | 0 | 1 | 0 | 0 | [7 empty] | 1 |  | Cf/Dc/Sp/Anthos Pat Chair Main Board- 97660578
IM01418 | Dental Chair Spares-Anthos- Periodic Maintenance Kit--90019250 | 106001MAINTENANCEKIT90019250 |  | A Class |  |  | I-Inventory | FG-Finish Good | R | Spares | Dental Chair-Spares | Dental Equiment | Main Location | 90330000 |  | FIFO | Anthos/Cefla | [8 empty] | 0 | 0 | 0 | 1 | 0 | 0 | [7 empty] | 1 |  | CF/DC/SP/ANTHOS PERIODIC MAINTENANCE KIT--90019250
IM01419 | Dental Chair Spares-Anthos- Sat.Scaler Grey Handpiece-97660328 | 10600197660328 |  | A Class |  |  | I-Inventory | FG-Finish Good | R | Spares | Dental Chair-Spares | Dental Equiment | Main Location | 90330000 |  | FIFO | Anthos/Cefla | [8 empty] | 0 | 0 | 0 | 1 | 0 | 0 | [7 empty] | 1 |  | Cf/Dc/Sp/Anthos Sat.Scaler Grey Handpiece-97660328
IM01420 | Dental Chair Spares-Anthos- Small Hose Microsw Act.-99916330 | 10600199916330 |  | A Class |  |  | I-Inventory | FG-Finish Good | R | Spares | Dental Chair-Spares | Dental Equiment | Main Location | 90330000 |  | FIFO | Anthos/Cefla | [8 empty] | 0 | 0 | 0 | 1 | 0 | 0 | [7 empty] | 1 |  | Cf/Dc/Sp/Anthos Small Hose Microsw Act.-99916330
IM01421 | Dental Chair Spares-Anthos- Small Hose Reductor-97460699 | 10600197460699 |  | A Class |  |  | I-Inventory | FG-Finish Good | R | Spares | Dental Chair-Spares | Dental Equiment | Main Location | 90330000 |  | FIFO | Anthos/Cefla | [8 empty] | 0 | 0 | 0 | 1 | 0 | 0 | [7 empty] | 1 |  | Cf/Dc/Sp/Anthos Small Hose Reductor-97460699
IM01422 | Dental Chair Spares-Anthos- Suction Filter-97461845 | 10600197461845 |  | A Class |  |  | I-Inventory | FG-Finish Good | C | Spares | Dental Chair-Spares | Dental Equiment | Main Location | 90330000 |  | FIFO | Anthos/Cefla | [8 empty] | 0 | 0 | 0 | 1 | 0 | 0 | [7 empty] | 1 |  | Cf/Dc/Sp/Anthos Suction Filter-97461845
IM01423 | Dental Chair Spares-Anthos- Syringe Min.Inox Taps-97287100 | 10600197287100 |  | A Class |  |  | I-Inventory | FG-Finish Good | R | Spares | Dental Chair-Spares | Dental Equiment | Main Location | 90330000 |  | FIFO | Anthos/Cefla | [8 empty] | 0 | 0 | 0 | 1 | 0 | 0 | [7 empty] | 1 |  | Cf/Dc/Sp/Anthos Syringe Min.Inox Taps-97287100
IM01424 | Dental Chair Spares-Anthos- Torodial Transformer 500Va-97750103 | 10600197750103 |  | A Class |  |  | I-Inventory | FG-Finish Good | R | Spares | Dental Chair-Spares | Dental Equiment | Main Location | 90330000 |  | FIFO | Anthos/Cefla | [8 empty] | 0 | 0 | 0 | 1 | 0 | 0 | [7 empty] | 1 |  | Cf/Dc/Sp/Anthos Torodial Transformer 500VA-97750103
IM01425 | Dental Chair Spares-Anthos- Toroidal Transformer 700Va-97750110 | 10600197750110 |  | A Class |  |  | I-Inventory | FG-Finish Good | R | Spares | Dental Chair-Spares | Dental Equiment | Main Location | 90330000 |  | FIFO | Anthos/Cefla | [8 empty] | 0 | 0 | 0 | 1 | 0 | 0 | [7 empty] | 1 |  | Cf/Dc/Sp/Anthos Toroidal Transformer 700VA-97750110
IM01426 | Dental Chair Spares-Anthos- Transparent Handpiece Support Protect Pad-97448900 | 10600197448900 |  | A Class |  |  | I-Inventory | FG-Finish Good | R | Spares | Dental Chair-Spares | Dental Equiment | Main Location | 90330000 |  | FIFO | Anthos/Cefla | [8 empty] | 0 | 0 | 0 | 1 | 0 | 0 | [7 empty] | 1 |  | CF/DC/SP/ANTHOS TRANSPARENT HANDPIECE SUPPORT PROTECT PAD-97448900
IM01427 | Dental Chair Spares-Anthos- Venus Trasnp. Prot. Gr-96601010 | 10600196601010 |  | A Class |  |  | I-Inventory | FG-Finish Good | R | Spares | Dental Chair-Spares | Dental Equiment | Main Location | 90330000 |  | FIFO | Anthos/Cefla | [8 empty] | 0 | 0 | 0 | 1 | 0 | 0 | [7 empty] | 1 |  | Cf/Dc/Sp/Anthos Venus Trasnp. Prot. Gr-96601010
IM01428 | Dental Chair Spares-Anthos--Arm Support Plug-97460695 | 10600197460695 |  | A Class |  |  | I-Inventory | FG-Finish Good | R | Spares | Dental Chair-Spares | Dental Equiment | Main Location | 90330000 |  | FIFO | Anthos/Cefla | [8 empty] | 0 | 0 | 0 | 1 | 0 | 0 | [7 empty] | 1 |  | Cf/Dc/Sp/Anthos-Arm Support Plug-97460695
IM01429 | Dental Chair Spares-Anthos-minilight Inox Syr. Tip-97285800 | 10600197285800 |  | A Class |  |  | I-Inventory | FG-Finish Good | R | Spares | Dental Chair-Spares | Dental Equiment | Main Location | 90330000 |  | FIFO | Anthos/Cefla | [8 empty] | 0 | 0 | 0 | 1 | 0 | 0 | [7 empty] | 1 |  | Cf/Dc/Sp/Anthosminilight Inox Syr. Tip-97285800
IM01430 | Dental Chair Spares-Anthos-Auxiliary Connection Board 97660299 | 10600197660299 |  | A Class |  |  | I-Inventory | FG-Finish Good | R | Spares | Dental Chair-Spares | Dental Equiment | Main Location | 90330000 |  | FIFO | Anthos/Cefla | [8 empty] | 0 | 0 | 0 | 1 | 0 | 0 | [7 empty] | 1 |  | Cf/Dc/Sp/Auxiliary Connection Board 97660299
IM01431 | Dental Chair Spares-Anthos-Barco 22Inch Screen 97901662 | 10600197901662 |  | A Class |  |  | I-Inventory | FG-Finish Good | R | Spares | Dental Chair-Spares | Dental Equiment | Main Location | 90330000 |  | FIFO | Anthos/Cefla | [8 empty] | 0 | 0 | 0 | 1 | 0 | 0 | [7 empty] | 1 |  | CF/DC/SP/BARCO 22INCH SCREEN 97901662
IM01432 | Dental Chair Spares-Anthos-Big Cannula Support Terminal 97461188 | 106001BIGCANNULA97461188 |  | A Class |  |  | I-Inventory | FG-Finish Good | R | Spares | Dental Chair-Spares | Dental Equiment | Main Location | 90330000 |  | FIFO | Anthos/Cefla | [8 empty] | 0 | 0 | 0 | 1 | 0 | 0 | [7 empty] | 1 |  | CF/DC/SP/BIG CANNULA SUPPORT TERMINAL 97461188
IM01433 | Dental Chair Spares-Anthos-Borco Monitor 22 Inch White 97901848 | 106001MONITOR22INCH97901848 |  | A Class |  |  | I-Inventory | FG-Finish Good | R | Spares | Dental Chair-Spares | Dental Equiment | Main Location | 90330000 |  | FIFO | Anthos/Cefla | [8 empty] | 0 | 0 | 0 | 1 | 0 | 0 | [7 empty] | 1 |  | CF/DC/SP/BORCO MONITOR 22 INCH WHITE 97901848
IM01434 | Dental Chair Spares-Anthos-Brake Gr 91103103 | 106001BRAKEGR91103103 |  | A Class |  |  | I-Inventory | FG-Finish Good | R | Spares | Dental Chair-Spares | Dental Equiment | Main Location | 90330000 |  | FIFO | Anthos/Cefla | [8 empty] | 0 | 0 | 0 | 1 | 0 | 0 | [7 empty] | 1 |  | CF/DC/SP/BRAKE GR 91103103
IM01435 | Dental Chair Spares-Anthos-C Con Fori Per Serie-2019-91109664 | 106001SERIE91109664 |  | A Class |  |  | I-Inventory | FG-Finish Good | R | Spares | Dental Chair-Spares | Dental Equiment | Main Location | 90330000 |  | FIFO | Anthos/Cefla | [8 empty] | 0 | 0 | 0 | 1 | 0 | 0 | [7 empty] | 1 |  | CF/DC/SP/C CON FORI PER SERIE-2019-91109664
IM01436 | Dental Chair Spares-Anthos-Cable Usb 2.0 Type A-B 3Mt-97522072 | 106001CABLEUSB3MT97522072 |  | A Class |  |  | I-Inventory | FG-Finish Good | R | Spares | Dental Chair-Spares | Dental Equiment | Main Location | 90330000 |  | FIFO | Anthos/Cefla | [8 empty] | 0 | 0 | 0 | 1 | 0 | 0 | [7 empty] | 1 |  | CF/DC/SP/CABLE USB 2.0 TYPE A-B 3MT-97522072
IM01437 | Dental Chair Spares-Anthos-Can Bus L- 2700 Mm Cable-97520409 | 106001L2700CABLE97520409 |  | A Class |  |  | I-Inventory | FG-Finish Good | R | Spares | Dental Chair-Spares | Dental Equiment | Main Location | 90330000 |  | FIFO | Anthos/Cefla | [8 empty] | 0 | 0 | 0 | 1 | 0 | 0 | [7 empty] | 1 |  | CF/DC/SP/CAN BUS L- 2700 MM CABLE-97520409
IM01438 | Dental Chair Spares-Anthos-Cavo Hdmi L3 Mt Pz 97521822 | 10600197521822 |  | A Class |  |  | I-Inventory | FG-Finish Good | R | Spares | Dental Chair-Spares | Dental Equiment | Main Location | 90330000 |  | FIFO | Anthos/Cefla | [8 empty] | 0 | 0 | 0 | 1 | 0 | 0 | [7 empty] | 1 |  | CF/DC/SP/CAVO HDMI L3 MT PZ 97521822
IM01439 | Dental Chair Spares-Anthos-Cefla Apex Locator 90019004 | 10600190019004 |  | A Class |  |  | I-Inventory | FG-Finish Good | R | Spares | Dental Chair-Spares | Dental Equiment | Main Location | 90330000 |  | FIFO | Anthos/Cefla | [5 empty] | .. |  |  | 0 | 0 | 0 | 1 | 0 | 0 | [7 empty] | 1 |  | CF/DC/SP/CEFLA APEX LOCATOR 90019004
IM01440 | Dental Chair Spares-Anthos-Cefla Apex Locator Hook F242S0100 | 106001F242S0100 |  | A Class |  |  | I-Inventory | FG-Finish Good | R | Spares | Dental Chair-Spares | Dental Equiment | Main Location | 90330000 |  | FIFO | Anthos/Cefla | [8 empty] | 0 | 0 | 0 | 1 | 0 | 0 | [7 empty] | 1 |  | CF/DC/SP/CEFLA APEX LOCATOR HOOK F242S0100
IM01441 | Dental Chair Spares-Anthos-Cefla Apex Wire F242S1200 | 106001F242S1200 |  | A Class |  |  | I-Inventory | FG-Finish Good | R | Spares | Dental Chair-Spares | Dental Equiment | Main Location | 90330000 |  | FIFO | Anthos/Cefla | [8 empty] | 0 | 0 | 0 | 1 | 0 | 0 | [7 empty] | 1 |  | CF/DC/SP/CEFLA APEX WIRE F242S1200
IM01442 | Dental Chair Spares-Anthos-Cefla Apex-Kit 69004 V1.0 | 10600169004V1 |  | A Class |  |  | I-Inventory | FG-Finish Good | R | Spares | Dental Chair-Spares | Dental Equiment | Main Location | 90330000 |  | FIFO | Anthos/Cefla | [5 empty] | .. |  |  | 0 | 0 | 0 | 1 | 0 | 0 | [7 empty] | 1 |  | CF/DC/SP/CEFLA APEX-KIT 69004 V1.0
IM01443 | Dental Chair Spares-Anthos-Cefla Asymetric Tray Holder 90010190 | 10600190010190 |  | A Class |  |  | I-Inventory | FG-Finish Good | R | Spares | Dental Chair-Spares | Dental Equiment | Main Location | 90330000 |  | FIFO | Anthos/Cefla | [8 empty] | 0 | 0 | 0 | 1 | 0 | 0 | [7 empty] | 1 |  | CF/DC/SP/CEFLA ASYMETRIC TRAY HOLDER 90010190
IM01444 | Dental Chair Spares-Anthos-Cefla Az Z Hub Cover- 97461829 | 106001ZHUBCOVER97461829 |  | A Class |  |  | I-Inventory | FG-Finish Good | R | Spares | Dental Chair-Spares | Dental Equiment | Main Location | 90330000 |  | FIFO | Anthos/Cefla | [8 empty] | 0 | 0 | 0 | 1 | 0 | 0 | [7 empty] | 1 |  | CF/DC/SP/CEFLA AZ Z HUB COVER- 97461829
IM01445 | Dental Chair Spares-Anthos-Cefla Backrest Rear Cover 97461885 | 10600197461885 |  | A Class |  |  | I-Inventory | FG-Finish Good | R | Spares | Dental Chair-Spares | Dental Equiment | Main Location | 90330000 |  | FIFO | Anthos/Cefla | [8 empty] | 0 | 0 | 0 | 1 | 0 | 0 | [7 empty] | 1 |  | CF/DC/SP/CEFLA BACKREST REAR COVER 97461885
IM01446 | Dental Chair Spares-Anthos-Cefla Backrest Seat Upholstery 199 Grey Visco 97992388 | 10600197992388 |  | A Class |  |  | I-Inventory | FG-Finish Good | R | Spares | Dental Chair-Spares | Dental Equiment | Main Location | 90330000 |  | FIFO | Anthos/Cefla | [8 empty] | 0 | 0 | 0 | 1 | 0 | 0 | [7 empty] | 1 |  | CF/DC/SP/CEFLA BACKREST SEAT UPHOLSTERY 199 GREY VISCO 97992388
IM01447 | Dental Chair Spares-Anthos-Cefla Big Size Complete Terminal-91109166 | 10600191109166 |  | A Class |  |  | I-Inventory | FG-Finish Good | R | Spares | Dental Chair-Spares | Dental Equiment | Main Location | 90330000 |  | FIFO | Anthos/Cefla | [8 empty] | 0 | 0 | 0 | 1 | 0 | 0 | [7 empty] | 1 |  | CF/DC/SP/CEFLA BIG SIZE COMPLETE TERMINAL-91109166
IM01448 | Dental Chair Spares-Anthos-Cefla Big Tray Transp.Protection 97448400 | 10600197448400 |  | A Class |  |  | I-Inventory | FG-Finish Good | R | Spares | Dental Chair-Spares | Dental Equiment | Main Location | 90330000 |  | FIFO | Anthos/Cefla | [8 empty] | 0 | 0 | 0 | 1 | 0 | 0 | [7 empty] | 1 |  | CF/DC/SP/CEFLA BIG TRAY TRANSP.PROTECTION 97448400
IM01449 | Dental Chair Spares-Anthos-Cefla Bowl Fixing Elements 99922257 | 1060019992257 |  | A Class |  |  | I-Inventory | FG-Finish Good | R | Spares | Dental Chair-Spares | Dental Equiment | Main Location | 90330000 |  | FIFO | Anthos/Cefla | [5 empty] | .. |  |  | 0 | 0 | 0 | 1 | 0 | 0 | [7 empty] | 1 |  | CF/DC/SP/CEFLA BOWL FIXING ELEMENTS 99922257
IM01450 | Dental Chair Spares-Anthos-Cefla Cart Arm Cover-97461250 | 10600197461250 |  | A Class |  |  | I-Inventory | FG-Finish Good | R | Spares | Dental Chair-Spares | Dental Equiment | Main Location | 90330000 |  | FIFO | Anthos/Cefla | [5 empty] | .. |  |  | 0 | 0 | 0 | 1 | 0 | 0 | [7 empty] | 1 |  | CF/DC/SP/CEFLA CART ARM COVER-97461250
IM01451 | Dental Chair Spares-Anthos-Cefla Cart Column Cap 97461251 | 10600197461251 |  | A Class |  |  | I-Inventory | FG-Finish Good | R | Spares | Dental Chair-Spares | Dental Equiment | Main Location | 90330000 |  | FIFO | Anthos/Cefla | [8 empty] | 0 | 0 | 0 | 1 | 0 | 0 | [7 empty] | 1 |  | CF/DC/SP/CEFLA CART COLUMN CAP 97461251
IM01452 | Dental Chair Spares-Anthos-Cefla Cord No Sez L1200 Turb Midw Fo 95520332 | 10600195520332 |  | A Class |  |  | I-Inventory | FG-Finish Good | R | Spares | Dental Chair-Spares | Dental Equiment | Main Location | 90330000 |  | FIFO | Anthos/Cefla | [8 empty] | 0 | 0 | 0 | 1 | 0 | 0 | [7 empty] | 1 |  | CF/DC/SP/CEFLA CORD NO SEZ L1200 TURB MIDW FO 95520332
IM01453 | Dental Chair Spares-Anthos-Cefla Cup Grid Inox D65 97900990 | 10600197900990 |  | A Class |  |  | I-Inventory | FG-Finish Good | R | Spares | Dental Chair-Spares | Dental Equiment | Main Location | 90330000 |  | FIFO | Anthos/Cefla | [5 empty] | .. |  |  | 0 | 0 | 0 | 1 | 0 | 0 | [7 empty] | 1 |  | CF/DC/SP/CEFLA CUP GRID INOX D65 97900990
IM01454 | Dental Chair Spares-Anthos-Cefla Cu-Pz6 Anthos Handpiece 91106502 | 10600191106502 |  | A Class |  |  | I-Inventory | FG-Finish Good | R | Spares | Dental Chair-Spares | Dental Equiment | Main Location | 90330000 |  | FIFO | Anthos/Cefla | [8 empty] | 0 | 0 | 0 | 1 | 0 | 0 | [7 empty] | 1 |  | CF/DC/SP/CEFLA CU-PZ6 ANTHOS HANDPIECE 91106502
IM01455 | Dental Chair Spares-Anthos-Cefla Dental Pulsangt Carter 91109462 | 10600191109462 |  | A Class |  |  | I-Inventory | FG-Finish Good | R | Spares | Dental Chair-Spares | Dental Equiment | Main Location | 90330000 |  | FIFO | Anthos/Cefla | [8 empty] | 0 | 0 | 0 | 1 | 0 | 0 | [7 empty] | 1 |  | CF/DC/SP/CEFLA DENTAL PULSANGT CARTER 91109462
IM01456 | Dental Chair Spares-Anthos-Cefla Electr.Syst Mikro Instrum Modu 97520659 | 10600197520659 |  | A Class |  |  | I-Inventory | FG-Finish Good | R | Spares | Dental Chair-Spares | Dental Equiment | Main Location | 90330000 |  | FIFO | Anthos/Cefla | [8 empty] | 0 | 0 | 0 | 1 | 0 | 0 | [7 empty] | 1 |  | CF/DC/SP/CEFLA ELECTR.SYST MIKRO INSTRUM MODU 97520659
IM01457 | Dental Chair Spares-Anthos-Cefla Fixed Connector Ferrule 97463113 | 10600197463113 |  | A Class |  |  | I-Inventory | FG-Finish Good | R | Spares | Dental Chair-Spares | Dental Equiment | Main Location | 90330000 |  | FIFO | Anthos/Cefla | [8 empty] | 0 | 0 | 0 | 1 | 0 | 0 | [7 empty] | 1 |  | CF/DC/SP/CEFLA FIXED CONNECTOR FERRULE 97463113
IM01458 | Dental Chair Spares-Anthos-Cefla Fixed Connector Syringe New 97230337 | 10600197230337 |  | A Class |  |  | I-Inventory | FG-Finish Good | R | Spares | Dental Chair-Spares | Dental Equiment | Main Location | 90330000 |  | FIFO | Anthos/Cefla | [8 empty] | 0 | 0 | 0 | 1 | 0 | 0 | [7 empty] | 1 |  | CF/DC/SP/CEFLA FIXED CONNECTOR SYRINGE NEW 97230337
IM01459 | Dental Chair Spares-Anthos-Cefla Full Touch Cont Complete Supp-91109276 | 106001CONT91109276 |  | A Class |  |  | I-Inventory | FG-Finish Good | R | Spares | Dental Chair-Spares | Dental Equiment | Main Location | 90330000 |  | FIFO | Anthos/Cefla | [8 empty] | 0 | 0 | 0 | 1 | 0 | 0 | [7 empty] | 1 |  | CF/DC/SP/CEFLA FULL TOUCH CONT COMPLETE SUPP-91109276
IM01460 | Dental Chair Spares-Anthos-Cefla Gr Cons Full Touch Contin-97661232 | 106004GRCONS97661232 |  | A Class |  |  | I-Inventory | FG-Finish Good | R | Spares | Dental Chair-Spares | Dental Equiment | Main Location | 90330000 |  | FIFO | Anthos/Cefla | [8 empty] | 0 | 0 | 0 | 1 | 0 | 0 | [7 empty] | 1 |  | CF/DC/SP/CEFLA GR CONS FULL TOUCH CONTIN-97661232
IM01461 | Dental Chair Spares-Anthos-Cefla Hub 4 Porte Usb 2.0 97660671 | 10600197660671 |  | A Class |  |  | I-Inventory | FG-Finish Good | R | Spares | Dental Chair-Spares | Dental Equiment | Main Location | 90330000 |  | FIFO | Anthos/Cefla | [8 empty] | 0 | 0 | 0 | 1 | 0 | 0 | [7 empty] | 1 |  | CF/DC/SP/CEFLA HUB 4 PORTE USB 2.0 97660671
IM01462 | Dental Chair Spares-Anthos-Cefla Instrument Liver Gear-97460850 | 10600197460850 |  | A Class |  |  | I-Inventory | FG-Finish Good | R | Spares | Dental Chair-Spares | Dental Equiment | Main Location | 90330000 |  | FIFO | Anthos/Cefla | [5 empty] | .. |  |  | 0 | 0 | 0 | 1 | 0 | 0 | [7 empty] | 1 |  | CF/DC/SP/CEFLA INSTRUMENT LIVER GEAR-97460850
IM01463 | Dental Chair Spares-Anthos-Cefla Kit 5 Eyes Protect-Led-97660718 | 10600197660718 |  | A Class |  |  | I-Inventory | FG-Finish Good | R | Spares | Dental Chair-Spares | Dental Equiment | Main Location | 90330000 |  | FIFO | Anthos/Cefla | [8 empty] | 0 | 0 | 0 | 1 | 0 | 0 | [7 empty] | 1 |  | CF/DC/SP/CEFLA KIT 5 EYES PROTECT-LED-97660718
IM01464 | Dental Chair Spares-Anthos-Cefla Large Hose Suction Micro Switch 99916331 | 10600199916331 |  | A Class |  |  | I-Inventory | FG-Finish Good | R | Spares | Dental Chair-Spares | Dental Equiment | Main Location | 90330000 |  | FIFO | Anthos/Cefla | [8 empty] | 0 | 0 | 0 | 1 | 0 | 0 | [7 empty] | 1 |  | CF/DC/SP/CEFLA LARGE HOSE SUCTION MICRO SWITCH 99916331
IM01465 | Dental Chair Spares-Anthos-Cefla Lite Green Int Cover Protection 97440047 | 10600197440047 |  | A Class |  |  | I-Inventory | FG-Finish Good | R | Spares | Dental Chair-Spares | Dental Equiment | Main Location | 90330000 |  | FIFO | Anthos/Cefla | [8 empty] | 0 | 0 | 0 | 1 | 0 | 0 | [7 empty] | 1 |  | CF/DC/SP/CEFLA LITE GREEN INT COVER PROTECTION 97440047
IM01466 | Dental Chair Spares-Anthos-Cefla Lite Green Small Tray Protection 97440048 | 10600197440048 |  | A Class |  |  | I-Inventory | FG-Finish Good | R | Spares | Dental Chair-Spares | Dental Equiment | Main Location | 90330000 |  | FIFO | Anthos/Cefla | [8 empty] | 0 | 0 | 0 | 1 | 0 | 0 | [7 empty] | 1 |  | CF/DC/SP/CEFLA LITE GREEN SMALL TRAY PROTECTION 97440048
IM01467 | Dental Chair Spares-Anthos-Cefla Lower Cover Assistant Table 97460667 | 10600197460667 |  | A Class |  |  | I-Inventory | FG-Finish Good | R | Spares | Dental Chair-Spares | Dental Equiment | Main Location | 90330000 |  | FIFO | Anthos/Cefla | [8 empty] | 0 | 0 | 0 | 1 | 0 | 0 | [7 empty] | 1 |  | CF/DC/SP/CEFLA LOWER COVER ASSISTANT TABLE 97460667
IM01468 | Dental Chair Spares-Anthos-Cefla Micro Switch Holder 97461215 | 10600197461215 |  | A Class |  |  | I-Inventory | FG-Finish Good | R | Spares | Dental Chair-Spares | Dental Equiment | Main Location | 90330000 |  | FIFO | Anthos/Cefla | [8 empty] | 0 | 0 | 0 | 1 | 0 | 0 | [7 empty] | 1 |  | CF/DC/SP/CEFLA MICRO SWITCH HOLDER 97461215
IM01469 | Dental Chair Spares-Anthos-Cefla Micro Switch Holder Fixing Sheel 99921627 | 10600199921627 |  | A Class |  |  | I-Inventory | FG-Finish Good | R | Spares | Dental Chair-Spares | Dental Equiment | Main Location | 90330000 |  | FIFO | Anthos/Cefla | [8 empty] | 0 | 0 | 0 | 1 | 0 | 0 | [7 empty] | 1 |  | CF/DC/SP/CEFLA MICRO SWITCH HOLDER FIXING SHEEL 99921627
IM01470 | Dental Chair Spares-Anthos-Cefla Mm Control Board 97661150 | 10600197661150 |  | A Class |  |  | I-Inventory | FG-Finish Good | R | Spares | Dental Chair-Spares | Dental Equiment | Main Location | 90330000 |  | FIFO | Anthos/Cefla | [5 empty] | .. |  |  | 0 | 0 | 0 | 1 | 0 | 0 | [7 empty] | 1 |  | CF/DC/SP/CEFLA MM CONTROL BOARD 97661150
IM01471 | Dental Chair Spares-Anthos-Cefla Potentiometer Pin 99970126 | 10600199970126 |  | A Class |  |  | I-Inventory | FG-Finish Good | R | Spares | Dental Chair-Spares | Dental Equiment | Main Location | 90330000 |  | FIFO | Anthos/Cefla | [8 empty] | 0 | 0 | 0 | 1 | 0 | 0 | [7 empty] | 1 |  | CF/DC/SP/CEFLA POTENTIOMETER PIN 99970126
IM01472 | Dental Chair Spares-Anthos-Cefla Pro Tips Syringe Tips 97270125 | 10600197270125 |  | A Class |  |  | I-Inventory | FG-Finish Good | R | Spares | Dental Chair-Spares | Dental Equiment | Main Location | 90330000 |  | FIFO | Anthos/Cefla | [5 empty] | .. |  |  | 0 | 0 | 0 | 1 | 0 | 0 | [7 empty] | 1 |  | CF/DC/SP/CEFLA PRO TIPS SYRINGE TIPS 97270125
IM01473 | Dental Chair Spares-Anthos-Cefla Removable Handle Sheel 97461835 | 10600197461835 |  | A Class |  |  | I-Inventory | FG-Finish Good | R | Spares | Dental Chair-Spares | Dental Equiment | Main Location | 90330000 |  | FIFO | Anthos/Cefla | [8 empty] | 0 | 0 | 0 | 1 | 0 | 0 | [7 empty] | 1 |  | CF/DC/SP/CEFLA REMOVABLE HANDLE SHEEL 97461835
IM01474 | Dental Chair Spares-Anthos-Cefla Screw Aut Tc Cro D3S Px8 51537012 | 10600151537012 |  | A Class |  |  | I-Inventory | FG-Finish Good | R | Spares | Dental Chair-Spares | Dental Equiment | Main Location | 90330000 |  | FIFO | Anthos/Cefla | [8 empty] | 0 | 0 | 0 | 1 | 0 | 0 | [7 empty] | 1 |  | CF/DC/SP/CEFLA SCREW AUT TC CRO D3S PX8 51537012
IM01475 | Dental Chair Spares-Anthos-Cefla Side Button Assembly 97461411 | 10600197461411 |  | A Class |  |  | I-Inventory | FG-Finish Good | R | Spares | Dental Chair-Spares | Dental Equiment | Main Location | 90330000 |  | FIFO | Anthos/Cefla | [8 empty] | 0 | 0 | 0 | 1 | 0 | 0 | [7 empty] | 1 |  | CF/DC/SP/CEFLA SIDE BUTTON ASSEMBLY 97461411
IM01476 | Dental Chair Spares-Anthos-Cefla Small Seat Assist Module 97461222 | 10600197461222 |  | A Class |  |  | I-Inventory | FG-Finish Good | R | Spares | Dental Chair-Spares | Dental Equiment | Main Location | 90330000 |  | FIFO | Anthos/Cefla | [8 empty] | 0 | 0 | 0 | 1 | 0 | 0 | [7 empty] | 1 |  | CF/DC/SP/CEFLA SMALL SEAT ASSIST MODULE 97461222
IM01477 | Dental Chair Spares-Anthos-Cefla Standard Optical Fiber 08Mm-60030402 | 10600160030402 |  | A Class |  |  | I-Inventory | FG-Finish Good | R | Spares | Dental Chair-Spares | Dental Equiment | Main Location | 90330000 |  | FIFO | Anthos/Cefla | [8 empty] | 0 | 0 | 0 | 1 | 0 | 0 | [7 empty] | 1 |  | CF/DC/SP/CEFLA STANDARD OPTICAL FIBER 08MM-60030402
IM01478 | Dental Chair Spares-Anthos-Cefla Starter Kit Syringe 2012 97270149 | 10600197270149 |  | A Class |  |  | I-Inventory | FG-Finish Good | R | Spares | Dental Chair-Spares | Dental Equiment | Main Location | 90330000 |  | FIFO | Anthos/Cefla | [5 empty] | .. |  |  | 0 | 0 | 0 | 1 | 0 | 0 | [7 empty] | 1 |  | CF/DC/SP/CEFLA STARTER KIT SYRINGE 2012 97270149
IM01479 | Dental Chair Spares-Anthos-Cefla Suct.Hose D-11-5-L-1600 No Me 97901123 | 10600197901123 |  | A Class |  |  | I-Inventory | FG-Finish Good | R | Spares | Dental Chair-Spares | Dental Equiment | Main Location | 90330000 |  | FIFO | Anthos/Cefla | [8 empty] | 0 | 0 | 0 | 1 | 0 | 0 | [7 empty] | 1 |  | CF/DC/SP/CEFLA SUCT.HOSE D-11-5-L-1600 NO ME 97901123
IM01480 | Dental Chair Spares-Anthos-Cefla Suct.Hose D-7-L-1600 No Met 97901122 | 10600197901122 |  | A Class |  |  | I-Inventory | FG-Finish Good | C | Spares | Dental Chair-Spares | Dental Equiment | Main Location | 90330000 |  | FIFO | Anthos/Cefla | [8 empty] | 0 | 0 | 0 | 1 | 0 | 0 | [7 empty] | 1 |  | CF/DC/SP/CEFLA SUCT.HOSE D-7-L-1600 NO MET 97901122
IM01481 | Dental Chair Spares-Anthos-Cefla Upper Cover Assistant Table 97460668 | 10600197460668 |  | A Class |  |  | I-Inventory | FG-Finish Good | R | Spares | Dental Chair-Spares | Dental Equiment | Main Location | 90330000 |  | FIFO | Anthos/Cefla | [8 empty] | 0 | 0 | 0 | 1 | 0 | 0 | [7 empty] | 1 |  | CF/DC/SP/CEFLA UPPER COVER ASSISTANT TABLE 97460668
IM01482 | Dental Chair Spares-Anthos-Cefla Venus E Lamp Complete Head V91100514 | 106001V91100514 |  | A Class |  |  | I-Inventory | FG-Finish Good | R | Spares | Dental Chair-Spares | Dental Equiment | Main Location | 90330000 |  | FIFO | Anthos/Cefla | [8 empty] | 0 | 0 | 0 | 1 | 0 | 0 | [7 empty] | 1 |  | CF/DC/SP/CEFLA VENUS E LAMP COMPLETE HEAD V91100514
IM01483 | Dental Chair Spares-Anthos-Cefla Vga Exit Cable 97521844 | 10600197521844 |  | A Class |  |  | I-Inventory | FG-Finish Good | R | Spares | Dental Chair-Spares | Dental Equiment | Main Location |  |  | FIFO | Anthos/Cefla | [8 empty] | 0 | 0 | 0 | 1 | 0 | 0 | [7 empty] | 1 |  | CF/DC/SP/CEFLA VGA EXIT CABLE 97521844
IM01484 | Dental Chair Spares-Anthos-Cefla Z Axix Joint 97461828 | 106001ZAXISJOINT97461828 |  | A Class |  |  | I-Inventory | FG-Finish Good | R | Spares | Dental Chair-Spares | Dental Equiment | Main Location | 90330000 |  | FIFO | Anthos/Cefla | [8 empty] | 0 | 0 | 0 | 1 | 0 | 0 | [7 empty] | 1 |  | CF/DC/SP/CEFLA Z AXIX JOINT 97461828
IM01485 | Dental Chair Spares-Anthos-Chair Backrest Upholstery Light Blue 94016900 | 106001BKRUPHOLLBLUE94016900 |  | A Class |  |  | I-Inventory | FG-Finish Good | R | Spares | Dental Chair-Spares | Dental Equiment | Main Location | 90330000 |  | FIFO | Anthos/Cefla | [8 empty] | 0 | 0 | 0 | 1 | 0 | 0 | [7 empty] | 1 |  | CF/DC/SP/CHAIR BACKREST UPHOLSTERY LIGHT BLUE 94016900
IM01486 | Dental Chair Spares-Anthos-Chair Backrest Upholstery S Visco 194 Venet Red-97992361 | 106001CHBKRUPVISCO194RED97992361 |  | A Class |  |  | I-Inventory | FG-Finish Good | R | Spares | Dental Chair-Spares | Dental Equiment | Main Location | 90330000 |  | FIFO | Anthos/Cefla | [8 empty] | 0 | 0 | 0 | 1 | 0 | 0 | [7 empty] | 1 |  | CF/DC/SP/CHAIR BACKREST UPHOLSTERY S VISCO 194 VENET RED-97992361
IM01487 | Dental Chair Spares-Anthos-Chair Potentiom El.Dev 97520709 | 10600197520709 |  | A Class |  |  | I-Inventory | FG-Finish Good | R | Spares | Dental Chair-Spares | Dental Equiment | Main Location | 90330000 |  | FIFO | Anthos/Cefla | [8 empty] | 0 | 0 | 0 | 1 | 0 | 0 | [7 empty] | 1 |  | CF/DC/SP/CHAIR POTENTIOM EL.DEV 97520709
IM01488 | Dental Chair Spares-Anthos-Cl.R Foot Control Gr.91104940 | 106001FOOTCONTROL91104940 |  | A Class |  |  | I-Inventory | FG-Finish Good | R | Spares | Dental Chair-Spares | Dental Equiment | Main Location | 90330000 |  | FIFO | Anthos/Cefla | [8 empty] | 0 | 0 | 0 | 1 | 0 | 0 | [7 empty] | 1 |  | CF/DC/SP/CL.R FOOT CONTROL GR.91104940
IM01489 | Dental Chair Spares-Anthos-Collect Cannula Gr 1 Filter 91105181 | 106001GR1FILTER91105181 |  | A Class |  |  | I-Inventory | FG-Finish Good | R | Spares | Dental Chair-Spares | Dental Equiment | Main Location | 90330000 |  | FIFO | Anthos/Cefla | [8 empty] | 0 | 0 | 0 | 1 | 0 | 0 | [7 empty] | 1 |  | CF/DC/SP/COLLECT CANNULA GR 1 FILTER 91105181
IM01490 | Dental Chair Spares-Anthos-Compens Washer D 21X28 S03-53122012 | 10600153122012 |  | A Class |  |  | I-Inventory | FG-Finish Good | R | Spares | Dental Chair-Spares | Dental Equiment | Main Location | 90330000 |  | FIFO | Anthos/Cefla | [8 empty] | 0 | 0 | 0 | 1 | 0 | 0 | [7 empty] | 1 |  | CF/DC/SP/COMPENS WASHER D 21X28 S03-53122012
IM01491 | Dental Chair Spares-Anthos-Complete Std Foot Control 91104540 | 106001FOOTCNTRL91104540 |  | A Class |  |  | I-Inventory | FG-Finish Good | R | Spares | Dental Chair-Spares | Dental Equiment | Main Location | 90330000 |  | FIFO | Anthos/Cefla | [8 empty] | 0 | 0 | 0 | 1 | 0 | 0 | [7 empty] | 1 |  | CF/DC/SP/COMPLETE STD FOOT CONTROL 91104540
IM01492 | Dental Chair Spares-Anthos-Connect Box Board Lite 97660773 | 10600197660773 |  | A Class |  |  | I-Inventory | FG-Finish Good | R | Spares | Dental Chair-Spares | Dental Equiment | Main Location | 90330000 |  | FIFO | Anthos/Cefla | [8 empty] | 0 | 0 | 0 | 1 | 0 | 0 | [7 empty] | 1 |  | CF/DC/SP/CONNECT BOX BOARD LITE 97660773
IM01493 | Dental Chair Spares-Anthos-Connecting Box Board 97660169 | 16000197660169 |  | A Class |  |  | I-Inventory | FG-Finish Good | R | Spares | Dental Chair-Spares | Dental Equiment | Main Location | 90330000 |  | FIFO | Anthos/Cefla | [8 empty] | 0 | 0 | 0 | 1 | 0 | 0 | [7 empty] | 1 |  | CF/DC/SP/CONNECTING BOX BOARD 97660169
IM01494 | Dental Chair Spares-Anthos-Cont 2013 Lcd Console Group 97661145 | 10600197661145 |  | A Class |  |  | I-Inventory | FG-Finish Good | R | Spares | Dental Chair-Spares | Dental Equiment | Main Location | 90330000 |  | FIFO | Anthos/Cefla | [8 empty] | 0 | 0 | 0 | 1 | 0 | 0 | [7 empty] | 1 |  | CF/DC/SP/CONT 2013 LCD CONSOLE GROUP 97661145
IM01495 | Dental Chair Spares-Anthos-Continental Console Group 97661144 | 106001CONSOLEGROUP97661144 |  | A Class |  |  | I-Inventory | FG-Finish Good | R | Spares | Dental Chair-Spares | Dental Equiment | Main Location |  |  | FIFO | Anthos/Cefla | [8 empty] | 0 | 0 | 0 | 1 | 0 | 0 | [7 empty] | 1 |  | CF/DC/SP/CONTINENTAL CONSOLE GROUP 97661144
IM01496 | Dental Chair Spares-Anthos-Coperchio Serbatoi Serie 3000 Pz 91109109 | 10600191109109 |  | A Class |  |  | I-Inventory | FG-Finish Good | R | Spares | Dental Chair-Spares | Dental Equiment | Main Location |  |  | FIFO | Anthos/Cefla | [8 empty] | 0 | 0 | 0 | 1 | 0 | 0 | [7 empty] | 1 |  | CF/DC/SP/COPERCHIO SERBATOI SERIE 3000 PZ 91109109
IM01497 | Dental Chair Spares-Anthos-Cord Sez L1400C U2 Hd 95520509 | 10600195520509 |  | A Class |  |  | I-Inventory | FG-Finish Good | R | Spares | Dental Chair-Spares | Dental Equiment | Main Location |  |  | FIFO | Anthos/Cefla | [8 empty] | 0 | 0 | 0 | 1 | 0 | 0 | [7 empty] | 1 |  | CF/DC/SP/CORD SEZ L1400C U2 HD 95520509
IM01498 | Dental Chair Spares-Anthos-Cupsider Bowl Gasket 50 X 72 | 106001BOWLGASKIT5072 |  | A Class |  |  | I-Inventory | FG-Finish Good | R | Spares | Dental Chair-Spares | Dental Equiment | Main Location | 90330000 |  | FIFO | Anthos/Cefla | [8 empty] | 0 | 0 | 0 | 1 | 0 | 0 | [7 empty] | 1 |  | CF/DC/SP/CUPSIDER BOWL GASKET 50 X 72
IM01499 | Dental Chair Spares-Anthos-Cuspidor Bowl Connt 97461136 | 10600197461136 |  | A Class |  |  | I-Inventory | FG-Finish Good | R | Spares | Dental Chair-Spares | Dental Equiment | Main Location | 90330000 |  | FIFO | Anthos/Cefla | [5 empty] | . |  |  | 0 | 0 | 0 | 1 | 0 | 0 | [7 empty] | 1 |  | CF/DC/SP/CUSPIDOR BOWL CONNT 97461136
IM01500 | Dental Chair Spares-Anthos-Dent Foot Ctrl Sup 97521386 | 10600197521386 |  | A Class |  |  | I-Inventory | FG-Finish Good | R | Spares | Dental Chair-Spares | Dental Equiment | Main Location | 90330000 |  | FIFO | Anthos/Cefla | [8 empty] | 0 | 0 | 0 | 1 | 0 | 0 | [7 empty] | 1 |  | CF/DC/SP/DENT FOOT CTRL SUP 97521386
IM01501 | Dental Chair Spares-Anthos-Dent Multi Fuctional Foot Control 91105140 | 10600191105140 |  | A Class |  |  | I-Inventory | FG-Finish Good | R | Spares | Dental Chair-Spares | Dental Equiment | Main Location | 90330000 |  | FIFO | Anthos/Cefla | [8 empty] | 0 | 0 | 0 | 1 | 0 | 0 | [7 empty] | 1 |  | CF/DC/SP/DENT MULTI FUCTIONAL FOOT CONTROL 91105140
IM01502 | Dental Chair Spares-Anthos-Dent Touch Board 97661234 | 10600197661234 |  | A Class |  |  | I-Inventory | FG-Finish Good | R | Spares | Dental Chair-Spares | Dental Equiment | Main Location | 90330000 |  | FIFO | Anthos/Cefla | [8 empty] | 0 | 0 | 0 | 1 | 0 | 0 | [7 empty] | 1 |  | CF/DC/SP/DENT TOUCH BOARD 97661234
IM01503 | Dental Chair Spares-Anthos-Dent Venus Led Opt 91109244 | 10600191109244 |  | A Class |  |  | I-Inventory | FG-Finish Good | R | Spares | Dental Chair-Spares | Dental Equiment | Main Location | 90330000 |  | FIFO | Anthos/Cefla | [8 empty] | 0 | 0 | 0 | 1 | 0 | 0 | [7 empty] | 1 |  | CF/DC/SP/DENT VENUS LED OPT 91109244
IM01504 | Dental Chair Spares-Anthos-Dental 6F Angled Syringe Handle 95529154 | 1060016FSYGHANDLE95529154 |  | A Class |  |  | I-Inventory | FG-Finish Good | R | Spares | Dental Chair-Spares | Dental Equiment | Main Location | 90330000 |  | FIFO | Anthos/Cefla | [8 empty] | 0 | 0 | 0 | 1 | 0 | 0 | [7 empty] | 1 |  | CF/DC/SP/DENTAL 6F ANGLED SYRINGE HANDLE 95529154
IM01505 | Dental Chair Spares-Anthos-Dental Ctrl Board Venus Lamp 97660841 | 10600197660841 |  | A Class |  |  | I-Inventory | FG-Finish Good | R | Spares | Dental Chair-Spares | Dental Equiment | Main Location | 90330000 |  | FIFO | Anthos/Cefla | [5 empty] | .. |  |  | 0 | 0 | 0 | 1 | 0 | 0 | [7 empty] | 1 |  | CF/DC/SP/DENTAL CTRL BOARD VENUS LAMP 97660841
IM01506 | Dental Chair Spares-Anthos-Dental Dynamom.Wrench Piezo Fr300R101 | 106001FR300R101 |  | A Class |  |  | I-Inventory | FG-Finish Good | R | Spares | Dental Chair-Spares | Dental Equiment | Main Location | 90330000 |  | FIFO | Anthos/Cefla | [5 empty] | .. |  |  | 0 | 0 | 0 | 1 | 0 | 0 | [7 empty] | 1 |  | CF/DC/SP/DENTAL DYNAMOM.WRENCH PIEZO FR300R101
IM01507 | Dental Chair Spares-Anthos-Dental Elect Syst Micro Instrum Laser 97520972 | 106001INSTLASER97520972 |  | A Class |  |  | I-Inventory | FG-Finish Good | R | Spares | Dental Chair-Spares | Dental Equiment | Main Location | 90330000 |  | FIFO | Anthos/Cefla | [8 empty] | 0 | 0 | 0 | 1 | 0 | 0 | [7 empty] | 1 |  | CF/DC/SP/DENTAL ELECT SYST MICRO INSTRUM LASER 97520972
IM01508 | Dental Chair Spares-Anthos-Dental Foot Control 91104340 | 10600191104340 |  | A Class |  |  | I-Inventory | FG-Finish Good | R | Spares | Dental Chair-Spares | Dental Equiment | Main Location | 90330000 |  | FIFO | Anthos/Cefla | [8 empty] | 0 | 0 | 0 | 1 | 0 | 0 | [7 empty] | 1 |  | CF/DC/SP/DENTAL FOOT CONTROL 91104340
IM01509 | Dental Chair Spares-Anthos-Dental Glass Cuspidor Bowl Gr 91109118 | 10600191109118 |  | A Class |  |  | I-Inventory | FG-Finish Good | R | Spares | Dental Chair-Spares | Dental Equiment | Main Location | 90330000 |  | FIFO | Anthos/Cefla | [8 empty] | 0 | 0 | 0 | 1 | 0 | 0 | [7 empty] | 1 |  | CF/DC/SP/DENTAL GLASS CUSPIDOR BOWL GR 91109118
IM01510 | Dental Chair Spares-Anthos-Dental Instr Lever Base Cover 97460835 | 10600197460835 |  | A Class |  |  | I-Inventory | FG-Finish Good | R | Spares | Dental Chair-Spares | Dental Equiment | Main Location | 90330000 |  | FIFO | Anthos/Cefla | [8 empty] | 0 | 0 | 0 | 1 | 0 | 0 | [7 empty] | 1 |  | CF/DC/SP/DENTAL INSTR LEVER BASE COVER 97460835
IM01511 | Dental Chair Spares-Anthos-Dental Legrest Antivibrating Gr.91109350 | 106001ANTIVIBRATINGGR91109350 |  | A Class |  |  | I-Inventory | FG-Finish Good | C | Spares | Dental Chair-Spares | Dental Equiment | Main Location | 90330000 |  | FIFO | Anthos/Cefla | [8 empty] | 0 | 0 | 0 | 1 | 0 | 0 | [7 empty] | 1 |  | CF/DC/SP/DENTAL LEGREST ANTIVIBRATING GR.91109350
IM01512 | Dental Chair Spares-Anthos-Dental O Ring 1,78X29,87 97366100 | 106001ORING97366100 |  | A Class |  |  | I-Inventory | FG-Finish Good | C | Spares | Dental Chair-Spares | Dental Equiment | Main Location | 90330000 |  | FIFO | Anthos/Cefla | [8 empty] | 0 | 0 | 0 | 1 | 0 | 0 | [7 empty] | 1 |  | CF/DC/SP/DENTAL O RING 1,78X29,87 97366100
IM01513 | Dental Chair Spares-Anthos-Dental O Ring2056 97362500 | 106001ORING205697362500 |  | A Class |  |  | I-Inventory | FG-Finish Good | C | Spares | Dental Chair-Spares | Dental Equiment | Main Location | 90330000 |  | FIFO | Anthos/Cefla | [8 empty] | 0 | 0 | 0 | 1 | 0 | 0 | [7 empty] | 1 |  | CF/DC/SP/DENTAL O RING2056 97362500
IM01514 | Dental Chair Spares-Anthos-Dental O Ring281 97363700 | 106001ORING97363700 |  | A Class |  |  | I-Inventory | FG-Finish Good | C | Spares | Dental Chair-Spares | Dental Equiment | Main Location | 90330000 |  | FIFO | Anthos/Cefla | [8 empty] | 0 | 0 | 0 | 1 | 0 | 0 | [7 empty] | 1 |  | CF/DC/SP/DENTAL O RING281 97363700
IM01515 | Dental Chair Spares-Anthos-Dental Pneumatic Microswitch 97290056 | 106001MICROSWITCH97290056 |  | A Class |  |  | I-Inventory | FG-Finish Good | R | Spares | Dental Chair-Spares | Dental Equiment | Main Location | 90330000 |  | FIFO | Anthos/Cefla | [8 empty] | 0 | 0 | 0 | 1 | 0 | 0 | [7 empty] | 1 |  | CF/DC/SP/DENTAL PNEUMATIC MICROSWITCH 97290056
IM01516 | Dental Chair Spares-Anthos-Dental Table Support 99921000 | 10600199921000 |  | A Class |  |  | I-Inventory | FG-Finish Good | R | Spares | Dental Chair-Spares | Dental Equiment | Main Location | 90330000 |  | FIFO | Anthos/Cefla | [8 empty] | 0 | 0 | 0 | 1 | 0 | 0 | [7 empty] | 1 |  | CF/DC/SP/DENTAL TABLE SUPPORT 99921000
IM01517 | Dental Chair Spares-Anthos-Dental Type C1 Tip F680C2700 | 106001F680C2700 |  | A Class |  |  | I-Inventory | FG-Finish Good | R | Spares | Dental Chair-Spares | Dental Equiment | Main Location | 90330000 |  | FIFO | Anthos/Cefla | [5 empty] | .. |  |  | 0 | 0 | 0 | 1 | 0 | 0 | [7 empty] | 1 |  | CF/DC/SP/DENTAL TYPE C1 TIP F680C2700
IM01518 | Dental Chair Spares-Anthos-Dental Type C2 Tip F680C2800 | 106001F680C2800 |  | A Class |  |  | I-Inventory | FG-Finish Good | R | Spares | Dental Chair-Spares | Dental Equiment | Main Location | 90330000 |  | FIFO | Anthos/Cefla | [8 empty] | 0 | 0 | 0 | 1 | 0 | 0 | [7 empty] | 1 |  | CF/DC/SP/DENTAL TYPE C2 TIP F680C2800
IM01519 | Dental Chair Spares-Anthos-Dentists Module Arm Plug 97461022 | 10600197461022 |  | A Class |  |  | I-Inventory | FG-Finish Good | R | Spares | Dental Chair-Spares | Dental Equiment | Main Location | 90330000 |  | FIFO | Anthos/Cefla | [8 empty] | 0 | 0 | 0 | 1 | 0 | 0 | [7 empty] | 1 |  | CF/DC/SP/DENTISTS MODULE ARM PLUG 97461022
IM01520 | Dental Chair Spares-Anthos-Disposable Protection Sleev (50Pcs) | 106001DISPSLEEVE |  | A Class |  |  | I-Inventory | FG-Finish Good | R | Spares | Dental Chair-Spares | Dental Equiment | Main Location | 90330000 |  | FIFO | Anthos/Cefla | [8 empty] | 0 | 0 | 0 | 1 | 0 | 0 | [7 empty] | 1 |  | CF/DC/SP/DISPOSABLE PROTECTION SLEEV (50PCS)
IM01521 | Dental Chair Spares-Anthos-El Sys Multimedia L4-97522439 | 106001MULTIMEDIAL497522439 |  | A Class |  |  | I-Inventory | FG-Finish Good | R | Spares | Dental Chair-Spares | Dental Equiment | Main Location | 90330000 |  | FIFO | Anthos/Cefla | [8 empty] | 0 | 0 | 0 | 1 | 0 | 0 | [7 empty] | 1 |  | CF/DC/SP/EL SYS MULTIMEDIA L4-97522439
IM01522 | Dental Chair Spares-Anthos-Fan Control Of Lux Lamp-97710139 | 106001FANCTRL97710139 |  | A Class |  |  | I-Inventory | FG-Finish Good | R | Spares | Dental Chair-Spares | Dental Equiment | Main Location | 90330000 |  | FIFO | Anthos/Cefla | [8 empty] | 0 | 0 | 0 | 1 | 0 | 0 | [7 empty] | 1 |  | CF/DC/SP/FAN CONTROL OF LUX LAMP-97710139
IM01523 | Dental Chair Spares-Anthos-Fitting For Med 91109430 | 10600191109430 |  | A Class |  |  | I-Inventory | FG-Finish Good | R | Spares | Dental Chair-Spares | Dental Equiment | Main Location | 90330000 |  | FIFO | Anthos/Cefla | [8 empty] | 0 | 0 | 0 | 1 | 0 | 0 | [7 empty] | 1 |  | CF/DC/SP/FITTING FOR MED 91109430
IM01524 | Dental Chair Spares-Anthos-Fix Handle Oring 2.62X9.1.19-97373300 | 106001HANDLEORING97373300 |  | A Class |  |  | I-Inventory | FG-Finish Good | R | Spares | Dental Chair-Spares | Dental Equiment | Main Location | 90330000 |  | FIFO | Anthos/Cefla | [8 empty] | 0 | 0 | 0 | 1 | 0 | 0 | [7 empty] | 1 |  | CF/DC/SP/FIX HANDLE ORING 2.62X9.1.19-97373300
IM01525 | Dental Chair Spares-Anthos-Fixing Pin Tray Holder-99921620 | 106001TRAYHOLDER99921620 |  | A Class |  |  | I-Inventory | FG-Finish Good | R | Spares | Dental Chair-Spares | Dental Equiment | Main Location | 90330000 |  | FIFO | Anthos/Cefla | [8 empty] | 0 | 0 | 0 | 1 | 0 | 0 | [7 empty] | 1 |  | CF/DC/SP/FIXING PIN TRAY HOLDER-99921620
IM01526 | Dental Chair Spares-Anthos-Gen.Switch Supply Cable 97520334 | 10600197520334 |  | A Class |  |  | I-Inventory | FG-Finish Good | R | Spares | Dental Chair-Spares | Dental Equiment | Main Location | 90330000 |  | FIFO | Anthos/Cefla | [8 empty] | 0 | 0 | 0 | 1 | 0 | 0 | [7 empty] | 1 |  | CF/DC/SP/GEN.SWITCH SUPPLY CABLE 97520334
IM01527 | Dental Chair Spares-Anthos-Ghiera D 20X1 Autobl-52900023 | 10600152900023 |  | A Class |  |  | I-Inventory | FG-Finish Good | R | Spares | Dental Chair-Spares | Dental Equiment | Main Location |  |  | FIFO | Anthos/Cefla | [8 empty] | 0 | 0 | 0 | 1 | 0 | 0 | [7 empty] | 1 |  | CF/DC/SP/GHIERA D 20X1 AUTOBL-52900023
IM01528 | Dental Chair Spares-Anthos-Gr Cons Full Touch Multim Int-97662199 | 106001MULTIM97662199 |  | A Class |  |  | I-Inventory | FG-Finish Good | R | Spares | Dental Chair-Spares | Dental Equiment | Main Location | 90330000 |  | FIFO | Anthos/Cefla | [8 empty] | 0 | 0 | 0 | 1 | 0 | 0 | [7 empty] | 1 |  | CF/DC/SP/GR CONS FULL TOUCH MULTIM INT-97662199
IM01529 | Dental Chair Spares-Anthos-Gr Ie Alim Scheda Tavolet 91102426 | 106001TAVOLET91102426 |  | A Class |  |  | I-Inventory | FG-Finish Good | R | Spares | Dental Chair-Spares | Dental Equiment | Main Location | 90330000 |  | FIFO | Anthos/Cefla | [8 empty] | 0 | 0 | 0 | 1 | 0 | 0 | [7 empty] | 1 |  | CF/DC/SP/GR IE ALIM SCHEDA TAVOLET 91102426
IM01530 | Dental Chair Spares-Anthos-Gr. Coperchio Precamera Serb 2 Pz 91109126 | 10600191109126 |  | A Class |  |  | I-Inventory | FG-Finish Good | R | Spares | Dental Chair-Spares | Dental Equiment | Main Location | 90330000 |  | FIFO | Anthos/Cefla | [8 empty] | 0 | 0 | 0 | 1 | 0 | 0 | [7 empty] | 1 |  | CF/DC/SP/GR. COPERCHIO PRECAMERA SERB 2 PZ 91109126
IM01531 | Dental Chair Spares-Anthos-Sp/Syringe Valve Body Kit 95509132 | 106001SYGBODYKIT95509132 |  | A Class |  |  | I-Inventory | FG-Finish Good | R | Spares | Dental Chair-Spares | Dental Equiment | Main Location | 90330000 |  | FIFO | Anthos/Cefla | [8 empty] | 0 | 0 | 0 | 1 | 0 | 0 | [7 empty] | 1 |  | CF/DC/AC/SP/SYRINGE VALVE BODY KIT 95509132
IM01532 | Dental Chair Spares-Anthos-Gr.Backrest Potentiometer Hold 92209082 | 106001BACKRESTHOLD92209082 |  | A Class |  |  | I-Inventory | FG-Finish Good | R | Spares | Dental Chair-Spares | Dental Equiment | Main Location | 90330000 |  | FIFO | Anthos/Cefla | [8 empty] | 0 | 0 | 0 | 1 | 0 | 0 | [7 empty] | 1 |  | CF/DC/SP/GR.BACKREST POTENTIOMETER HOLD 92209082
IM01533 | Dental Chair Spares-Anthos-Gr.Collett.Cann.2 Filtri 91105387 | 106001FILTER91105387 |  | A Class |  |  | I-Inventory | FG-Finish Good | R | Spares | Dental Chair-Spares | Dental Equiment | Main Location | 90330000 |  | FIFO | Anthos/Cefla | [8 empty] | 0 | 0 | 0 | 1 | 0 | 0 | [7 empty] | 1 |  | CF/DC/SP/GR.COLLETT.CANN.2 FILTRI 91105387
IM01534 | Dental Chair Spares-Anthos-Gr.Fan Of Lux Lamp-97710138 | 106001FAN97710138 |  | A Class |  |  | I-Inventory | FG-Finish Good | R | Spares | Dental Chair-Spares | Dental Equiment | Main Location | 90330000 |  | FIFO | Anthos/Cefla | [8 empty] | 0 | 0 | 0 | 1 | 0 | 0 | [7 empty] | 1 |  | CF/DC/SP/GR.FAN OF LUX LAMP-97710138
IM01535 | Dental Chair Spares-Anthos-Gray Flat Cl Sheath D=25 97549000 | 106001GRAYSHEATHD2597549000 |  | A Class |  |  | I-Inventory | FG-Finish Good | R | Spares | Dental Chair-Spares | Dental Equiment | Main Location | 90330000 |  | FIFO | Anthos/Cefla | [8 empty] | 0 | 0 | 0 | 1 | 0 | 0 | [7 empty] | 1 |  | CF/DC/SP/GRAY FLAT CL SHEATH D=25 97549000
IM01536 | Dental Chair Spares-Anthos-Green Bipolar Switch 97600112 | 10600197600112 |  | A Class |  |  | I-Inventory | FG-Finish Good | R | Spares | Dental Chair-Spares | Dental Equiment | Main Location | 90330000 |  | FIFO | Anthos/Cefla | [8 empty] | 0 | 0 | 0 | 1 | 0 | 0 | [7 empty] | 1 |  | CF/DC/SP/GREEN BIPOLAR SWITCH 97600112
IM01537 | Dental Chair Spares-Anthos-Handle Support-99918650 | 106001HANDLESUPPORT99918650 |  | A Class |  |  | I-Inventory | FG-Finish Good | R | Spares | Dental Chair-Spares | Dental Equiment | Main Location | 90330000 |  | FIFO | Anthos/Cefla | [8 empty] | 0 | 0 | 0 | 1 | 0 | 0 | [7 empty] | 1 |  | CF/DC/SP/HANDLE SUPPORT-99918650
IM01538 | Dental Chair Spares-Anthos-Imp El Can Bus L600Mm 97521831 | 16000197521831 |  | A Class |  |  | I-Inventory | FG-Finish Good | R | Spares | Dental Chair-Spares | Dental Equiment | Main Location | 90330000 |  | FIFO | Anthos/Cefla | [8 empty] | 0 | 0 | 0 | 1 | 0 | 0 | [7 empty] | 1 |  | CF/DC/SP/IMP EL CAN BUS L600MM 97521831
IM01539 | Dental Chair Spares-Anthos-Imp.El.Alim.Monitor 97521631 | 106001ALIMMONITOR97521631 |  | A Class |  |  | I-Inventory | FG-Finish Good | R | Spares | Dental Chair-Spares | Dental Equiment | Main Location | 90330000 |  | FIFO | Anthos/Cefla | [8 empty] | 0 | 0 | 0 | 1 | 0 | 0 | [7 empty] | 1 |  | CF/DC/SP/IMP.EL.ALIM.MONITOR 97521631
IM01540 | Dental Chair Spares-Anthos-Instxr Module E.Sy Cable 97526200 | 106001SYNCABLE97526200 |  | A Class |  |  | I-Inventory | FG-Finish Good | R | Spares | Dental Chair-Spares | Dental Equiment | Main Location | 90330000 |  | FIFO | Anthos/Cefla | [8 empty] | 0 | 0 | 0 | 1 | 0 | 0 | [7 empty] | 1 |  | CF/DC/SP/INSTxR MODULE E.SY CABLE 97526200
IM01541 | Dental Chair Spares-Anthos-Kisar Evol Butt. Panel Card-97660292 | 10600197660292 |  | A Class |  |  | I-Inventory | FG-Finish Good | R | Spares | Dental Chair-Spares | Dental Equiment | Main Location | 90330000 |  | FIFO | Anthos/Cefla | [8 empty] | 0 | 0 | 0 | 1 | 0 | 0 | [7 empty] | 1 |  | Cf/Dc/Sp/Kisar Evol Butt. Panel Card-97660292
IM01542 | Dental Chair Spares-Anthos-Kit Update Leve E Rullini-91109630 | 106001LEVELE91109630 |  | A Class |  |  | I-Inventory | FG-Finish Good | R | Spares | Dental Chair-Spares | Dental Equiment | Main Location | 90330000 |  | FIFO | Anthos/Cefla | [8 empty] | 0 | 0 | 0 | 1 | 0 | 0 | [7 empty] | 1 |  | CF/DC/SP/KIT UPDATE LEVE E RULLINI-91109630
IM01543 | Dental Chair Spares-Anthos-Low Suction Tubing 97540205 | 10600197540205 |  | A Class |  |  | I-Inventory | FG-Finish Good | R | Spares | Dental Chair-Spares | Dental Equiment | Main Location | 90330000 |  | FIFO | Anthos/Cefla | [8 empty] | 0 | 0 | 0 | 1 | 0 | 0 | [7 empty] | 1 |  | CF/DC/SP/LOW SUCTION TUBING 97540205
IM01544 | Dental Chair Spares-Anthos-Mc3 Mm Tubing -97230288 | 106001MC3MMTUBING97230288 |  | A Class |  |  | I-Inventory | FG-Finish Good | R | Spares | Dental Chair-Spares | Dental Equiment | Main Location | 90330000 |  | FIFO | Anthos/Cefla | [8 empty] | 0 | 0 | 0 | 1 | 0 | 0 | [7 empty] | 1 |  | CF/DC/SP/MC3 MM TUBING -97230288
IM01545 | Dental Chair Spares-Anthos-Mm Cc Control Board -97660617 | 106001MMCCBOARD97660617 |  | A Class |  |  | I-Inventory | TG-Trading Good |  | Spares | Dental Chair-Spares | Dental Equiment | Main Location | 90330000 |  | FIFO | Anthos/Cefla | [8 empty] | 0 | 0 | 0 | 1 | 0 | 0 | [7 empty] | 1 |  | CF/DC/SP/MM CC CONTROL BOARD -97660617
IM01546 | Dental Chair Spares-Anthos-Monitor Supply Board 97661467 | 10600197661467 |  | A Class |  |  | I-Inventory | FG-Finish Good | R | Spares | Dental Chair-Spares | Dental Equiment | Main Location | 90330000 |  | FIFO | Anthos/Cefla | [8 empty] | 0 | 0 | 0 | 1 | 0 | 0 | [7 empty] | 1 |  | CF/DC/SP/MONITOR SUPPLY BOARD 97661467
IM01547 | Dental Chair Spares-Anthos-No Met.Suct.Hose D=11,5 L1800-97900963 | 10600197900963 |  | A Class |  |  | I-Inventory | FG-Finish Good | R | Spares | Dental Chair-Spares | Dental Equiment | Main Location | 90330000 |  | FIFO | Anthos/Cefla | [8 empty] | 0 | 0 | 0 | 1 | 0 | 0 | [7 empty] | 1 |  | Cf/Dc/Sp/No Met.Suct.Hose D=11,5 L1800-97900963
IM01548 | Dental Chair Spares-Anthos-No Sect 3F Syringe L1200 Hose-95520335 | 106001L1200HOSE95520335 |  | A Class |  |  | I-Inventory | FG-Finish Good | R | Spares | Dental Chair-Spares | Dental Equiment | Main Location | 90330000 |  | FIFO | Anthos/Cefla | [8 empty] | 0 | 0 | 0 | 1 | 0 | 0 | [7 empty] | 1 |  | CF/DC/SP/NO SECT 3F SYRINGE L1200 HOSE-95520335
IM01549 | Dental Chair Spares-Anthos-Ntc Sensor Connect El System-97520527 | 106000197520527 |  | A Class |  |  | I-Inventory | FG-Finish Good | R | Spares | Dental Chair-Spares | Dental Equiment | Main Location | 90330000 |  | FIFO | Anthos/Cefla | [8 empty] | 0 | 0 | 0 | 1 | 0 | 0 | [7 empty] | 1 |  | CF/DC/SP/NTC SENSOR CONNECT EL SYSTEM-97520527
IM01550 | Dental Chair Spares-Anthos-O Ring E 106-97361200 | 106001RINGE10697361200 |  | A Class |  |  | I-Inventory | FG-Finish Good | R | Spares | Dental Chair-Spares | Dental Equiment | Main Location | 90330000 |  | FIFO | Anthos/Cefla | [8 empty] | 0 | 0 | 0 | 1 | 0 | 0 | [7 empty] | 1 |  | CF/DC/SP/O RING E 106-97361200
IM01551 | Dental Chair Spares-Anthos-Or 3.53X58,74 Nbr 70 97374400 | 106001NBR97374400 |  | A Class |  |  | I-Inventory | FG-Finish Good | R | Spares | Dental Chair-Spares | Dental Equiment | Main Location | 90330000 |  | FIFO | Anthos/Cefla | [8 empty] | 0 | 0 | 0 | 1 | 0 | 0 | [7 empty] | 1 |  | CF/DC/SP/OR 3.53X58,74 NBR 70 97374400
IM01552 | Dental Chair Spares-Anthos-O-Ring Kit Cannula Connection 91109331 | 106052DCRINGKIT91109331 |  | A Class |  |  | I-Inventory | FG-Finish Good | C | Spares | Dental Chair-Spares | Dental Equiment | Main Location | 90330000 |  | FIFO | Anthos/Cefla | [8 empty] | 0 | 0 | 0 | 1 | 0 | 0 | [7 empty] | 1 |  | CF/DC/SP/O-RING KIT CANNULA CONNECTION 91109331
IM01553 | Dental Chair Spares-Anthos-Pantoger Front Lower Casing 97461043 | 106001CASING97461043 |  | A Class |  |  | I-Inventory | FG-Finish Good | R | Spares | Dental Chair-Spares | Dental Equiment | Main Location | 90330000 |  | FIFO | Anthos/Cefla | [8 empty] | 0 | 0 | 0 | 1 | 0 | 0 | [7 empty] | 1 |  | CF/DC/SP/PANTOGER FRONT LOWER CASING 97461043
IM01554 | Dental Chair Spares-Anthos-Parabolic Glass Of Lux Lamp -97710137 | 106001GLASS97710137 |  | A Class |  |  | I-Inventory | FG-Finish Good | R | Spares | Dental Chair-Spares | Dental Equiment | Main Location | 90330000 |  | FIFO | Anthos/Cefla | [8 empty] | 0 | 0 | 0 | 1 | 0 | 0 | [7 empty] | 1 |  | CF/DC/SP/PARABOLIC GLASS OF LUX LAMP -97710137
IM01555 | Dental Chair Spares-Anthos-Peroxy Ag 1000Ml 97190006 | 10600197190006 |  | A Class |  |  | I-Inventory | FG-Finish Good | R | Spares | Dental Chair-Spares | Dental Equiment | Main Location | 90330000 |  | FIFO | Anthos/Cefla | [8 empty] | 0 | 0 | 0 | 1 | 0 | 0 | [7 empty] | 1 |  | CF/DC/SP/PEROXY AG 1000ML 97190006
IM01556 | Dental Chair Spares-Anthos-Pinion Gear For Potentiometer 97460704 | 106001PINIONGEAR97460704 |  | A Class |  |  | I-Inventory | FG-Finish Good | R | Spares | Dental Chair-Spares | Dental Equiment | Main Location | 90330000 |  | FIFO | Anthos/Cefla | [8 empty] | 0 | 0 | 0 | 1 | 0 | 0 | [7 empty] | 1 |  | CF/DC/SP/PINION GEAR FOR POTENTIOMETER 97460704
IM01557 | Dental Chair Spares-Anthos-Pneum Micro Switch Gr-91109271 | 106001CFSWITCHGR91109271 |  | A Class |  |  | I-Inventory | FG-Finish Good | R | Spares | Dental Chair-Spares | Dental Equiment | Main Location | 90330000 |  | FIFO | Anthos/Cefla | [8 empty] | 0 | 0 | 0 | 1 | 0 | 0 | [7 empty] | 1 |  | CF/DC/SP/PNEUM MICRO SWITCH GR-91109271
IM01558 | Dental Chair Spares-Anthos-Potentiom. Pin Eye 97460332 | 10600197460332 |  | A Class |  |  | I-Inventory | FG-Finish Good | R | Spares | Dental Chair-Spares | Dental Equiment | Main Location | 90330000 |  | FIFO | Anthos/Cefla | [8 empty] | 0 | 0 | 0 | 1 | 0 | 0 | [7 empty] | 1 |  | CF/DC/SP/POTENTIOM. PIN EYE 97460332
IM01559 | Dental Chair Spares-Anthos-Proportional Ev Tt-97720254 | 106001PROPORTIONALEVTT97720254 |  | A Class |  |  | I-Inventory | FG-Finish Good | R | Spares | Dental Chair-Spares | Dental Equiment | Main Location | 90330000 |  | FIFO | Anthos/Cefla | [8 empty] | 0 | 0 | 0 | 1 | 0 | 0 | [7 empty] | 1 |  | CF/DC/SP/PROPORTIONAL EV TT-97720254
IM01560 | Dental Chair Spares-Anthos-Puls.Tav.Assist.2013 97620232 | 106001ASSIS97620232 |  | A Class |  |  | I-Inventory | FG-Finish Good | R | Spares | Dental Chair-Spares | Dental Equiment | Main Location | 90330000 |  | FIFO | Anthos/Cefla | [8 empty] | 0 | 0 | 0 | 1 | 0 | 0 | [7 empty] | 1 |  | CF/DC/SP/PULS.TAV.ASSIST.2013 97620232
IM01561 | Dental Chair Spares-Anthos-Safety Thermostat-97733800 | 106001SAFETYTHERMOSTATE97733800 |  | A Class |  |  | I-Inventory | FG-Finish Good | R | Spares | Dental Chair-Spares | Dental Equiment | Main Location | 90330000 |  | FIFO | Anthos/Cefla | [8 empty] | 0 | 0 | 0 | 1 | 0 | 0 | [7 empty] | 1 |  | CF/DC/SP/SAFETY THERMOSTAT-97733800
IM01562 | Dental Chair Spares-Anthos-Sch. Tavol. Medico Lite 2015 Pz 97661546 | 10600197661546 |  | A Class |  |  | I-Inventory | FG-Finish Good | R | Spares | Dental Chair-Spares | Dental Equiment | Main Location | 90330000 |  | FIFO | Anthos/Cefla | [8 empty] | 0 | 0 | 0 | 1 | 0 | 0 | [7 empty] | 1 |  | CF/DC/SP/SCH. TAVOL. MEDICO LITE 2015 PZ 97661546
IM01563 | Dental Chair Spares-Anthos-Scheda Idrico Lite 2013 Pz 97661125 | 10600197661125 |  | A Class |  |  | I-Inventory | FG-Finish Good | C | Spares | Dental Chair-Spares | Dental Equiment | Main Location | 90330000 |  | FIFO | Anthos/Cefla | [8 empty] | 0 | 0 | 0 | 1 | 0 | 0 | [7 empty] | 1 |  | CF/DC/SP/SCHEDA IDRICO LITE 2013 PZ 97661125
IM01564 | Dental Chair Spares-Anthos-Scheda Vrp Tav Medico -97661874 | 106001PCB97661874 |  | A Class |  |  | I-Inventory | FG-Finish Good | R | Spares | Dental Chair-Spares | Dental Equiment | Main Location | 90330000 |  | FIFO | Anthos/Cefla | [8 empty] | 0 | 0 | 0 | 1 | 0 | 0 | [7 empty] | 1 |  | CF/DC/SP/SCHEDA VRP TAV MEDICO -97661874
IM01565 | Dental Chair Spares-Anthos-Screw Tcei M4X14 8.8-51232144 | 106001SCREWTCEIM4X51232144 |  | A Class |  |  | I-Inventory | FG-Finish Good | R | Spares | Dental Chair-Spares | Dental Equiment | Main Location | 90330000 |  | FIFO | Anthos/Cefla | [8 empty] | 0 | 0 | 0 | 1 | 0 | 0 | [7 empty] | 1 |  | CF/DC/SP/SCREW TCEI M4X14 8.8-51232144
IM01566 | Dental Chair Spares-Anthos-Seat Potentiometer Gr. 92201111 | 10600192201111 |  | A Class |  |  | I-Inventory | FG-Finish Good | R | Spares | Dental Chair-Spares | Dental Equiment | Main Location | 90330000 |  | FIFO | Anthos/Cefla | [8 empty] | 0 | 0 | 0 | 1 | 0 | 0 | [7 empty] | 1 |  | CF/DC/SP/SEAT POTENTIOMETER GR. 92201111
IM01567 | Dental Chair Spares-Anthos-Sectionable Nozzle 95520612 | 106001NOZZLE95520612 |  | A Class |  |  | I-Inventory | FG-Finish Good | R | Spares | Dental Chair-Spares | Dental Equiment | Main Location | 90330000 |  | FIFO | Anthos/Cefla | [8 empty] | 0 | 0 | 0 | 1 | 0 | 0 | [7 empty] | 1 |  | CF/DC/SP/SECTIONABLE NOZZLE 95520612
IM01568 | Dental Chair Spares-Anthos-Small Cannula Support Terminal 97461189 | 106001SMALLCANNULA97461189 |  | A Class |  |  | I-Inventory | FG-Finish Good | R | Spares | Dental Chair-Spares | Dental Equiment | Main Location | 90330000 |  | FIFO | Anthos/Cefla | [8 empty] | 0 | 0 | 0 | 1 | 0 | 0 | [7 empty] | 1 |  | CF/DC/SP/SMALL CANNULA SUPPORT TERMINAL 97461189
IM01569 | Dental Chair Spares-Anthos-Straight Tubes Gr. D11 X 2.3M 97540196 | 106001TUBE97540196D11 |  | A Class |  |  | I-Inventory | FG-Finish Good | R | Spares | Dental Chair-Spares | Dental Equiment | Main Location | 90330000 |  | FIFO | Anthos/Cefla | [8 empty] | 0 | 0 | 0 | 1 | 0 | 0 | [7 empty] | 1 |  | CF/DC/SP/STRAIGHT TUBES GR. D11 X 2.3M 97540196
IM01570 | Dental Chair Spares-Anthos-Straight Tubes Gr. D17,5X2.3M 97540197 | 106001TUBE97540197D17 |  | A Class |  |  | I-Inventory | FG-Finish Good | R | Spares | Dental Chair-Spares | Dental Equiment | Main Location | 90330000 |  | FIFO | Anthos/Cefla | [8 empty] | 0 | 0 | 0 | 1 | 0 | 0 | [7 empty] | 1 |  | CF/DC/SP/STRAIGHT TUBES GR. D17,5X2.3M 97540197
IM01571 | Dental Chair Spares-Anthos-Syring Tubing 3F L 1400Mm-95520205 | 106001TUBING3FL1400MM95520205 |  | A Class |  |  | I-Inventory | FG-Finish Good | R | Spares | Dental Chair-Spares | Dental Equiment | Main Location | 90330000 |  | FIFO | Anthos/Cefla | [8 empty] | 0 | 0 | 0 | 1 | 0 | 0 | [7 empty] | 1 |  | CF/DC/SP/SYRING TUBING 3F L 1400MM-95520205
IM01572 | Dental Chair Spares-Anthos-Tabel Main Board-97660303 | 10600197660303 |  | A Class |  |  | I-Inventory | FG-Finish Good | R | Spares | Dental Chair-Spares | Dental Equiment | Main Location | 90330000 |  | FIFO | Anthos/Cefla | [8 empty] | 0 | 0 | 0 | 1 | 0 | 0 | [7 empty] | 1 |  | Cf/Dc/Sp/Tabel Main Board-97660303
IM01573 | Dental Chair Spares-Anthos-Table B Mm Cable-97520360 | 106001MMCABLE97520360 |  | A Class |  |  | I-Inventory | FG-Finish Good | R | Spares | Dental Chair-Spares | Dental Equiment | Main Location | 90330000 |  | FIFO | Anthos/Cefla | [8 empty] | 0 | 0 | 0 | 1 | 0 | 0 | [7 empty] | 1 |  | CF/DC/SP/TABLE B MM CABLE-97520360
IM01574 | Dental Chair Spares-Anthos-Table Handle-97460643 | 106001TABLEHANDLE97460643 |  | A Class |  |  | I-Inventory | FG-Finish Good | R | Spares | Dental Chair-Spares | Dental Equiment | Main Location | 90330000 |  | FIFO | Anthos/Cefla | [8 empty] | 0 | 0 | 0 | 1 | 0 | 0 | [7 empty] | 1 |  | CF/DC/SP/TABLE HANDLE-97460643
IM01575 | Dental Chair Spares-Anthos-Tank Junction Gr With Probe 91105859 | 106001TANKJUNCTION91105859 |  | A Class |  |  | I-Inventory | FG-Finish Good | R | Spares | Dental Chair-Spares | Dental Equiment | Main Location | 90330000 |  | FIFO | Anthos/Cefla | [8 empty] | 0 | 0 | 0 | 1 | 0 | 0 | [7 empty] | 1 |  | CF/DC/SP/TANK JUNCTION GR WITH PROBE 91105859
IM01576 | Dental Chair Spares-Anthos-Tank Junction Gr.Without Probe 91109464 | 106001TANKWOPROBE91109464 |  | A Class |  |  | I-Inventory | FG-Finish Good | R | Spares | Dental Chair-Spares | Dental Equiment | Main Location | 90330000 |  | FIFO | Anthos/Cefla | [8 empty] | 0 | 0 | 0 | 1 | 0 | 0 | [7 empty] | 1 |  | CF/DC/SP/TANK JUNCTION GR.WITHOUT PROBE 91109464
IM01577 | Dental Chair Spares-Anthos-T-Led Ring Nuts Unit-95510090 | 10600195510090 |  | A Class |  |  | I-Inventory | FG-Finish Good | R | Spares | Dental Chair-Spares | Dental Equiment | Main Location | 90330000 |  | FIFO | Anthos/Cefla | [8 empty] | 0 | 0 | 0 | 1 | 0 | 0 | [7 empty] | 1 |  | CF/DC/SP/T-LED RING NUTS UNIT-95510090
IM01578 | Dental Chair Spares-Anthos-Tray Holder Gr 91109053 | 106001TRAYHOLDER91109053 |  | A Class |  |  | I-Inventory | FG-Finish Good | R | Spares | Dental Chair-Spares | Dental Equiment | Main Location | 90330000 |  | FIFO | Anthos/Cefla | [8 empty] | 0 | 0 | 0 | 1 | 0 | 0 | [7 empty] | 1 |  | CF/DC/SP/TRAY HOLDER GR 91109053
IM01579 | Dental Chair Spares-Anthos-Ultrasound Non Sect Hose L1200-95520321 | 106001SECTIONHOSEL120095520321 |  | A Class |  |  | I-Inventory | FG-Finish Good | R | Spares | Dental Chair-Spares | Dental Equiment | Main Location | 90330000 |  | FIFO | Anthos/Cefla | [8 empty] | 0 | 0 | 0 | 1 | 0 | 0 | [7 empty] | 1 |  | CF/DC/SP/ULTRASOUND NON SECT HOSE L1200-95520321
IM01580 | Dental Chair Spares-Anthos-Upholstery Fixing Clamp 97440044 | 106001FIXINGCLAMP97440044 |  | A Class |  |  | I-Inventory | FG-Finish Good | R | Spares | Dental Chair-Spares | Dental Equiment | Main Location | 90330000 |  | FIFO | Anthos/Cefla | [8 empty] | 0 | 0 | 0 | 1 | 0 | 0 | [7 empty] | 1 |  | CF/DC/SP/UPHOLSTERY FIXING CLAMP 97440044
IM01581 | Dental Chair Spares-Anthos- 1/8 Junct. Disch. Faucet-97285500 | 106001FAUCET97285500 |  | A Class |  |  | I-Inventory | FG-Finish Good | R | Spares | Dental Chair-Spares | Dental Equiment | Main Location | 90330000 |  | FIFO | Anthos/Cefla | [8 empty] | 0 | 0 | 0 | 1 | 0 | 0 | [7 empty] | 1 |  | CF/DC/SP/ 1/8 JUNCT. DISCH. FAUCET-97285500
IM01582 | Dental Chair Spares-Anthos-U-Pz6 Anthos Scaler 95529094 | 10600195529094 |  | A Class |  |  | I-Inventory | FG-Finish Good | R | Spares | Dental Chair-Spares | Dental Equiment | Main Location | 90330000 |  | FIFO | Anthos/Cefla | [8 empty] | 0 | 0 | 0 | 1 | 0 | 0 | [7 empty] | 1 |  | Cf/Dc/Sp/U-PZ6 Anthos Scaler 95529094
IM01583 | Dental Chair Spares-Anthos-Usb Pc-Cbl 1,8Mt-97522512 | 106001CBLUSB97522512 |  | A Class |  |  | I-Inventory | FG-Finish Good | R | Spares | Dental Chair-Spares | Dental Equiment | Main Location | 90330000 |  | FIFO | Anthos/Cefla | [8 empty] | 0 | 0 | 0 | 1 | 0 | 0 | [7 empty] | 1 |  | CF/DC/SP/USB PC-CBL 1,8MT-97522512
IM01584 | Dental Chair Spares-Anthos-Valve Manual Gr.By Pass 91109325 | 106001MANUALGR91109325 |  | A Class |  |  | I-Inventory | FG-Finish Good | R | Spares | Dental Chair-Spares | Dental Equiment | Main Location | 90330000 |  | FIFO | Anthos/Cefla | [8 empty] | 0 | 0 | 0 | 1 | 0 | 0 | [7 empty] | 1 |  | CF/DC/SP/VALVE MANUAL GR.BY PASS 91109325
IM01585 | Dental Chair Spares-Anthos-Victor Cable Gr.For Foot Control V91100524 | 106001CEFLAV91100524 |  | A Class |  |  | I-Inventory | FG-Finish Good | R | Spares | Dental Chair-Spares | Dental Equiment | Main Location | 90330000 |  | FIFO | Anthos/Cefla | [8 empty] | 0 | 0 | 0 | 1 | 0 | 0 | [7 empty] | 1 |  | CF/DC/SP/VICTOR CABLE GR.FOR FOOT CONTROL V91100524
IM01586 | Dental Chair Spares-Anthos-Victor Chair Cable V97520105 | 106001CEFLAV97520105 |  | A Class |  |  | I-Inventory | FG-Finish Good | R | Spares | Dental Chair-Spares | Dental Equiment | Main Location | 90330000 |  | FIFO | Anthos/Cefla | [8 empty] | 0 | 0 | 0 | 1 | 0 | 0 | [7 empty] | 1 |  | CF/DC/SP/VICTOR CHAIR CABLE V97520105
IM01587 | Dental Chair Spares-Anthos-Victor Chair Foot Control Lower Rubber Part | 106001CNRTLOWERRUBBER |  | A Class |  |  | I-Inventory | FG-Finish Good | R | Spares | Dental Chair-Spares | Dental Equiment | Main Location | 90330000 |  | FIFO | Anthos/Cefla | [8 empty] | 0 | 0 | 0 | 1 | 0 | 0 | [7 empty] | 1 |  | CF/DC/SP/VICTOR CHAIR FOOT CONTROL LOWER RUBBER PART
IM01588 | Dental Chair Spares-Anthos-Victor Potentiometer Cable V91100533 | 106001CEFLAV91100533 |  | A Class |  |  | I-Inventory | FG-Finish Good | R | Spares | Dental Chair-Spares | Dental Equiment | Main Location | 90330000 |  | FIFO | Anthos/Cefla | [8 empty] | 0 | 0 | 0 | 1 | 0 | 0 | [7 empty] | 1 |  | CF/DC/SP/VICTOR POTENTIOMETER CABLE V91100533
IM01589 | Dental Chair Spares-Anthos-Washer D 20X28 S1-53104089 | 10600153104089 |  | A Class |  |  | I-Inventory | FG-Finish Good | R | Spares | Dental Chair-Spares | Dental Equiment | Main Location | 90330000 |  | FIFO | Anthos/Cefla | [8 empty] | 0 | 0 | 0 | 1 | 0 | 0 | [7 empty] | 1 |  | CF/DC/SP/WASHER D 20X28 S1-53104089
IM01590 | Dental Chair Spares- Cefla Anthos-Dentist Asst. Chair Backrest Support GR | 106037BKRSPRT97174600 |  | A Class |  |  | I-Inventory | FG-Finish Good | R | Spares | Dental Chair-Spares | Dental Equiment | Main Location | 90330000 |  | FIFO | Anthos/Cefla | [8 empty] | 0 | 0 | 0 | 1 | 0 | 0 | [7 empty] | 1 |  | CF/DS/SP/DENTIST ASST. CHAIR BACKREST SUPPORT GR
IM01591 | Dental Chair Spares- Cefla Anthos-Dentist Asst. Chair Backrest Upholstery Cover 97460721 | 106037BKRUPHCOVER |  | A Class |  |  | I-Inventory | FG-Finish Good | R | Spares | Dental Chair-Spares | Dental Equiment | Main Location | 90330000 |  | FIFO | Anthos/Cefla | [8 empty] | 0 | 0 | 0 | 1 | 0 | 0 | [7 empty] | 1 |  | CF/DS/SP/DENTIST ASST. CHAIR BACKREST UPHOLSTERY COVER 97460721
IM01592 | Dental Chair Spares- Cefla Anthos-Dentist Asst. Chair Backrest Upholstery Medite Blue 106 97901076 | 106037BKRUP97901076 |  | A Class |  |  | I-Inventory | FG-Finish Good | R | Spares | Dental Chair-Spares | Dental Equiment | Main Location | 90330000 |  | FIFO | Anthos/Cefla | [8 empty] | 0 | 0 | 0 | 1 | 0 | 0 | [7 empty] | 1 |  | CF/DS/SP/DENTIST ASST. CHAIR BACKREST UPHOLSTERY MEDITE BLUE 106 97901076
IM01593 | Dental Chair Spares- Cefla Anthos-Dentist Asst. Chair Gas Spring 97815149 | 106037GASSPRING97815149 |  | A Class |  |  | I-Inventory | FG-Finish Good | R | Spares | Dental Chair-Spares | Dental Equiment | Main Location | 90330000 |  | FIFO | Anthos/Cefla | [8 empty] | 0 | 0 | 0 | 1 | 0 | 0 | [7 empty] | 1 |  | CF/DS/SP/DENTIST ASST. CHAIR GAS SPRING 97815149
IM01594 | Dental Chair Spares- Cefla Anthos-Dentist Asst. Chair Seat Base Mechanism | 106037CHSEATBASEMECH |  | A Class |  |  | I-Inventory | FG-Finish Good | R | Spares | Dental Chair-Spares | Dental Equiment | Main Location | 90330000 |  | FIFO | Anthos/Cefla | [8 empty] | 0 | 0 | 0 | 1 | 0 | 0 | [7 empty] | 1 |  | CF/DS/SP/DENTIST ASST. CHAIR SEAT BASE MECHANISM
IM01595 | Dental Chair Spares- Cefla Anthos-Dentist Asst. Chair Seat Lower Upholstery Cover | 106037SEATLOUPCOVER |  | A Class |  |  | I-Inventory | FG-Finish Good | R | Spares | Dental Chair-Spares | Dental Equiment | Main Location | 90330000 |  | FIFO | Anthos/Cefla | [8 empty] | 0 | 0 | 0 | 1 | 0 | 0 | [7 empty] | 1 |  | CF/DS/SP/DENTIST ASST. CHAIR SEAT LOWER UPHOLSTERY COVER
IM01596 | Dental Chair Spares- Cefla Anthos-Dentist Asst. Chair Seat Upholstery Meditrran Blue 106 97901076 | 106037SEATUP97901076 |  | A Class |  |  | I-Inventory | FG-Finish Good | R | Spares | Dental Chair-Spares | Dental Equiment | Main Location | 90330000 |  | FIFO | Anthos/Cefla | [8 empty] | 0 | 0 | 0 | 1 | 0 | 0 | [7 empty] | 1 |  | CF/DS/SP/DENTIST ASST. CHAIR SEAT UPHOLSTERY MEDITRRAN BLUE 106 97901076
IM01597 | Dental Chair Spares- Cefla Anthos-Dentist Asst. Chair Spring Cover Bellowr 97174400 | 106037BELLOWR97174400 |  | A Class |  |  | I-Inventory | FG-Finish Good | R | Spares | Dental Chair-Spares | Dental Equiment | Main Location | 90330000 |  | FIFO | Anthos/Cefla | [8 empty] | 0 | 0 | 0 | 1 | 0 | 0 | [7 empty] | 1 |  | CF/DS/SP/DENTIST ASST. CHAIR SPRING COVER BELLOWR 97174400
IM01598 | Dental Chair Spares- Cefla Anthos-Dentist Asst. Chair Wheel 97173900 | 106037WHEEL97173900 |  | A Class |  |  | I-Inventory | FG-Finish Good | R | Spares | Dental Chair-Spares | Dental Equiment | Main Location | 90330000 |  | FIFO | Anthos/Cefla | [8 empty] | 0 | 0 | 0 | 1 | 0 | 0 | [7 empty] | 1 |  | CF/DS/SP/DENTIST ASST. CHAIR WHEEL 97173900
IM01599 | Dental Chair Spares-Anthos-5F Luzz Syr Tap Body Art. 316/C-97280600 | 10600197280600 |  | A Class |  |  | I-Inventory | FG-Finish Good | R | Spares | Dental Chair-Spares | Dental Equiment | Main Location | 90330000 |  | FIFO | Anthos/Cefla | [8 empty] | 0 | 0 | 0 | 1 | 0 | 0 | [7 empty] | 1 |  | Cf/Dc/Sp/5F Luzz Syr Tap Body Art. 316/C-97280600
IM01600 | Dental Chair Spares-Anthos- Chair Sect Tubing Scaler F/O L1400-91106307 | 106001TUBINGL140091106307 |  | A Class |  |  | I-Inventory | FG-Finish Good | R | Spares | Dental Chair-Spares | Dental Equiment | Main Location | 90330000 |  | FIFO | Anthos/Cefla | [8 empty] | 0 | 0 | 0 | 1 | 0 | 0 | [7 empty] | 1 |  | CF/DC/SP/ANTHOS CHAIR SECT TUBING SCALER F/O L1400-91106307
IM01601 | Dental Chair Spares-Anthos-Cefla/Light Reflector V97840000 | 10600197840000 |  | A Class |  |  | I-Inventory | FG-Finish Good | R | Spares | Dental Chair-Spares | Dental Equiment | Main Location | 90330000 |  | FIFO | Anthos/Cefla | [5 empty] | . |  |  | 0 | 0 | 0 | 1 | 0 | 0 | [7 empty] | 1 |  | CF/DC/SP/CEFLA/LIGHT REFLECTOR V97840000
IM01602 | Dental Chair Spares-Anthos-Gr. Pistone Ridutt. Acqua/Aria Pz 97290120 | 10600197290120 |  | A Class |  |  | I-Inventory | FG-Finish Good | C | Spares | Dental Chair-Spares | Dental Equiment | Main Location | 90330000 |  | FIFO | Anthos/Cefla | [8 empty] | 0 | 0 | 0 | 1 | 0 | 0 | [7 empty] | 1 |  | CF/DC/SP/GR. PISTONE RIDUTT. ACQUA/ARIA PZ 97290120
IM01603 | Dental Chair Spares-Anthos-Upper/Rear Dentist Module Co-97461071 | 106001REAR97461071 |  | A Class |  |  | I-Inventory | FG-Finish Good | R | Spares | Dental Chair-Spares | Dental Equiment | Main Location | 90330000 |  | FIFO | Anthos/Cefla | [8 empty] | 0 | 0 | 0 | 1 | 0 | 0 | [7 empty] | 1 |  | CF/DC/SP/UPPER/REAR DENTIST MODULE CO-97461071
IM01604 | Dental Chair Spares-Nanhai Aspire-Chair Delivery Unit PCB-0A800-05-108-01 | 1771010A8000510801 |  | A Class |  |  | I-Inventory | FG-Finish Good | R | Spares | Dental Chair-Spares | Dental Equiment | Main Location | 90330000 |  | FIFO | Nanhai | [8 empty] | 0 | 0 | 0 | 1 | 0 | 0 | [7 empty] | 1 |  | CHC SPARE -ASPIRE CHAIR DELIVERY UNIT PCB-0A800-05-108-01
IM01605 | Dental Chair Spares-Nanhai Aspire-Chair Spring For Light Arm-Light-04-104-00 | 177101SPRING0410400 |  | A Class |  |  | I-Inventory | FG-Finish Good | C | Spares | Dental Chair-Spares | Dental Equiment | Main Location | 90330000 |  | FIFO | Nanhai | [8 empty] | 0 | 0 | 0 | 1 | 0 | 0 | [7 empty] | 1 |  | CHC SPARE ASPIRE CHAIR SPRING FOR LIGHT ARM-Light-04-104-00
IM01606 | Dental Chair Spares-Nanhai Aspire-Chair Utility Tray | 177001UTILITYTRAY |  | A Class |  |  | I-Inventory | FG-Finish Good | R | Spares | Dental Chair-Spares | Dental Equiment | Main Location |  |  | FIFO | Nanhai | [8 empty] | 0 | 0 | 0 | 1 | 0 | 0 | [7 empty] | 1 |  | CHC SPARE -ASPIRE CHAIR UTILY TRAY
IM01607 | Dental Chair Spares-Nanhai Aspire-Floor Box Hose Pipe Srew -0A800-06-011-A20 | 1771010A80006011A20 |  | A Class |  |  | I-Inventory | FG-Finish Good | C | Spares | Dental Chair-Spares | Dental Equiment | Main Location | 90330000 |  | FIFO | Nanhai | [8 empty] | 0 | 0 | 0 | 1 | 0 | 0 | [7 empty] | 1 |  | CHC SPARE ASPIRE FLOOR BOX HOSE PIPE SREW -0A800-06-011-A20
IM01608 | Dental Chair Spares-Nanhai Aspire-Screw For Spittoon-Light-08-005-00 | 177101SCREW0800500 |  | A Class |  |  | I-Inventory | FG-Finish Good | C | Spares | Dental Chair-Spares | Dental Equiment | Main Location | 90330000 |  | FIFO | Nanhai | [8 empty] | 0 | 0 | 0 | 1 | 0 | 0 | [7 empty] | 1 |  | CHC SPARE ASPIRE SCREW FOR SPITTOON-Light-08-005-00
IM01609 | Dental Chair Spares-Nanhai Aspire-Seal Gaskit For Spittoon-000Qb-00-167-01 | 177101GASKIT000QB0016701 |  | A Class |  |  | I-Inventory | FG-Finish Good | R | Spares | Dental Chair-Spares | Dental Equiment | Main Location | 90330000 |  | FIFO | Nanhai | [8 empty] | 0 | 0 | 0 | 1 | 0 | 0 | [7 empty] | 1 |  | CHC SPARE ASPIRE SEAL GASKIT FOR SPITTOON-000QB-00-167-01
IM01610 | Chc Spare-Aspaire Chair Headrest Pillow Support | 177001PILLOWSUPPORT |  | A Class |  |  | I-Inventory | FG-Finish Good | R | Spares | Dental Chair-Spares | Dental Equiment | Main Location | 90330000 |  | FIFO | Nanhai | [8 empty] | 0 | 0 | 0 | 1 | 0 | 0 | [7 empty] | 1 |  | CHC SPARE-ASPAIRE CHAIR HEADREST PILLOW SUPPORT
IM01611 | Dental Chair Spares-Nanhai Aspire- 3 Shape Tee -000QB-00-015-03 | 177101000QB0001503 |  | A Class |  |  | I-Inventory | FG-Finish Good | R | Spares | Dental Chair-Spares | Dental Equiment | Main Location | 90330000 |  | FIFO | Nanhai | [8 empty] | 0 | 0 | 0 | 1 | 0 | 0 | [7 empty] | 1 |  | CHC SPARE-ASPIRE 3 SHAPE TEE -000QB-00-015-03
IM01612 | Dental Chair Spares-Nanhai Aspire- Air Box Manifold Block-000QB-00-026-07 | 177101000QB0002607 |  | A Class |  |  | I-Inventory | FG-Finish Good | R | Spares | Dental Chair-Spares | Dental Equiment | Main Location | 90330000 |  | FIFO | Nanhai | [8 empty] | 0 | 0 | 0 | 1 | 0 | 0 | [7 empty] | 1 |  | CHC SPARE-ASPIRE AIR BOX MANIFOLD BLOCK-000QB-00-026-07
IM01613 | Dental Chair Spares-Nanhai Aspire- Bottle O-Ring-0528B-01-009-00 | 1771010528B0100900 |  | A Class |  |  | I-Inventory | FG-Finish Good | R | Spares | Dental Chair-Spares | Dental Equiment | Main Location | 90330000 |  | FIFO | Nanhai | [8 empty] | 0 | 0 | 0 | 1 | 0 | 0 | [7 empty] | 1 |  | CHC SPARE-ASPIRE BOTTLE O-RING-0528B-01-009-00
IM01614 | Dental Chair Spares-Nanhai Aspire- Chair 3 In 1 Valve-YH-00047 | 177101YH00047 |  | A Class |  |  | I-Inventory | FG-Finish Good | R | Spares | Dental Chair-Spares | Dental Equiment | Main Location | 90330000 |  | FIFO | Nanhai | [8 empty] | 0 | 0 | 0 | 1 | 0 | 0 | [7 empty] | 1 |  | CHC SPARE-ASPIRE CHAIR 3 IN 1 VALVE-YH-00047
IM01615 | Dental Chair Spares-Nanhai Aspire- Chair 6 Way Water Valve-000Qb-00-017-01 | 177101000QB0001701 |  | A Class |  |  | I-Inventory | FG-Finish Good | R | Spares | Dental Chair-Spares | Dental Equiment | Main Location | 90330000 |  | FIFO | Nanhai | [8 empty] | 0 | 0 | 0 | 1 | 0 | 0 | [7 empty] | 1 |  | CHC SPARE-ASPIRE CHAIR 6 WAY WATER VALVE-000QB-00-017-01
IM01616 | Dental Chair Spares-Nanhai Aspire- Chair Air Cylinder-000Qb-00-102-01 | 177101000QB0010201 |  | A Class |  |  | I-Inventory | FG-Finish Good | R | Spares | Dental Chair-Spares | Dental Equiment | Main Location | 90330000 |  | FIFO | Nanhai | [8 empty] | 0 | 0 | 0 | 1 | 0 | 0 | [7 empty] | 1 |  | CHC SPARE-ASPIRE CHAIR AIR CYLINDER-000QB-00-102-01
IM01617 | Dental Chair Spares-Nanhai Aspire- Chair Backrest Motor-000Qb-00-106-XY | 177101000QB00106XY |  | A Class |  |  | I-Inventory | FG-Finish Good | R | Spares | Dental Chair-Spares | Dental Equiment | Main Location | 90330000 |  | FIFO | Nanhai | [8 empty] | 0 | 0 | 0 | 1 | 0 | 0 | [7 empty] | 1 |  | CHC SPARE-ASPIRE CHAIR BACKREST MOTOR-000QB-00-106-XY
IM01618 | Dental Chair Spares-Nanhai Aspire- Chair Base Floor Back Cover-0A800-01-104-01 | 1771010A8000110401 |  | A Class |  |  | I-Inventory | FG-Finish Good | R | Spares | Dental Chair-Spares | Dental Equiment | Main Location | 90330000 |  | FIFO | Nanhai | [8 empty] | 0 | 0 | 0 | 1 | 0 | 0 | [7 empty] | 1 |  | CHC SPARE-ASPIRE CHAIR BASE FLOOR BACK COVER-0A800-01-104-01
IM01619 | Dental Chair Spares-Nanhai Aspire- Chair Delivery Unit Arm | 177001DUARM |  | A Class |  |  | I-Inventory | FG-Finish Good | R | Spares | Dental Chair-Spares | Dental Equiment | Main Location | 90330000 |  | FIFO | Nanhai | [8 empty] | 0 | 0 | 0 | 1 | 0 | 0 | [7 empty] | 1 |  | CHC SPARE-ASPIRE CHAIR DELIVERY UNIT ARM
IM01620 | Dental Chair Spares-Nanhai Aspire- Chair Delivery Unit Arm With Pneumatic Switch (New Arm) | 177001PNEUMATICSWITCH |  | A Class |  |  | I-Inventory | FG-Finish Good | R | Spares | Dental Chair-Spares | Dental Equiment | Main Location | 90330000 |  | FIFO | Nanhai | [8 empty] | 0 | 0 | 0 | 1 | 0 | 0 | [7 empty] | 1 |  | CHC SPARE-ASPIRE CHAIR DELIVERY UNIT ARM WITH PNEUMATIC SWITCH (NEW ARM)
IM01621 | Dental Chair Spares-Nanhai Aspire- Chair Delivery Unit PCB Sticker-0A800-05-107-A13 | 1771010A80005107A13 |  | A Class |  |  | I-Inventory | FG-Finish Good | C | Spares | Dental Chair-Spares | Dental Equiment | Main Location | 90330000 |  | FIFO | Nanhai | [8 empty] | 0 | 0 | 0 | 1 | 0 | 0 | [7 empty] | 1 |  | CHC SPARE-ASPIRE CHAIR DELIVERY UNIT PCB STICKER-0A800-05-107-A13
IM01622 | Dental Chair Spares-Nanhai Aspire- Chair Double 5 Pin Connector Wire | 1770015PINCONNECTORWIRE |  | A Class |  |  | I-Inventory | FG-Finish Good | R | Spares | Dental Chair-Spares | Dental Equiment | Main Location | 90330000 |  | FIFO | Nanhai | [8 empty] | 0 | 0 | 0 | 1 | 0 | 0 | [7 empty] | 1 |  | CHC SPARE-ASPIRE CHAIR DOUBLE 5 PIN CONNECTOR WIRE
IM01623 | Dental Chair Spares-Nanhai Aspire- Chair Floor Box Cover-A2000-06-101-03 | 177101A20000610103 |  | A Class |  |  | I-Inventory | FG-Finish Good | R | Spares | Dental Chair-Spares | Dental Equiment | Main Location | 90330000 |  | FIFO | Nanhai | [8 empty] | 0 | 0 | 0 | 1 | 0 | 0 | [7 empty] | 1 |  | CHC SPARE-ASPIRE CHAIR FLOOR BOX COVER-A2000-06-101-03
IM01624 | Dental Chair Spares-Nanhai Aspire- Chair Foot Control Main Wire | 177001FOOTCONTROLMAINWIRE |  | A Class |  |  | I-Inventory | FG-Finish Good | R | Spares | Dental Chair-Spares | Dental Equiment | Main Location | 90330000 |  | FIFO | Nanhai | [8 empty] | 0 | 0 | 0 | 1 | 0 | 0 | [7 empty] | 1 |  | CHC SPARE-ASPIRE CHAIR FOOT CONTROL MAIN WIRE
IM01625 | Dental Chair Spares-Nanhai Aspire- Chair Foot Control Switch | 177001FOOTCONTROLSWITCH |  | A Class |  |  | I-Inventory | FG-Finish Good | R | Spares | Dental Chair-Spares | Dental Equiment | Main Location | 90330000 |  | FIFO | Nanhai | [8 empty] | 0 | 0 | 0 | 1 | 0 | 0 | [7 empty] | 1 |  | CHC SPARE-ASPIRE CHAIR FOOT CONTROL SWITCH
IM01626 | Dental Chair Spares-Nanhai Aspire- Chair Headrest Cover-0A800-01-108-01 | 1771010A8000110801 |  | A Class |  |  | I-Inventory | FG-Finish Good | R | Spares | Dental Chair-Spares | Dental Equiment | Main Location | 90330000 |  | FIFO | Nanhai | [8 empty] | 0 | 0 | 0 | 1 | 0 | 0 | [7 empty] | 1 |  | CHC SPARE-ASPIRE CHAIR HEADREST COVER-0A800-01-108-01
IM01627 | Dental Chair Spares-Nanhai Aspire- Chair High Suction Valve-000Qb-00-032-01 | 177101000QB0003201 |  | A Class |  |  | I-Inventory | FG-Finish Good | R | Spares | Dental Chair-Spares | Dental Equiment | Main Location | 90330000 |  | FIFO | Nanhai | [8 empty] | 0 | 0 | 0 | 1 | 0 | 0 | [7 empty] | 1 |  | CHC SPARE-ASPIRE CHAIR HIGH SUCTION VALVE-000QB-00-032-01
IM01628 | Dental Chair Spares-Nanhai Aspire- Chair Led Light PCB | 177001LEDLIGHTPCB |  | A Class |  |  | I-Inventory | FG-Finish Good | R | Spares | Dental Chair-Spares | Dental Equiment | Main Location | 90330000 |  | FIFO | Nanhai | [8 empty] | 0 | 0 | 0 | 1 | 0 | 0 | [7 empty] | 1 |  | CHC SPARE-ASPIRE CHAIR LED LIGHT PCB
IM01629 | Dental Chair Spares-Nanhai Aspire- Chair Led Light Sensor | 177001LEDLIGHTSENSOR |  | A Class |  |  | I-Inventory | FG-Finish Good | R | Spares | Dental Chair-Spares | Dental Equiment | Main Location | 90330000 |  | FIFO | Nanhai | [8 empty] | 0 | 0 | 0 | 1 | 0 | 0 | [7 empty] | 1 |  | CHC SPARE-ASPIRE CHAIR LED LIGHT SENSOR
IM01630 | Dental Chair Spares-Nanhai Aspire- Chair Left Side Cover-0A800-01-119-01 | 1770010A8000111901 |  | A Class |  |  | I-Inventory | FG-Finish Good | R | Spares | Dental Chair-Spares | Dental Equiment | Main Location | 90330000 |  | FIFO | Nanhai | [8 empty] | 0 | 0 | 0 | 1 | 0 | 0 | [7 empty] | 1 |  | CHC SPARE-ASPIRE CHAIR LEFT SIDE COVER-0A800-01-119-01
IM01631 | Dental Chair Spares-Nanhai Aspire- Chair Left Side Handrest Arm-0A800-01-013-01 | 17710410A8000101301 |  | A Class |  |  | I-Inventory | FG-Finish Good | R | Spares | Dental Chair-Spares | Dental Equiment | Main Location | 90330000 |  | FIFO | Nanhai | [8 empty] | 0 | 0 | 0 | 1 | 0 | 0 | [7 empty] | 1 |  | CHC SPARE-ASPIRE CHAIR LEFT SIDE HANDREST ARM-0A800-01-013-01
IM01632 | Dental Chair Spares-Nanhai Aspire- Chair Lift Side Cover Lid Decoration Cover-0A800-01-121-01 | 1771010A8000112101 |  | A Class |  |  | I-Inventory | FG-Finish Good | R | Spares | Dental Chair-Spares | Dental Equiment | Main Location | 90330000 |  | FIFO | Nanhai | [8 empty] | 0 | 0 | 0 | 1 | 0 | 0 | [7 empty] | 1 |  | CHC SPARE-ASPIRE CHAIR LIFT SIDE COVER LID DECORATION COVER-0A800-01-121-01
IM01633 | Dental Chair Spares-Nanhai Aspire- Chair Main Board Of Water Unit-000Qb-00-114-XY | 177101000QB00114XY |  | A Class |  |  | I-Inventory | FG-Finish Good | R | Spares | Dental Chair-Spares | Dental Equiment | Main Location | 90330000 |  | FIFO | Nanhai | [8 empty] | 0 | 0 | 0 | 1 | 0 | 0 | [7 empty] | 1 |  | CHC SPARE-ASPIRE CHAIR MAIN BOARD OF WATER UNIT-000QB-00-114-XY
IM01634 | Dental Chair Spares-Nanhai Aspire- Chair Main PCB-000Qb-00-103-XY | 177101000QB00103XY |  | A Class |  |  | I-Inventory | FG-Finish Good | R | Spares | Dental Chair-Spares | Dental Equiment | Main Location | 90330000 |  | FIFO | Nanhai | [8 empty] | 0 | 0 | 0 | 1 | 0 | 0 | [7 empty] | 1 |  | CHC SPARE-ASPIRE CHAIR MAIN PCB-000QB-00-103-XY
IM01635 | Dental Chair Spares-Nanhai Aspire- Chair Motor Limit Switch-000Qb-00-140-XY | 177101000QB00140XY |  | A Class |  |  | I-Inventory | FG-Finish Good | R | Spares | Dental Chair-Spares | Dental Equiment | Main Location | 90330000 |  | FIFO | Nanhai | [8 empty] | 0 | 0 | 0 | 1 | 0 | 0 | [7 empty] | 1 |  | CHC SPARE-ASPIRE CHAIR MOTOR LIMIT SWITCH-000QB-00-140-XY
IM01636 | Dental Chair Spares-Nanhai Aspire- Chair On And Off Switch-000Qb-00-143-02 | 177101000QB0014302 |  | A Class |  |  | I-Inventory | FG-Finish Good | R | Spares | Dental Chair-Spares | Dental Equiment | Main Location | 90330000 |  | FIFO | Nanhai | [8 empty] | 0 | 0 | 0 | 1 | 0 | 0 | [7 empty] | 1 |  | CHC SPARE-ASPIRE CHAIR ON AND OFF SWITCH-000QB-00-143-02
IM01637 | Dental Chair Spares-Nanhai Aspire- Chair Power Cord-000Qb-00-260-02 | 177101000QB0026002 |  | A Class |  |  | I-Inventory | FG-Finish Good | R | Spares | Dental Chair-Spares | Dental Equiment | Main Location | 90330000 |  | FIFO | Nanhai | [8 empty] | 0 | 0 | 0 | 1 | 0 | 0 | [7 empty] | 1 |  | CHC SPARE-ASPIRE CHAIR POWER CORD-000QB-00-260-02
IM01638 | Dental Chair Spares-Nanhai Aspire- Chair Right Side Cover-0A800-01-118-01 | 1771010A8000111801 |  | A Class |  |  | I-Inventory | FG-Finish Good | R | Spares | Dental Chair-Spares | Dental Equiment | Main Location | 90330000 |  | FIFO | Nanhai | [8 empty] | 0 | 0 | 0 | 1 | 0 | 0 | [7 empty] | 1 |  | CHC SPARE-ASPIRE CHAIR RIGHT SIDE COVER-0A800-01-118-01
IM01639 | Dental Chair Spares-Nanhai Aspire- Chair Right Side Handrest Arm-0A800-01-014-01 | 1771010A8000101401 |  | A Class |  |  | I-Inventory | FG-Finish Good | R | Spares | Dental Chair-Spares | Dental Equiment | Main Location | 90330000 |  | FIFO | Nanhai | [8 empty] | 0 | 0 | 0 | 1 | 0 | 0 | [7 empty] | 1 |  | CHC SPARE-ASPIRE CHAIR RIGHT SIDE HANDREST ARM-0A800-01-014-01
IM01640 | Dental Chair Spares-Nanhai Aspire- Chair Seat Uphostery Lower Cover -0A800-01-127-01 | 1770010A8000112701 |  | A Class |  |  | I-Inventory | FG-Finish Good | C | Spares | Dental Chair-Spares | Dental Equiment | Main Location | 90330000 |  | FIFO | Nanhai | [8 empty] | 0 | 0 | 0 | 1 | 0 | 0 | [7 empty] | 1 |  | CHC SPARE-ASPIRE CHAIR SEAT UPHOSTERY LOWER COVER -0A800-01-127-01
IM01641 | Dental Chair Spares-Nanhai Aspire- Chair Small Fixer-000Qb-00-036-03 | 177101000QB0003603 |  | A Class |  |  | I-Inventory | FG-Finish Good | R | Spares | Dental Chair-Spares | Dental Equiment | Main Location | 90330000 |  | FIFO | Nanhai | [8 empty] | 0 | 0 | 0 | 1 | 0 | 0 | [7 empty] | 1 |  | CHC SPARE-ASPIRE CHAIR SMALL FIXER-000QB-00-036-03
IM01642 | Dental Chair Spares-Nanhai Aspire- Chair Spittoon Base Lower Cover0528B-07-012-05 | 1770010528B0701205 |  | A Class |  |  | I-Inventory | FG-Finish Good | R | Spares | Dental Chair-Spares | Dental Equiment | Main Location | 90330000 |  | FIFO | Nanhai | [8 empty] | 0 | 0 | 0 | 1 | 0 | 0 | [7 empty] | 1 |  | CHC SPARE-ASPIRE CHAIR SPITTOON BASE LOWER COVER0528B-07-012-05
IM01643 | Dental Chair Spares-Nanhai Aspire- Chair Spittoon Base Lower Cover-0528B-07-012-05 | 1771010528B0701205 |  | A Class |  |  | I-Inventory | FG-Finish Good | R | Spares | Dental Chair-Spares | Dental Equiment | Main Location | 90330000 |  | FIFO | Nanhai | [8 empty] | 0 | 0 | 0 | 1 | 0 | 0 | [7 empty] | 1 |  | CHC SPARE-ASPIRE CHAIR SPITTOON BASE LOWER COVER-0528B-07-012-05
IM01644 | Dental Chair Spares-Nanhai Aspire- Chair Spittoon Base Upper Cover-0528B-07-012-04 | 1770010528B0701204 |  | A Class |  |  | I-Inventory | FG-Finish Good | R | Spares | Dental Chair-Spares | Dental Equiment | Main Location | 90330000 |  | FIFO | Nanhai | [8 empty] | 0 | 0 | 0 | 1 | 0 | 0 | [7 empty] | 1 |  | CHC SPARE-ASPIRE CHAIR SPITTOON BASE UPPER COVER-0528B-07-012-04
IM01645 | Dental Chair Spares-Nanhai Aspire- Chair Spittoon Nozzle Cap | 177001SPITOONNOZZLECAP |  | A Class |  |  | I-Inventory | FG-Finish Good | R | Spares | Dental Chair-Spares | Dental Equiment | Main Location | 90330000 |  | FIFO | Nanhai | [8 empty] | 0 | 0 | 0 | 1 | 0 | 0 | [7 empty] | 1 |  | CHC SPARE-ASPIRE CHAIR SPITTOON NOZZLE CAP
IM01646 | Dental Chair Spares-Nanhai Aspire- Chair Suction Filter | 177001SUCTIONFILTER |  | A Class |  |  | I-Inventory | FG-Finish Good | R | Spares | Dental Chair-Spares | Dental Equiment | Main Location | 90330000 |  | FIFO | Nanhai | [8 empty] | 0 | 0 | 0 | 1 | 0 | 0 | [7 empty] | 1 |  | CHC SPARE-ASPIRE CHAIR SUCTION FILTER
IM01647 | Dental Chair Spares-Nanhai Aspire- Chair Up Down Motor Lower Lid--0A800-01-103-01 | 1770010A8000110201 |  | A Class |  |  | I-Inventory | FG-Finish Good | R | Spares | Dental Chair-Spares | Dental Equiment | Main Location | 90330000 |  | FIFO | Nanhai | [8 empty] | 0 | 0 | 0 | 1 | 0 | 0 | [7 empty] | 1 |  | CHC SPARE-ASPIRE CHAIR UP DOWN MOTOR LOWER LID--0A800-01-103-01
IM01648 | Dental Chair Spares-Nanhai Aspire- Chair Up Down Motor Upper Lid-0A800-01-102-01 | 177001MOTORLID0A8000110201 |  | A Class |  |  | I-Inventory | FG-Finish Good | R | Spares | Dental Chair-Spares | Dental Equiment | Main Location | 90330000 |  | FIFO | Nanhai | [8 empty] | 0 | 0 | 0 | 1 | 0 | 0 | [7 empty] | 1 |  | CHC SPARE-ASPIRE CHAIR UP DOWN MOTOR UPPER LID-0A800-01-102-01
IM01649 | Dental Chair Spares-Nanhai Aspire- Chair Up Down Motor-000Qb-00-107-XY | 177101000QB00107XY |  | A Class |  |  | I-Inventory | FG-Finish Good | R | Spares | Dental Chair-Spares | Dental Equiment | Main Location | 90330000 |  | FIFO | Nanhai | [8 empty] | 0 | 0 | 0 | 1 | 0 | 0 | [7 empty] | 1 |  | CHC SPARE-ASPIRE CHAIR UP DOWN MOTOR-000QB-00-107-XY
IM01650 | Dental Chair Spares-Nanhai Aspire- Chairlight Arm-000Qb-00-031-01 | 177101000QB0003101 |  | A Class |  |  | I-Inventory | FG-Finish Good | R | Spares | Dental Chair-Spares | Dental Equiment | Main Location | 90330000 |  | FIFO | Nanhai | [8 empty] | 0 | 0 | 0 | 1 | 0 | 0 | [7 empty] | 1 |  | CHC SPARE-ASPIRE CHAIRLIGHT ARM-000QB-00-031-01
IM01651 | Dental Chair Spares-Nanhai Aspire- Cover For Backrest-0A800-01-107-01 | 1770010A8000110701 |  | A Class |  |  | I-Inventory | FG-Finish Good | R | Spares | Dental Chair-Spares | Dental Equiment | Main Location | 90330000 |  | FIFO | Nanhai | [8 empty] | 0 | 0 | 0 | 1 | 0 | 0 | [7 empty] | 1 |  | CHC SPARE-ASPIRE COVER FOR BACKREST-0A800-01-107-01
IM01652 | Dental Chair Spares-Nanhai Aspire- Cover For Connector Pole-A2000-01-111-01 | 177101A20000111101 |  | A Class |  |  | I-Inventory | FG-Finish Good | R | Spares | Dental Chair-Spares | Dental Equiment | Main Location | 90330000 |  | FIFO | Nanhai | [8 empty] | 0 | 0 | 0 | 1 | 0 | 0 | [7 empty] | 1 |  | CHC SPARE-ASPIRE COVER FOR CONNECTOR POLE-A2000-01-111-01
IM01653 | Dental Chair Spares-Nanhai Aspire- Delivery Unit Arm Instrument Cap-0B280-04-105-A20 | 1771010B28004105A20 |  | A Class |  |  | I-Inventory | FG-Finish Good | R | Spares | Dental Chair-Spares | Dental Equiment | Main Location | 90330000 |  | FIFO | Nanhai | [8 empty] | 0 | 0 | 0 | 1 | 0 | 0 | [7 empty] | 1 |  | CHC SPARE-ASPIRE DELIVERY UNIT ARM INSTRUMENT CAP-0B280-04-105-A20
IM01654 | Dental Chair Spares-Nanhai Aspire- Delivery Unit Lower Support-000QB-00-036-02 | 177101000QB0003602 |  | A Class |  |  | I-Inventory | FG-Finish Good | R | Spares | Dental Chair-Spares | Dental Equiment | Main Location | 90330000 |  | FIFO | Nanhai | [8 empty] | 0 | 0 | 0 | 1 | 0 | 0 | [7 empty] | 1 |  | CHC SPARE-ASPIRE DELIVERY UNIT LOWER SUPPORT-000QB-00-036-02
IM01655 | Dental Chair Spares-Nanhai Aspire- Floor Box Rubber Foot -000QB-00-224-01 | 177101000QB0022401 |  | A Class |  |  | I-Inventory | FG-Finish Good | C | Spares | Dental Chair-Spares | Dental Equiment | Main Location | 90330000 |  | FIFO | Nanhai | [8 empty] | 0 | 0 | 0 | 1 | 0 | 0 | [7 empty] | 1 |  | CHC SPARE-ASPIRE FLOOR BOX RUBBER FOOT -000QB-00-224-01
IM01656 | Dental Chair Spares-Nanhai Aspire- High Suction Cannula | 177001HIGHSUCCANN |  | A Class |  |  | I-Inventory | FG-Finish Good | R | Spares | Dental Chair-Spares | Dental Equiment | Main Location | 90330000 |  | FIFO | Nanhai | [8 empty] | 0 | 0 | 0 | 1 | 0 | 0 | [7 empty] | 1 |  | CHC SPARE-ASPIRE HIGH SUCTION CANNULA
IM01657 | Dental Chair Spares-Nanhai Aspire- High Suction Cannula Lock Lever | 177001SUCTIONLOCKLEVER |  | A Class |  |  | I-Inventory | FG-Finish Good | R | Spares | Dental Chair-Spares | Dental Equiment | Main Location | 90330000 |  | FIFO | Nanhai | [8 empty] | 0 | 0 | 0 | 1 | 0 | 0 | [7 empty] | 1 |  | CHC SPARE-ASPIRE HIGH SUCTION CANNULA LOCK LEVER
IM01658 | Dental Chair Spares-Nanhai Aspire- Low Suction Cannula | 177001LOWSUCCAANNULA |  | A Class |  |  | I-Inventory | FG-Finish Good | R | Spares | Dental Chair-Spares | Dental Equiment | Main Location | 90330000 |  | FIFO | Nanhai | [8 empty] | 0 | 0 | 0 | 1 | 0 | 0 | [7 empty] | 1 |  | CHC SPARE-ASPIRE LOW SUCTION CANNULA
IM01659 | Dental Chair Spares-Nanhai Aspire- Low Suction Cannula Lock Lever | 177001CANNULALOCKLEVER |  | A Class |  |  | I-Inventory | FG-Finish Good | R | Spares | Dental Chair-Spares | Dental Equiment | Main Location | 90330000 |  | FIFO | Nanhai | [8 empty] | 0 | 0 | 0 | 1 | 0 | 0 | [7 empty] | 1 |  | CHC SPARE-ASPIRE LOW SUCTION CANNULA LOCK LEVER
IM01660 | Dental Chair Spares-Nanhai Aspire- Low Suction Valve-000QB-00-033-01 | 177101000QB0003301 |  | A Class |  |  | I-Inventory | FG-Finish Good | R | Spares | Dental Chair-Spares | Dental Equiment | Main Location | 90330000 |  | FIFO | Nanhai | [8 empty] | 0 | 0 | 0 | 1 | 0 | 0 | [7 empty] | 1 |  | CHC SPARE-ASPIRE LOW SUCTION VALVE-000QB-00-033-01
IM01661 | Dental Chair Spares-Nanhai Aspire- Normal Close Valve-000QB-00-026-10 | 177101000QB0002610 |  | A Class |  |  | I-Inventory | FG-Finish Good | R | Spares | Dental Chair-Spares | Dental Equiment | Main Location | 90330000 |  | FIFO | Nanhai | [8 empty] | 0 | 0 | 0 | 1 | 0 | 0 | [7 empty] | 1 |  | CHC SPARE-ASPIRE NORMAL CLOSE VALVE-000QB-00-026-10
IM01662 | Dental Chair Spares-Nanhai Aspire- Retraction Valve | 177001RETRACTIONVALVE |  | A Class |  |  | I-Inventory | FG-Finish Good | R | Spares | Dental Chair-Spares | Dental Equiment | Main Location | 90330000 |  | FIFO | Nanhai | [8 empty] | 0 | 0 | 0 | 1 | 0 | 0 | [7 empty] | 1 |  | CHC SPARE-ASPIRE RETRACTION VALVE
IM01663 | Dental Chair Spares-Nanhai Aspire- Side Box Steel Plate-0A700-02-003-00 | 1771010A7000200300 |  | A Class |  |  | I-Inventory | FG-Finish Good | R | Spares | Dental Chair-Spares | Dental Equiment | Main Location | 90330000 |  | FIFO | Nanhai | [8 empty] | 0 | 0 | 0 | 1 | 0 | 0 | [7 empty] | 1 |  | CHC SPARE-ASPIRE SIDE BOX STEEL PLATE-0A700-02-003-00
IM01664 | Dental Chair Spares-Nanhai Aspire- Spitoon-0528B-07-026-01 | 1771010528B0702601 |  | A Class |  |  | I-Inventory | FG-Finish Good | R | Spares | Dental Chair-Spares | Dental Equiment | Main Location | 90330000 |  | FIFO | Nanhai | [8 empty] | 0 | 0 | 0 | 1 | 0 | 0 | [7 empty] | 1 |  | CHC SPARE-ASPIRE SPITOON-0528B-07-026-01
IM01665 | Dental Chair Spares-Nanhai Aspire- Spittioon Assembly Nut-0Light-00-000-04 | 177101NUT0000004 |  | A Class |  |  | I-Inventory | FG-Finish Good | C | Spares | Dental Chair-Spares | Dental Equiment | Main Location | 90330000 |  | FIFO | Nanhai | [8 empty] | 0 | 0 | 0 | 1 | 0 | 0 | [7 empty] | 1 |  | CHC SPARE-ASPIRE SPITTIOON ASSEMBLY NUT-0Light-00-000-04
IM01666 | Dental Chair Spares-Nanhai Aspire- Spitton Water Nozzle-000Qb-00-111-10 | 177101000QB0011110 |  | A Class |  |  | I-Inventory | FG-Finish Good | C | Spares | Dental Chair-Spares | Dental Equiment | Main Location | 90330000 |  | FIFO | Nanhai | [8 empty] | 0 | 0 | 0 | 1 | 0 | 0 | [7 empty] | 1 |  | CHC SPARE-ASPIRE SPITTON WATER NOZZLE-000QB-00-111-10
IM01667 | Dental Chair Spares-Nanhai Aspire- Suit For Cuspidor-0A700-09-001-01 | 1771010A7000900101 |  | A Class |  |  | I-Inventory | FG-Finish Good | C | Spares | Dental Chair-Spares | Dental Equiment | Main Location | 90330000 |  | FIFO | Nanhai | [8 empty] | 0 | 0 | 0 | 1 | 0 | 0 | [7 empty] | 1 |  | CHC SPARE-ASPIRE SUIT FOR CUSPIDOR-0A700-09-001-01
IM01668 | Dental Chair Spares-Nanhai Aspire- Valve For Tank-0528B-07-012-03 | 1771010528B0701203 |  | A Class |  |  | I-Inventory | FG-Finish Good | R | Spares | Dental Chair-Spares | Dental Equiment | Main Location | 90330000 |  | FIFO | Nanhai | [8 empty] | 0 | 0 | 0 | 1 | 0 | 0 | [7 empty] | 1 |  | CHC SPARE-ASPIRE VALVE FOR TANK-0528B-07-012-03
IM01669 | Dental Chair Spares-Nanhai Aspire- Water Bottle Holder | 177001WATERBOTTLEHOLDER |  | A Class |  |  | I-Inventory | FG-Finish Good | R | Spares | Dental Chair-Spares | Dental Equiment | Main Location | 90330000 |  | FIFO | Nanhai | [8 empty] | 0 | 0 | 0 | 1 | 0 | 0 | [7 empty] | 1 |  | CHC SPARE-ASPIRE WATER BOTTLE HOLDER
IM01670 | Dental Chair Spares-Nanhai Aspire- Water Bottle Nozzle -0Light-00-000-06 | 177101NOZZLE0000006 |  | A Class |  |  | I-Inventory | FG-Finish Good | C | Spares | Dental Chair-Spares | Dental Equiment | Main Location | 90330000 |  | FIFO | Nanhai | [8 empty] | 0 | 0 | 0 | 1 | 0 | 0 | [7 empty] | 1 |  | CHC SPARE-ASPIRE WATER BOTTLE NOZZLE -0Light-00-000-06
IM01671 | Dental Chair Spares-Nanhai Aspire- Water Bottle-000QB-00-034-03 | 177101000QB0003403 |  | A Class |  |  | I-Inventory | FG-Finish Good | R | Spares | Dental Chair-Spares | Dental Equiment | Main Location | 90330000 |  | FIFO | Nanhai | [8 empty] | 0 | 0 | 0 | 1 | 0 | 0 | [7 empty] | 1 |  | CHC SPARE-ASPIRE WATER BOTTLE-000QB-00-034-03
IM01672 | Dental Chair Spares-Nanhai Aspire- Water Changed Valve-000QB-00-022-01 | 177101000QB0002201 |  | A Class |  |  | I-Inventory | FG-Finish Good | R | Spares | Dental Chair-Spares | Dental Equiment | Main Location | 90330000 |  | FIFO | Nanhai | [8 empty] | 0 | 0 | 0 | 1 | 0 | 0 | [7 empty] | 1 |  | CHC SPARE-ASPIRE WATER CHANGED VALVE-000QB-00-022-01
IM01673 | Dental Chair Spares-Nanhai Aspire- Water Changed Valve-000QB-07-001-01 | 177101000QB0700101 |  | A Class |  |  | I-Inventory | FG-Finish Good | R | Spares | Dental Chair-Spares | Dental Equiment | Main Location | 90330000 |  | FIFO | Nanhai | [8 empty] | 0 | 0 | 0 | 1 | 0 | 0 | [7 empty] | 1 |  | CHC SPARE-ASPIRE WATER CHANGED VALVE-000QB-07-001-01
IM01674 | Dental Chair Spares-Nanhai Aspire- Water Controller-000QB-00-024-01 | 177101000QB0002401 |  | A Class |  |  | I-Inventory | FG-Finish Good | R | Spares | Dental Chair-Spares | Dental Equiment | Main Location | 90330000 |  | FIFO | Nanhai | [8 empty] | 0 | 0 | 0 | 1 | 0 | 0 | [7 empty] | 1 |  | CHC SPARE-ASPIRE WATER CONTROLLER-000QB-00-024-01
IM01675 | Dental Chair Spares-Nanhai Aspire- Water Filter Nozzle-000QB-00-178-04 | 177101000QB0017804 |  | A Class |  |  | I-Inventory | FG-Finish Good | C | Spares | Dental Chair-Spares | Dental Equiment | Main Location | 90330000 |  | FIFO | Nanhai | [8 empty] | 0 | 0 | 0 | 1 | 0 | 0 | [7 empty] | 1 |  | CHC SPARE-ASPIRE WATER FILTER NOZZLE-000QB-00-178-04
IM01676 | Dental Chair Spares-Nanhai Aspire- Water Seat For Nozzle-000QB-00-111-14 | 177101000QB0011114 |  | A Class |  |  | I-Inventory | FG-Finish Good | R | Spares | Dental Chair-Spares | Dental Equiment | Main Location | 90330000 |  | FIFO | Nanhai | [8 empty] | 0 | 0 | 0 | 1 | 0 | 0 | [7 empty] | 1 |  | CHC SPARE-ASPIRE WATER SEAT FOR NOZZLE-000QB-00-111-14
IM01677 | Dental Chair Spares-Nanhai Aspire- Air On/Off Switch-000QB-00-081-01 | 177101000QB0008101 |  | A Class |  |  | I-Inventory | FG-Finish Good | R | Spares | Dental Chair-Spares | Dental Equiment | Main Location | 90330000 |  | FIFO | Nanhai | [8 empty] | 0 | 0 | 0 | 1 | 0 | 0 | [7 empty] | 1 |  | CHC SPARE-ASPIRE AIR ON/OFF SWITCH-000QB-00-081-01
IM01678 | Dental Chair Spares-Nanhai Aspire- D/U Lower Cover-0528B-01-010-06 | 1771010528B0101006 |  | A Class |  |  | I-Inventory | FG-Finish Good | R | Spares | Dental Chair-Spares | Dental Equiment | Main Location | 90330000 |  | FIFO | Nanhai | [8 empty] | 0 | 0 | 0 | 1 | 0 | 0 | [7 empty] | 1 |  | CHC SPARE-ASPIRE D/U LOWER COVER-0528B-01-010-06
IM01679 | Dental Chair Spares-Nanhai Aspire- D/U Upper Cover-0528B-01-010-05 | 1771010528B0101005 |  | A Class |  |  | I-Inventory | FG-Finish Good | R | Spares | Dental Chair-Spares | Dental Equiment | Main Location | 90330000 |  | FIFO | Nanhai | [8 empty] | 0 | 0 | 0 | 1 | 0 | 0 | [7 empty] | 1 |  | CHC SPARE-ASPIRE D/U UPPER COVER-0528B-01-010-05
IM01680 | Dental Chair Spares-Power Keen- Star-Upholstery Rexin Yello #6 | 102001REXINYELLOW6 |  | A Class |  |  | I-Inventory | FG-Finish Good | R | Spares | Dental Chair-Spares | Dental Equiment | Main Location | 90184900 |  | FIFO | Power Keen | [8 empty] | 0 | 0 | 0 | 1 | 0 | 0 | [7 empty] | 1 |  | PK/AC/UP/POWER KEEN/UPHOL./REXIN YELLOW # 6
IM01681 | Dental Chair Spares- Power Keen-Star- Assistant Arm PCB | Powerkeen Assistant Arm PCB |  | A Class |  |  | I-Inventory | TG-Trading Good |  | Spares | Dental Chair-Spares | Dental Equiment | Main Location |  |  | FIFO | Power Keen | [8 empty] | 0 | 0 | 0 | 1 | 0 | 0 | [7 empty] | 1 |  | Pk/Sp/Powerkeen Assistant Arm PCB
IM01682 | Dental Chair Spares- Power Keen-Star- Delivery Unit PCB | Power Keen-Delivery Unit Pcb |  | A Class |  |  | I-Inventory | TG-Trading Good |  | Spares | Dental Chair-Spares | Dental Equiment | Main Location |  |  | FIFO | Power Keen | [8 empty] | 0 | 0 | 0 | 1 | 0 | 0 | [7 empty] | 1 |  | Power Keen-Delivery Unit Pcb
IM01683 | Dental Chair Spares-Anthos-Assistance Table Board/Tray 97660201 | 10600197660201 |  | A Class |  |  | I-Inventory | FG-Finish Good | R | Spares | Dental Chair-Spares | Dental Equiment | Main Location | 90330000 |  | FIFO | Anthos/Cefla | [8 empty] | 0 | 0 | 0 | 1 | 0 | 0 | [7 empty] | 1 |  | Cf/Sp/Assistance Table Board/Tray 97660201
IM01684 | Dental Chair Spares-Anthos-Cefla Control Board Blower/Valve 97660565 | 10600197660565 |  | A Class |  |  | I-Inventory | FG-Finish Good | R | Spares | Dental Chair-Spares | Dental Equiment | Main Location | 90330000 |  | FIFO | Anthos/Cefla | [8 empty] | 0 | 0 | 0 | 1 | 0 | 0 | [7 empty] | 1 |  | CF/SP/CEFLA CONTROL BOARD BLOWER/VALVE 97660565
IM01685 | Dental Chair Spares-Anthos-Digit Pedal Base Board 97660442/C | 10600197660442/C |  | A Class |  |  | I-Inventory | FG-Finish Good | R | Spares | Dental Chair-Spares | Dental Equiment | Main Location | 90330000 |  | FIFO | Anthos/Cefla | [8 empty] | 0 | 0 | 0 | 1 | 0 | 0 | [7 empty] | 1 |  | Cf/Sp/Digit Pedal Base Board 97660442/C
IM01686 | Dental Chair Spares-Anthos-Extender/Repeater Homi 97661499 | 10600197661499 |  | A Class |  |  | I-Inventory | FG-Finish Good | R | Spares | Dental Chair-Spares | Dental Equiment | Main Location | 90330000 |  | FIFO | Anthos/Cefla | [8 empty] | 0 | 0 | 0 | 1 | 0 | 0 | [7 empty] | 1 |  | CF/SP/EXTENDER/REPEATER HOMI 97661499
IM01687 | Dental Chair Spares-Anthos-Full Touch Int Gr/W/Cover 91109251 | 10600191109251 |  | A Class |  |  | I-Inventory | FG-Finish Good | R | Spares | Dental Chair-Spares | Dental Equiment | Main Location | 90330000 |  | FIFO | Anthos/Cefla | [8 empty] | 0 | 0 | 0 | 1 | 0 | 0 | [7 empty] | 1 |  | CF/SP/FULL TOUCH INT GR/W/COVER 91109251
IM01688 | Dental Chair Spares-Anthos-Handle W/O Pneumatic Brake 97466079 | 10600197466079 |  | A Class |  |  | I-Inventory | FG-Finish Good | R | Spares | Dental Chair-Spares | Dental Equiment | Main Location | 90330000 |  | FIFO | Anthos/Cefla | [8 empty] | 0 | 0 | 0 | 1 | 0 | 0 | [7 empty] | 1 |  | Cf/Sp/Handle w/o Pneumatic Brake 97466079
IM01689 | Dental Chair Spares-Anthos-Pcb 97660177/C | 10600197660177/C |  | A Class |  |  | I-Inventory | FG-Finish Good | R | Spares | Dental Chair-Spares | Dental Equiment | Main Location | 90330000 |  | FIFO | Anthos/Cefla | [8 empty] | 0 | 0 | 0 | 1 | 0 | 0 | [7 empty] | 1 |  | Cf/Sp/Pcb 97660177/C
IM01690 | Dental Chair Spares-Anthos-Pcb 97700230/97700231 | 10600197700230 |  | A Class |  |  | I-Inventory | FG-Finish Good | R | Spares | Dental Chair-Spares | Dental Equiment | Main Location | 90330000 |  | FIFO | Anthos/Cefla | [8 empty] | 0 | 0 | 0 | 1 | 0 | 0 | [7 empty] | 1 |  | Cf/Sp/Pcb 97700230/97700231
IM01691 | Dental Chair Spares-Anthos-Safety Valve 1/8 97290098 | 10600197290098 |  | A Class |  |  | I-Inventory | FG-Finish Good | R | Spares | Dental Chair-Spares | Dental Equiment | Main Location | 90330000 |  | FIFO | Anthos/Cefla | [5 empty] | . |  |  | 0 | 0 | 0 | 1 | 0 | 0 | [7 empty] | 1 |  | CF/SP/SAFETY VALVE 1/8 97290098
IM01692 | Dental Chair Spares-Anthos-Victor-Vx86/ Backrest Arch V91100530 | 106001BACKRESTARCHV91100530 |  | A Class |  |  | I-Inventory | FG-Finish Good | R | Spares | Dental Chair-Spares | Dental Equiment | Main Location | 90330000 |  | FIFO | Anthos/Cefla | [8 empty] | 0 | 0 | 0 | 1 | 0 | 0 | [7 empty] | 1 |  | VICTOR/DC/SP/VX86/ BACKREST ARCH V91100530
IM01693 | Dental Chair Spares-Anthos-Shell Hub For Hydric Arm-99922247 | 106001HYDRICARM99922247 |  | A Class |  |  | I-Inventory | FG-Finish Good | C | Spares | Dental Chair-Spares | Dental Equiment | Main Location | 94016900 |  | FIFO | Anthos/Cefla | [8 empty] | 0 | 0 | 0 | 1 | 0 | 0 | [7 empty] | 1 |  | CF/DU/SP/SHELL HUB FOR HYDRIC ARM-99922247
IM01694 | Dental Chair Spares-Anthos-Victor Doctor Console Board V97660046 | 106001PCBV97660046 |  | A Class |  |  | I-Inventory | FG-Finish Good | R | Spares | Dental Chair-Spares | Dental Equiment | Main Location | 90330000 |  | FIFO | Anthos/Cefla | [8 empty] | 0 | 0 | 0 | 1 | 0 | 0 | [7 empty] | 1 |  | CF/DU/SP/VICTOR DOCTOR CONSOLE BOARD V97660046
IM01695 | Dental Chair Spares-Anthos-Lconn-Anthogyr L Connector Tubing | 106001LCONNTTUBING |  | A Class |  |  | I-Inventory | FG-Finish Good | C | Spares | Dental Chair-Spares | Dental Equiment | Main Location | 90330000 |  | FIFO | Anthos/Cefla | [8 empty] | 0 | 0 | 0 | 1 | 0 | 0 | [7 empty] | 1 |  | Cf/Itl/Ac/LConn-Anthogyr L Connector Tubing
IM01696 | Dental Chair Spares-Anthos-Yconn-Anthogyr Y Connector Tubing | 106001YCONNTTUBING |  | A Class |  |  | I-Inventory | FG-Finish Good | C | Spares | Dental Chair-Spares | Dental Equiment | Main Location | 90330000 |  | FIFO | Anthos/Cefla | [8 empty] | 0 | 0 | 0 | 1 | 0 | 0 | [7 empty] | 1 |  | Cf/Ity/Ac/YConn-Anthogyr Y Connector Tubing
IM01697 | Dental Chair Spares-Anthos-Confident Suction Pcb 14 | 106011SUCTIONPCB14 |  | A Class |  |  | I-Inventory | FG-Finish Good | R | Spares | Dental Chair-Spares | Dental Equiment | Main Location | 90330000 |  | FIFO | Anthos/Cefla | [8 empty] | 0 | 0 | 0 | 1 | 0 | 0 | [7 empty] | 1 |  | CF/LU/SP/CONFIDENT SUCTION PCB 14
IM01698 | Dental Chair Spares-Anthos-Lamp Potentiom El.System-97520525 | 106001LAMPPOTENTIOM97520525 |  | A Class |  |  | I-Inventory | FG-Finish Good | R | Spares | Dental Chair-Spares | Dental Equiment | Main Location | 90330000 |  | FIFO | Anthos/Cefla | [8 empty] | 0 | 0 | 0 | 1 | 0 | 0 | [7 empty] | 1 |  | CF/LU/SP/LAMP POTENTIOM EL.SYSTEM-97520525
IM01699 | Dental Chair Spares-Anthos-Anthogyr Mendibals | 106001MENDIBALS |  | A Class |  |  | I-Inventory | FG-Finish Good | R | Spares | Dental Chair-Spares | Dental Equiment | Main Location | 90330000 |  | FIFO | Anthos/Cefla | [8 empty] | 0 | 0 | 0 | 1 | 0 | 0 | [7 empty] | 1 |  | Cf/Sc/Sp/Anthogyr Mendibals
IM01700 | Dental Chair Spares-Anthos-Cefla Satelec Scaler Tip C1 | 106002SCLRTIPC1 |  | A Class |  |  | I-Inventory | FG-Finish Good | R | Spares | Dental Chair-Spares | Dental Equiment | Main Location | 90330000 |  | FIFO | Anthos/Cefla | [8 empty] | 0 | 0 | 0 | 1 | 0 | 0 | [7 empty] | 1 |  | CF/SC/SP/CEFLA SATELEC SCALER TIP C1
IM01701 | Dental Chair Spares-Anthos-Scaler Handpiece U-Pz6 95520288 | 106002HANDPIECEUPZ695520288 |  | A Class |  |  | I-Inventory | FG-Finish Good | R | Spares | Dental Chair-Spares | Dental Equiment | Main Location | 90330000 |  | FIFO | Anthos/Cefla | [8 empty] | 0 | 0 | 0 | 1 | 0 | 0 | [7 empty] | 1 |  | CF/SC/SP/SCALER HANDPIECE U-PZ6 95520288
IM01702 | Dental Chair Spares-Anthos- Backrest Spring 97815196 | 10600197815196 |  | A Class |  |  | I-Inventory | FG-Finish Good | C | Spares | Dental Chair-Spares | Dental Equiment | Main Location | 90330000 |  | FIFO | Anthos/Cefla | [5 empty] | . |  |  | 0 | 0 | 0 | 1 | 0 | 0 | [7 empty] | 1 |  | CF/SP/ BACKREST SPRING 97815196
IM01703 | Dental Chair Spares-Anthos- F.O. Piezon Scaler H.P.-97660197 | 10600197660197 |  | A Class |  |  | I-Inventory | FG-Finish Good | R | Spares | Dental Chair-Spares | Dental Equiment | Main Location | 90330000 |  | FIFO | Anthos/Cefla | [8 empty] | 0 | 0 | 0 | 1 | 0 | 0 | [7 empty] | 1 |  | Cf/Sp/ F.O. Piezon Scaler H.P.-97660197
IM01704 | Dental Chair Spares-Anthos- Lite 2013 Connec. Box Board 97661196 | 10600197661196 |  | A Class |  |  | I-Inventory | FG-Finish Good | R | Spares | Dental Chair-Spares | Dental Equiment | Main Location | 90330000 |  | FIFO | Anthos/Cefla | [8 empty] | 0 | 0 | 0 | 1 | 0 | 0 | [7 empty] | 1 |  | CF/SP/ LITE 2013 CONNEC. BOX BOARD 97661196
IM01705 | Dental Chair Spares-Anthos-2 Ed Water Spray E Valve 97720157 | 10600197720157 |  | A Class |  |  | I-Inventory | FG-Finish Good | R | Spares | Dental Chair-Spares | Dental Equiment | Main Location | 90330000 |  | FIFO | Anthos/Cefla | [8 empty] | 0 | 0 | 0 | 1 | 0 | 0 | [7 empty] | 1 |  | Cf/Sp/2 ED Water Spray E Valve 97720157
IM01706 | Dental Chair Spares-Anthos-24 Volt Dc Solenoid Valve | 10600124VDCSOL.VALVE |  | A Class |  |  | I-Inventory | FG-Finish Good | C | Spares | Dental Chair-Spares | Dental Equiment | Main Location | 90330000 |  | FIFO | Anthos/Cefla | [8 empty] | 0 | 0 | 0 | 1 | 0 | 0 | [7 empty] | 1 |  | Cf/Sp/24 Volt DC Solenoid Valve
IM01707 | Dental Chair Spares-Anthos-3 Ways Solenoid Valve 97720120 | 10600197720120 |  | A Class |  |  | I-Inventory | FG-Finish Good | C | Spares | Dental Chair-Spares | Dental Equiment | Main Location | 90330000 |  | FIFO | Anthos/Cefla | [8 empty] | 0 | 0 | 0 | 1 | 0 | 0 | [7 empty] | 1 |  | Cf/Sp/3 Ways Solenoid Valve 97720120
IM01708 | Dental Chair Spares-Anthos-3F Non Sect. Straight Syr. Sp 95520270 | 10600195502070 |  | A Class |  |  | I-Inventory | FG-Finish Good | R | Spares | Dental Chair-Spares | Dental Equiment | Main Location | 90330000 |  | FIFO | Anthos/Cefla | [8 empty] | 0 | 0 | 0 | 1 | 0 | 0 | [7 empty] | 1 |  | CF/SP/3F NON SECT. STRAIGHT SYR. SP 95520270
IM01709 | Dental Chair Spares-Anthos-3F Sect. Intern. Syringe Body 97289000 | 10600197289000 |  | A Class |  |  | I-Inventory | FG-Finish Good | R | Spares | Dental Chair-Spares | Dental Equiment | Main Location | 90330000 |  | FIFO | Anthos/Cefla | [8 empty] | 0 | 0 | 0 | 1 | 0 | 0 | [7 empty] | 1 |  | Cf/Sp/3F Sect. Intern. Syringe Body 97289000
IM01710 | Dental Chair Spares-Anthos-3F Section Syringe Shell 97289600 | 10600197289600 |  | A Class |  |  | I-Inventory | FG-Finish Good | R | Spares | Dental Chair-Spares | Dental Equiment | Main Location | 90330000 |  | FIFO | Anthos/Cefla | [8 empty] | 0 | 0 | 0 | 1 | 0 | 0 | [7 empty] | 1 |  | Cf/Sp/3F Section Syringe Shell 97289600
IM01711 | Dental Chair Spares-Anthos-4-30 Cm 5V Optical 97600128 | 10600197600128 |  | A Class |  |  | I-Inventory | FG-Finish Good | R | Spares | Dental Chair-Spares | Dental Equiment | Main Location | 90330000 |  | FIFO | Anthos/Cefla | [8 empty] | 0 | 0 | 0 | 1 | 0 | 0 | [7 empty] | 1 |  | CF/SP/4-30 CM 5V OPTICAL 97600128
IM01712 | Dental Chair Spares-Anthos-55E 12W Lamp 97710003 | 10600197710003 |  | A Class |  |  | I-Inventory | FG-Finish Good | R | Spares | Dental Chair-Spares | Dental Equiment | Main Location | 90330000 |  | FIFO | Anthos/Cefla | [8 empty] | 0 | 0 | 0 | 1 | 0 | 0 | [7 empty] | 1 |  | Cf/Sp/55E 12W Lamp 97710003
IM01713 | Dental Chair Spares-Anthos-6F Sect. Syringe Inter Body 97289400 | 10600197289400 |  | A Class |  |  | I-Inventory | FG-Finish Good | R | Spares | Dental Chair-Spares | Dental Equiment | Main Location | 90330000 |  | FIFO | Anthos/Cefla | [8 empty] | 0 | 0 | 0 | 1 | 0 | 0 | [7 empty] | 1 |  | Cf/Sp/6F Sect. Syringe Inter Body 97289400
IM01714 | Dental Chair Spares-Anthos-6F Section Ab Syringe Shell 97289200 | 10600197289200 |  | A Class |  |  | I-Inventory | FG-Finish Good | R | Spares | Dental Chair-Spares | Dental Equiment | Main Location | 90330000 |  | FIFO | Anthos/Cefla | [8 empty] | 0 | 0 | 0 | 1 | 0 | 0 | [7 empty] | 1 |  | CF/SP/6F Section AB Syringe Shell 97289200
IM01715 | Dental Chair Spares-Anthos-80* Norm Close 97734000 | 10600197734000 |  | A Class |  |  | I-Inventory | FG-Finish Good | R | Spares | Dental Chair-Spares | Dental Equiment | Main Location | 90330000 |  | FIFO | Anthos/Cefla | [8 empty] | 0 | 0 | 0 | 1 | 0 | 0 | [7 empty] | 1 |  | Cf/Sp/80* Norm Close 97734000
IM01716 | Dental Chair Spares-Anthos-A3 Plus Assist. Table Board 97620123 | 10600197620123 |  | A Class |  |  | I-Inventory | FG-Finish Good | R | Spares | Dental Chair-Spares | Dental Equiment | Main Location | 90330000 |  | FIFO | Anthos/Cefla | [8 empty] | 0 | 0 | 0 | 1 | 0 | 0 | [7 empty] | 1 |  | Cf/Sp/A3 Plus Assist. Table Board 97620123
IM01717 | Dental Chair Spares-Anthos-A6 Plus Assis Table Button Str 97620109 | 10600197620109 |  | A Class |  |  | I-Inventory | FG-Finish Good | R | Spares | Dental Chair-Spares | Dental Equiment | Main Location | 90330000 |  | FIFO | Anthos/Cefla | [8 empty] | 0 | 0 | 0 | 1 | 0 | 0 | [7 empty] | 1 |  | Cf/Sp/A6 Plus Assis Table Button STR 97620109
IM01718 | Dental Chair Spares-Anthos-A7 Plus Assis Table Button Str 97620102 | 10600197620102 |  | A Class |  |  | I-Inventory | FG-Finish Good | R | Spares | Dental Chair-Spares | Dental Equiment | Main Location | 90330000 |  | FIFO | Anthos/Cefla | [8 empty] | 0 | 0 | 0 | 1 | 0 | 0 | [7 empty] | 1 |  | Cf/Sp/A7 Plus Assis Table Button STR 97620102
IM01719 | Dental Chair Spares-Anthos-Adapt. From D117 To D11 Cannula 97461891 | 10600197461891 |  | A Class |  |  | I-Inventory | FG-Finish Good | R | Spares | Dental Chair-Spares | Dental Equiment | Main Location | 90330000 |  | FIFO | Anthos/Cefla | [8 empty] | 0 | 0 | 0 | 1 | 0 | 0 | [7 empty] | 1 |  | Cf/Sp/Adapt. From D117 to D11 Cannula 97461891
IM01720 | Dental Chair Spares-Anthos-Adapter For Saliva Suction 97466430 | 10600197466430 |  | A Class |  |  | I-Inventory | FG-Finish Good | R | Spares | Dental Chair-Spares | Dental Equiment | Main Location | 90330000 |  | FIFO | Anthos/Cefla | [5 empty] | . |  |  | 0 | 0 | 0 | 1 | 0 | 0 | [7 empty] | 1 |  | CF/SP/ADAPTER FOR SALIVA SUCTION 97466430
IM01721 | Dental Chair Spares-Anthos-Air Filter Plus Pilot Valve 97290115 | 10600197290115 |  | A Class |  |  | I-Inventory | FG-Finish Good | C | Spares | Dental Chair-Spares | Dental Equiment | Main Location | 90330000 |  | FIFO | Anthos/Cefla | [8 empty] | 0 | 0 | 0 | 1 | 0 | 0 | [7 empty] | 1 |  | Cf/Sp/Air Filter Plus Pilot Valve 97290115
IM01722 | Dental Chair Spares-Anthos-Air Main Ev Supply El System-97520407 | 10600197520407 |  | A Class |  |  | I-Inventory | FG-Finish Good | R | Spares | Dental Chair-Spares | Dental Equiment | Main Location | 90330000 |  | FIFO | Anthos/Cefla | [8 empty] | 0 | 0 | 0 | 1 | 0 | 0 | [7 empty] | 1 |  | Cf/Sp/Air Main EV Supply EL System-97520407
IM01723 | Dental Chair Spares-Anthos-Air Reducer 97290058 | 10600197290058 |  | A Class |  |  | I-Inventory | FG-Finish Good | R | Spares | Dental Chair-Spares | Dental Equiment | Main Location | 90330000 |  | FIFO | Anthos/Cefla | [8 empty] | 0 | 0 | 0 | 1 | 0 | 0 | [7 empty] | 1 |  | Cf/Sp/Air Reducer 97290058
IM01724 | Dental Chair Spares-Anthos-Air Stopper 99919824 | 10600199919824 |  | A Class |  |  | I-Inventory | FG-Finish Good | R | Spares | Dental Chair-Spares | Dental Equiment | Main Location | 90330000 |  | FIFO | Anthos/Cefla | [8 empty] | 0 | 0 | 0 | 1 | 0 | 0 | [7 empty] | 1 |  | Cf/Sp/Air Stopper 99919824
IM01725 | Dental Chair Spares-Anthos-Analog Pedal Base Board 97660461 | 10600197660461 |  | A Class |  |  | I-Inventory | FG-Finish Good | R | Spares | Dental Chair-Spares | Dental Equiment | Main Location | 90330000 |  | FIFO | Anthos/Cefla | [8 empty] | 0 | 0 | 0 | 1 | 0 | 0 | [7 empty] | 1 |  | Cf/Sp/Analog Pedal Base Board 97660461
IM01726 | Dental Chair Spares-Anthos Cattani Filter Art 97298200 | 10600197298200 |  | A Class |  |  | I-Inventory | FG-Finish Good | R | Spares | Dental Chair-Spares | Dental Equiment | Main Location | 90330000 |  | FIFO | Anthos/Cefla | [8 empty] | 0 | 0 | 0 | 1 | 0 | 0 | [7 empty] | 1 |  | Cf/Sp/Anthos Cattani Filter Art 97298200
IM01727 | Dental Chair Spares-Anthos Cattani Pump Board Group-91109148 | 10600191109148 |  | A Class |  |  | I-Inventory | FG-Finish Good | R | Spares | Dental Chair-Spares | Dental Equiment | Main Location | 90330000 |  | FIFO | Anthos/Cefla | [8 empty] | 0 | 0 | 0 | 1 | 0 | 0 | [7 empty] | 1 |  | Cf/Sp/Anthos Cattani Pump Board Group-91109148
IM01728 | Dental Chair Spares-Anthos New Pcb. 97660622 | 10600197660622 |  | A Class |  |  | I-Inventory | FG-Finish Good | R | Spares | Dental Chair-Spares | Dental Equiment | Main Location | 90330000 |  | FIFO | Anthos/Cefla | [8 empty] | 0 | 0 | 0 | 1 | 0 | 0 | [7 empty] | 1 |  | Cf/Sp/Anthos New Pcb. 97660622
IM01729 | Dental Chair Spares-Anthos Valvola Asp. Centr Aria - 90010250 | 10600190010250 |  | A Class |  |  | I-Inventory | FG-Finish Good | R | Spares | Dental Chair-Spares | Dental Equiment | Main Location | 90330000 |  | FIFO | Anthos/Cefla | [8 empty] | 0 | 0 | 0 | 1 | 0 | 0 | [7 empty] | 1 |  | Cf/Sp/Anthos Valvola ASP. Centr Aria - 90010250
IM01730 | Dental Chair Spares-Anthos-Apex Prototype Clip | 106001PROTOTYPECLIP |  | A Class |  |  | I-Inventory | FG-Finish Good | R | Spares | Dental Chair-Spares | Dental Equiment | Main Location | 90330000 |  | FIFO | Anthos/Cefla | [5 empty] | .. |  |  | 0 | 0 | 0 | 1 | 0 | 0 | [7 empty] | 1 |  | CF/SP/APEX PROTOTYPE CLIP
IM01731 | Dental Chair Spares-Anthos-Armrest 102 Atlantic Blue 97992412 | 10600197992412 |  | A Class |  |  | I-Inventory | FG-Finish Good | R | Spares | Dental Chair-Spares | Dental Equiment | Main Location | 90330000 |  | FIFO | Anthos/Cefla | [5 empty] | . |  |  | 0 | 0 | 0 | 1 | 0 | 0 | [7 empty] | 1 |  | CF/SP/ARMREST 102 ATLANTIC BLUE 97992412
IM01732 | Dental Chair Spares-Anthos-Armrest 194 Venetian Red 97992427 | 10600197992427 |  | A Class |  |  | I-Inventory | FG-Finish Good | R | Spares | Dental Chair-Spares | Dental Equiment | Main Location | 90330000 |  | FIFO | Anthos/Cefla | [5 empty] | . |  |  | 0 | 0 | 0 | 1 | 0 | 0 | [7 empty] | 1 |  | CF/SP/ARMREST 194 VENETIAN RED 97992427
IM01733 | Dental Chair Spares-Anthos-Aspiration Filters 91109313 | 10600191109313 |  | A Class |  |  | I-Inventory | FG-Finish Good | R | Spares | Dental Chair-Spares | Dental Equiment | Main Location | 90330000 |  | FIFO | Anthos/Cefla | [8 empty] | 0 | 0 | 0 | 1 | 0 | 0 | [7 empty] | 1 |  | CF/SP/ASPIRATION FILTERS 91109313
IM01734 | Dental Chair Spares-Anthos-Ass.Module Inferior Body 97461330 | 10600197461330 |  | A Class |  |  | I-Inventory | FG-Finish Good | R | Spares | Dental Chair-Spares | Dental Equiment | Main Location | 90330000 |  | FIFO | Anthos/Cefla | [8 empty] | 0 | 0 | 0 | 1 | 0 | 0 | [7 empty] | 1 |  | CF/SP/ASS.MODULE INFERIOR BODY 97461330
IM01735 | Dental Chair Spares-Anthos-Assist. Table Prot. 97901546 | 10600197901546 |  | A Class |  |  | I-Inventory | FG-Finish Good | R | Spares | Dental Chair-Spares | Dental Equiment | Main Location | 90330000 |  | FIFO | Anthos/Cefla | [5 empty] | .. |  |  | 0 | 0 | 0 | 1 | 0 | 0 | [7 empty] | 1 |  | CF/SP/ASSIST. TABLE PROT. 97901546
IM01736 | Dental Chair Spares-Anthos-Back Control Panel Plastic Gua 97460665 | 10600197460665 |  | A Class |  |  | I-Inventory | FG-Finish Good | R | Spares | Dental Chair-Spares | Dental Equiment | Main Location | 90330000 |  | FIFO | Anthos/Cefla | [8 empty] | 0 | 0 | 0 | 1 | 0 | 0 | [7 empty] | 1 |  | Cf/Sp/Back Control Panel Plastic Gua 97460665
IM01737 | Dental Chair Spares-Anthos-Backrest Spring Pivot 97461888 | 10600197461888 |  | A Class |  |  | I-Inventory | FG-Finish Good | C | Spares | Dental Chair-Spares | Dental Equiment | Main Location | 90330000 |  | FIFO | Anthos/Cefla | [5 empty] | . |  |  | 0 | 0 | 0 | 1 | 0 | 0 | [7 empty] | 1 |  | CF/SP/BACKREST SPRING PIVOT 97461888
IM01738 | Dental Chair Spares-Anthos-Backrest Stool Cover 97460721 | 10600197460721 |  | A Class |  |  | I-Inventory | FG-Finish Good | R | Spares | Dental Chair-Spares | Dental Equiment | Main Location | 90330000 |  | FIFO | Anthos/Cefla | [8 empty] | 0 | 0 | 0 | 1 | 0 | 0 | [7 empty] | 1 |  | Cf/Sp/Backrest Stool Cover 97460721
IM01739 | Dental Chair Spares-Anthos-Backrest Support | 106001BACKRESTSUPPORT |  | A Class |  |  | I-Inventory | FG-Finish Good | R | Spares | Dental Chair-Spares | Dental Equiment | Main Location | 90330000 |  | FIFO | Anthos/Cefla | [8 empty] | 0 | 0 | 0 | 1 | 0 | 0 | [7 empty] | 1 |  | Cf/Sp/Backrest Support
IM01740 | Dental Chair Spares-Anthos-Bckpnl Vert Rear Cover 97461882 | 10600197461882 |  | A Class |  |  | I-Inventory | FG-Finish Good | R | Spares | Dental Chair-Spares | Dental Equiment | Main Location | 90330000 |  | FIFO | Anthos/Cefla | [5 empty] | . |  |  | 0 | 0 | 0 | 1 | 0 | 0 | [7 empty] | 1 |  | CF/SP/BCKPNL VERT REAR COVER 97461882
IM01741 | Dental Chair Spares-Anthos-Black Box 97660184 | 10600197660184 |  | A Class |  |  | I-Inventory | FG-Finish Good | R | Spares | Dental Chair-Spares | Dental Equiment | Main Location | 90330000 |  | FIFO | Anthos/Cefla | [8 empty] | 0 | 0 | 0 | 1 | 0 | 0 | [7 empty] | 1 |  | Cf/Sp/Black Box 97660184
IM01742 | Dental Chair Spares-Anthos-Bottle Holder O Ring 97375800 | 10600197375800 |  | A Class |  |  | I-Inventory | FG-Finish Good | C | Spares | Dental Chair-Spares | Dental Equiment | Main Location | 90330000 |  | FIFO | Anthos/Cefla | [8 empty] | 0 | 0 | 0 | 1 | 0 | 0 | [7 empty] | 1 |  | Cf/Sp/Bottle Holder O Ring 97375800
IM01743 | Dental Chair Spares-Anthos-Bowl Drain Mushr 97943700 | 10600197943700 |  | A Class |  |  | I-Inventory | FG-Finish Good | R | Spares | Dental Chair-Spares | Dental Equiment | Main Location | 90330000 |  | FIFO | Anthos/Cefla | [5 empty] | CF/SP/BOWL DRAIN MUSHR 97943700 |  |  | 0 | 0 | 0 | 1 | 0 | 0 | [7 empty] | 1 |  | CF/SP/BOWL DRAIN MUSHR 97943700
IM01744 | Dental Chair Spares-Anthos-Bulb | 106001BULB |  | A Class |  |  | I-Inventory | FG-Finish Good | C | Spares | Dental Chair-Spares | Dental Equiment | Main Location | 90330000 |  | FIFO | Anthos/Cefla | [8 empty] | 0 | 0 | 0 | 1 | 0 | 0 | [7 empty] | 1 |  | Cf/Sp/Bulb
IM01745 | Dental Chair Spares-Anthos-Cable 2Mtr 97521821 | 10600197521821 |  | A Class |  |  | I-Inventory | FG-Finish Good | R | Spares | Dental Chair-Spares | Dental Equiment | Main Location | 90330000 |  | FIFO | Anthos/Cefla | [8 empty] | 0 | 0 | 0 | 1 | 0 | 0 | [7 empty] | 1 |  | CF/SP/CABLE 2MTR 97521821
IM01746 | Dental Chair Spares-Anthos-Can Lite Assis Table Board 97660421 | 10600197660421 |  | A Class |  |  | I-Inventory | FG-Finish Good | R | Spares | Dental Chair-Spares | Dental Equiment | Main Location | 90330000 |  | FIFO | Anthos/Cefla | [8 empty] | 0 | 0 | 0 | 1 | 0 | 0 | [7 empty] | 1 |  | Cf/Sp/Can Lite Assis Table Board 97660421
IM01747 | Dental Chair Spares-Anthos-Can Lite Board 97660576 | 10600197660576 |  | A Class |  |  | I-Inventory | FG-Finish Good | R | Spares | Dental Chair-Spares | Dental Equiment | Main Location | 90330000 |  | FIFO | Anthos/Cefla | [8 empty] | 0 | 0 | 0 | 1 | 0 | 0 | [7 empty] | 1 |  | Cf/Sp/Can Lite Board 97660576
IM01748 | Dental Chair Spares-Anthos-Can Tiny Doctor Module Board 97660701 | 10600197660701 |  | A Class |  |  | I-Inventory | FG-Finish Good | R | Spares | Dental Chair-Spares | Dental Equiment | Main Location | 90330000 |  | FIFO | Anthos/Cefla | [8 empty] | 0 | 0 | 0 | 1 | 0 | 0 | [7 empty] | 1 |  | Cf/sp/Can Tiny Doctor Module Board 97660701
IM01749 | Dental Chair Spares-Anthos-Cannule Tongue D-11 (50 Pcs.) 97901135 | 10600197901135 |  | A Class |  |  | I-Inventory | FG-Finish Good | R | Spares | Dental Chair-Spares | Dental Equiment | Main Location | 90330000 |  | FIFO | Anthos/Cefla | [8 empty] | 0 | 0 | 0 | 1 | 0 | 0 | [7 empty] | 1 |  | Cf/Sp/Cannule Tongue D-11 (50 PCS.) 97901135
IM01750 | Dental Chair Spares-Anthos-Cannule Tongue D-16 (50Pcs.) 97901134 | 10600197901134 |  | A Class |  |  | I-Inventory | FG-Finish Good | R | Spares | Dental Chair-Spares | Dental Equiment | Main Location | 90330000 |  | FIFO | Anthos/Cefla | [8 empty] | 0 | 0 | 0 | 1 | 0 | 0 | [7 empty] | 1 |  | Cf/Sp/Cannule Tongue D-16 (50PCS.) 97901134
IM01751 | Dental Chair Spares-Anthos-Cefla 3F Angled Syringe 95520233 | 10600195520233 |  | A Class |  |  | I-Inventory | FG-Finish Good | R | Spares | Dental Chair-Spares | Dental Equiment | Main Location | 90330000 |  | FIFO | Anthos/Cefla | [8 empty] | 0 | 0 | 0 | 1 | 0 | 0 | [7 empty] | 1 |  | Cf/Sp/Cefla 3F Angled Syringe 95520233
IM01752 | Dental Chair Spares-Anthos-Cefla A2 Scheda Interfaccia Poltr 97661204 | 10600197661204 |  | A Class |  |  | I-Inventory | FG-Finish Good | R | Spares | Dental Chair-Spares | Dental Equiment | Main Location | 90330000 |  | FIFO | Anthos/Cefla | [8 empty] | 0 | 0 | 0 | 1 | 0 | 0 | [7 empty] | 1 |  | Cf/Sp/Cefla A2 Scheda Interfaccia Poltr 97661204
IM01753 | Dental Chair Spares-Anthos-Cefla A5-A6 Console Key Board 97660808 | 10600197660808 |  | A Class |  |  | I-Inventory | FG-Finish Good | R | Spares | Dental Chair-Spares | Dental Equiment | Main Location | 90330000 |  | FIFO | Anthos/Cefla | [8 empty] | 0 | 0 | 0 | 1 | 0 | 0 | [7 empty] | 1 |  | Cf/Sp/Cefla A5-A6 Console Key Board 97660808
IM01754 | Dental Chair Spares-Anthos-Cefla Air Gr. (Adapt Plus Ev Plus Filter) 91104755 | 10600191104755 |  | A Class |  |  | I-Inventory | FG-Finish Good | R | Spares | Dental Chair-Spares | Dental Equiment | Main Location | 90330000 |  | FIFO | Anthos/Cefla | [8 empty] | 0 | 0 | 0 | 1 | 0 | 0 | [7 empty] | 1 |  | Cf/Sp/Cefla Air Gr. (Adapt Plus Ev Plus Filter) 91104755
IM01755 | Dental Chair Spares-Anthos-Cefla Assembly With Ev1 | 106001ASSEMBLYEV1 |  | A Class |  |  | I-Inventory | FG-Finish Good | R | Spares | Dental Chair-Spares | Dental Equiment | Main Location | 90330000 |  | FIFO | Anthos/Cefla | [8 empty] | 0 | 0 | 0 | 1 | 0 | 0 | [7 empty] | 1 |  | CF/SP/CEFLA ASSEMBLY WITH EV1
IM01756 | Dental Chair Spares-Anthos-Cefla Assist Modul Panel Control 97620174 | 10600197620174 |  | A Class |  |  | I-Inventory | FG-Finish Good | R | Spares | Dental Chair-Spares | Dental Equiment | Main Location | 90330000 |  | FIFO | Anthos/Cefla | [8 empty] | 0 | 0 | 0 | 1 | 0 | 0 | [7 empty] | 1 |  | Cf/Sp/Cefla Assist Modul Panel Control 97620174
IM01757 | Dental Chair Spares-Anthos-Cefla Assist Module Board 97660688 | 10600197660688 |  | A Class |  |  | I-Inventory | FG-Finish Good | R | Spares | Dental Chair-Spares | Dental Equiment | Main Location | 90330000 |  | FIFO | Anthos/Cefla | [8 empty] | 0 | 0 | 0 | 1 | 0 | 0 | [7 empty] | 1 |  | Cf/Sp/Cefla Assist Module Board 97660688
IM01758 | Dental Chair Spares-Anthos-Cefla Backrest Electric Motor 97210002 | 10600197210002 |  | A Class |  |  | I-Inventory | FG-Finish Good | R | Spares | Dental Chair-Spares | Dental Equiment | Main Location | 90330000 |  | FIFO | Anthos/Cefla | [8 empty] | 0 | 0 | 0 | 1 | 0 | 0 | [7 empty] | 1 |  | Cf/Sp/Cefla Backrest Electric Motor 97210002
IM01759 | Dental Chair Spares-Anthos-Cefla Bowl Filter-97466408 | 106052BOWLFILTR97466408 |  | A Class |  |  | I-Inventory | FG-Finish Good | R | Spares | Dental Chair-Spares | Dental Equiment | Main Location | 90330000 |  | FIFO | Anthos/Cefla | [8 empty] | 0 | 0 | 0 | 1 | 0 | 0 | [7 empty] | 1 |  | CF/SP/CEFLA BOWL FILTER-97466408
IM01760 | Dental Chair Spares-Anthos-Cefla Chair Potentiometer El. Syst. 97521262 | 10600197521262 |  | A Class |  |  | I-Inventory | FG-Finish Good | R | Spares | Dental Chair-Spares | Dental Equiment | Main Location | 90330000 |  | FIFO | Anthos/Cefla | [5 empty] | . |  |  | 0 | 0 | 0 | 1 | 0 | 0 | [7 empty] | 1 |  | CF/SP/CEFLA CHAIR POTENTIOMETER EL. SYST. 97521262
IM01761 | Dental Chair Spares-Anthos-Cefla Chair Vis Security Microswitch 97610004 | 10600197610004 |  | A Class |  |  | I-Inventory | FG-Finish Good | R | Spares | Dental Chair-Spares | Dental Equiment | Main Location | 90330000 |  | FIFO | Anthos/Cefla | [8 empty] | 0 | 0 | 0 | 1 | 0 | 0 | [7 empty] | 1 |  | Cf/Sp/Cefla Chair Vis Security Microswitch 97610004
IM01762 | Dental Chair Spares-Anthos-Cefla Conf Siringa 3F Curv Cp No Sez 95520269 | 10600195520269 |  | A Class |  |  | I-Inventory | FG-Finish Good | R | Spares | Dental Chair-Spares | Dental Equiment | Main Location | 90330000 |  | FIFO | Anthos/Cefla | [8 empty] | 0 | 0 | 0 | 1 | 0 | 0 | [7 empty] | 1 |  | Cf/Sp/Cefla Conf Siringa 3F Curv CP NO Sez 95520269
IM01763 | Dental Chair Spares-Anthos-Cefla Console Push Button A3 97620136 | 10600197620136 |  | A Class |  |  | I-Inventory | FG-Finish Good | R | Spares | Dental Chair-Spares | Dental Equiment | Main Location | 90330000 |  | FIFO | Anthos/Cefla | [8 empty] | 0 | 0 | 0 | 1 | 0 | 0 | [7 empty] | 1 |  | Cf/Sp/Cefla Console Push Button A3 97620136
IM01764 | Dental Chair Spares-Anthos-Cefla Cord No Sez 1200Mm Cons Led 95520275 | 10600195520275 |  | A Class |  |  | I-Inventory | FG-Finish Good | R | Spares | Dental Chair-Spares | Dental Equiment | Main Location | 90330000 |  | FIFO | Anthos/Cefla | [5 empty] | . |  |  | 0 | 0 | 0 | 1 | 0 | 0 | [7 empty] | 1 |  | Cf/sp/cefla cord no sez 1200mm cons led 95520275
IM01765 | Dental Chair Spares-Anthos-Cefla Cord No Sez L1200 T-Led 95520330 | 10600195520330 |  | A Class |  |  | I-Inventory | FG-Finish Good | R | Spares | Dental Chair-Spares | Dental Equiment | Main Location | 90330000 |  | FIFO | Anthos/Cefla | [8 empty] | 0 | 0 | 0 | 1 | 0 | 0 | [7 empty] | 1 |  | Cf/Sp/Cefla Cord No Sez L1200 T-Led 95520330
IM01766 | Dental Chair Spares-Anthos-Cefla Cord No Sez L1200Mm Aria Midw 95520329 | 10600195520329 |  | A Class |  |  | I-Inventory | FG-Finish Good | R | Spares | Dental Chair-Spares | Dental Equiment | Main Location | 90330000 |  | FIFO | Anthos/Cefla | [8 empty] | 0 | 0 | 0 | 1 | 0 | 0 | [7 empty] | 1 |  | Cf/Sp/Cefla Cord No Sez L1200mm Aria Midw 95520329
IM01767 | Dental Chair Spares-Anthos-Cefla Cord No Sez L1200Mm Conserv 95520274 | 10600195520274 |  | A Class |  |  | I-Inventory | FG-Finish Good | R | Spares | Dental Chair-Spares | Dental Equiment | Main Location | 90330000 |  | FIFO | Anthos/Cefla | [8 empty] | 0 | 0 | 0 | 1 | 0 | 0 | [7 empty] | 1 |  | Cf/Sp/Cefla Cord No Sez L1200mm Conserv 95520274
IM01768 | Dental Chair Spares-Anthos-Cefla Cord No Sez L1400 T-Led 95520324 | 10600195520324 |  | A Class |  |  | I-Inventory | FG-Finish Good | R | Spares | Dental Chair-Spares | Dental Equiment | Main Location | 90330000 |  | FIFO | Anthos/Cefla | [8 empty] | 0 | 0 | 0 | 1 | 0 | 0 | [7 empty] | 1 |  | Cf/Sp/Cefla Cord No Sez L1400 T-Led 95520324
IM01769 | Dental Chair Spares-Anthos-Cefla Cord No Sez L1400 Turb Midw 95520327 | 10600195520327 |  | A Class |  |  | I-Inventory | FG-Finish Good | R | Spares | Dental Chair-Spares | Dental Equiment | Main Location | 90330000 |  | FIFO | Anthos/Cefla | [8 empty] | 0 | 0 | 0 | 1 | 0 | 0 | [7 empty] | 1 |  | Cf/Sp/Cefla Cord No Sez L1400 Turb Midw 95520327
IM01770 | Dental Chair Spares-Anthos-Cefla Cord No Sez L1400 Turb Midw Fo 95520326 | 10600195520326 |  | A Class |  |  | I-Inventory | FG-Finish Good | R | Spares | Dental Chair-Spares | Dental Equiment | Main Location | 90330000 |  | FIFO | Anthos/Cefla | [8 empty] | 0 | 0 | 0 | 1 | 0 | 0 | [7 empty] | 1 |  | Cf/Sp/Cefla Cord No Sez L1400 Turb Midw Fo 95520326
IM01771 | Dental Chair Spares-Anthos-Cefla Cord No Sez L1400Mm Cons Led 95520273 | 10600195520273 |  | A Class |  |  | I-Inventory | FG-Finish Good | R | Spares | Dental Chair-Spares | Dental Equiment | Main Location | 90330000 |  | FIFO | Anthos/Cefla | [8 empty] | 0 | 0 | 0 | 1 | 0 | 0 | [7 empty] | 1 |  | Cf/Sp/Cefla Cord No Sez L1400mm Cons Led 95520273
IM01772 | Dental Chair Spares-Anthos-Cefla Cord No Sez L1400Mm Conserv 95520272 | 10600195520272 |  | A Class |  |  | I-Inventory | FG-Finish Good | R | Spares | Dental Chair-Spares | Dental Equiment | Main Location | 90330000 |  | FIFO | Anthos/Cefla | [8 empty] | 0 | 0 | 0 | 1 | 0 | 0 | [7 empty] | 1 |  | Cf/Sp/Cefla Cord No Sez L1400mm Conserv 95520272
IM01773 | Dental Chair Spares-Anthos-Cefla Cover Connection Group 91109361 | 10600191109361 |  | A Class |  |  | I-Inventory | FG-Finish Good | R | Spares | Dental Chair-Spares | Dental Equiment | Main Location | 90330000 |  | FIFO | Anthos/Cefla | [5 empty] | . |  |  | 0 | 0 | 0 | 1 | 0 | 0 | [7 empty] | 1 |  | CF/SP/CEFLA COVER CONNECTION GROUP 91109361
IM01774 | Dental Chair Spares-Anthos-Cefla Cpv Clamp 97660020 | 10600197660020 |  | A Class |  |  | I-Inventory | FG-Finish Good | R | Spares | Dental Chair-Spares | Dental Equiment | Main Location | 90330000 |  | FIFO | Anthos/Cefla | [8 empty] | 0 | 0 | 0 | 1 | 0 | 0 | [7 empty] | 1 |  | Cf/Sp/Cefla CPV Clamp 97660020
IM01775 | Dental Chair Spares-Anthos-Cefla Ctrl Board Brushless Motor 97660799 | 10600197660799 |  | A Class |  |  | I-Inventory | FG-Finish Good | R | Spares | Dental Chair-Spares | Dental Equiment | Main Location | 90330000 |  | FIFO | Anthos/Cefla | [8 empty] | 0 | 0 | 0 | 1 | 0 | 0 | [7 empty] | 1 |  | Cf/Sp/Cefla Ctrl Board Brushless Motor 97660799
IM01776 | Dental Chair Spares-Anthos-Cefla Dental Chair Board 97661452 | 10600197661452 |  | A Class |  |  | I-Inventory | FG-Finish Good | R | Spares | Dental Chair-Spares | Dental Equiment | Main Location | 90330000 |  | FIFO | Anthos/Cefla | [5 empty] | . |  |  | 0 | 0 | 0 | 1 | 0 | 0 | [7 empty] | 1 |  | CF/SP/CEFLA DENTAL CHAIR BOARD 97661452
IM01777 | Dental Chair Spares-Anthos-Cefla Dental Limiter Board 97661697 | 10600197661697 |  | A Class |  |  | I-Inventory | FG-Finish Good | R | Spares | Dental Chair-Spares | Dental Equiment | Main Location | 90330000 |  | FIFO | Anthos/Cefla | [8 empty] | 0 | 0 | 0 | 1 | 0 | 0 | [7 empty] | 1 |  | CF/SP/CEFLA DENTAL LIMITER BOARD 97661697
IM01778 | Dental Chair Spares-Anthos-Cefla Dental Unit Sup. Arm 99922350 | 10600199922350 |  | A Class |  |  | I-Inventory | FG-Finish Good | R | Spares | Dental Chair-Spares | Dental Equiment | Main Location | 90330000 |  | FIFO | Anthos/Cefla | [8 empty] | 0 | 0 | 0 | 1 | 0 | 0 | [7 empty] | 1 |  | Cf/Sp/Cefla Dental Unit Sup. Arm 99922350
IM01779 | Dental Chair Spares-Anthos-Cefla Dental Upper Basic Board 97661509 | 10600197661509 |  | A Class |  |  | I-Inventory | FG-Finish Good | R | Spares | Dental Chair-Spares | Dental Equiment | Main Location | 90330000 |  | FIFO | Anthos/Cefla | [8 empty] | 0 | 0 | 0 | 1 | 0 | 0 | [7 empty] | 1 |  | CF/SP/CEFLA DENTAL UPPER BASIC BOARD 97661509
IM01780 | Dental Chair Spares-Anthos-Cefla Dental Upper Bord Chair 97661508 | 10600197661508 |  | A Class |  |  | I-Inventory | FG-Finish Good | R | Spares | Dental Chair-Spares | Dental Equiment | Main Location | 90330000 |  | FIFO | Anthos/Cefla | [8 empty] | 0 | 0 | 0 | 1 | 0 | 0 | [7 empty] | 1 |  | CF/SP/CEFLA DENTAL UPPER BORD CHAIR 97661508
IM01781 | Dental Chair Spares-Anthos-Cefla Digit Pedal Supply El System 97520532 | 10600197520532 |  | A Class |  |  | I-Inventory | FG-Finish Good | R | Spares | Dental Chair-Spares | Dental Equiment | Main Location | 90330000 |  | FIFO | Anthos/Cefla | [8 empty] | 0 | 0 | 0 | 1 | 0 | 0 | [7 empty] | 1 |  | Cf/Sp/Cefla Digit Pedal Supply El System 97520532
IM01782 | Dental Chair Spares-Anthos-Cefla El.Ev Mm Brushless Device 97521115 | 10600197521115 |  | A Class |  |  | I-Inventory | FG-Finish Good | R | Spares | Dental Chair-Spares | Dental Equiment | Main Location | 90330000 |  | FIFO | Anthos/Cefla | [5 empty] | . |  |  | 0 | 0 | 0 | 1 | 0 | 0 | [7 empty] | 1 |  | Cf/sp/cefla el.ev mm brushless device 97521115
IM01783 | Dental Chair Spares-Anthos-Cefla El.Pw.Sup.Board For Chair-97520783 | 106052PWSUPBORD97520783 |  | A Class |  |  | I-Inventory | FG-Finish Good | R | Spares | Dental Chair-Spares | Dental Equiment | Main Location | 90330000 |  | FIFO | Anthos/Cefla | [8 empty] | 0 | 0 | 0 | 1 | 0 | 0 | [7 empty] | 1 |  | CF/SP/CEFLA EL.PW.SUP.BOARD FOR CHAIR-97520783
IM01784 | Dental Chair Spares-Anthos-Cefla Electric Motor Capacitor 97630002 | 10600197630002 |  | A Class |  |  | I-Inventory | FG-Finish Good | C | Spares | Dental Chair-Spares | Dental Equiment | Main Location | 90330000 |  | FIFO | Anthos/Cefla | [8 empty] | 0 | 0 | 0 | 1 | 0 | 0 | [7 empty] | 1 |  | Cf/Sp/Cefla Electric Motor Capacitor 97630002
IM01785 | Dental Chair Spares-Anthos-Cefla Electrov Gr. Glass Cuspidor Bo 91109094 | 10600191109094 |  | A Class |  |  | I-Inventory | FG-Finish Good | R | Spares | Dental Chair-Spares | Dental Equiment | Main Location | 90330000 |  | FIFO | Anthos/Cefla | [8 empty] | 0 | 0 | 0 | 1 | 0 | 0 | [7 empty] | 1 |  | Cf/Sp/Cefla Electrov Gr. Glass Cuspidor Bo 91109094
IM01786 | Dental Chair Spares-Anthos-Cefla Electrovalve Complete 91109097 | 10600191109097 |  | A Class |  |  | I-Inventory | FG-Finish Good | R | Spares | Dental Chair-Spares | Dental Equiment | Main Location | 90330000 |  | FIFO | Anthos/Cefla | [8 empty] | 0 | 0 | 0 | 1 | 0 | 0 | [7 empty] | 1 |  | Cf/Sp/Cefla Electrovalve Complete 91109097
IM01787 | Dental Chair Spares-Anthos-Cefla Emergency Microswitch Backrest 97610012 | 10600197610012 |  | A Class |  |  | I-Inventory | FG-Finish Good | R | Spares | Dental Chair-Spares | Dental Equiment | Main Location | 90330000 |  | FIFO | Anthos/Cefla | [8 empty] | 0 | 0 | 0 | 1 | 0 | 0 | [7 empty] | 1 |  | Cf/Sp/Cefla Emergency Microswitch Backrest 97610012
IM01788 | Dental Chair Spares-Anthos-Cefla Fo Ultras Non Sect Hose 1200-95520323 | 10600195520323 |  | A Class |  |  | I-Inventory | FG-Finish Good | R | Spares | Dental Chair-Spares | Dental Equiment | Main Location | 90330000 |  | FIFO | Anthos/Cefla | [8 empty] | 0 | 0 | 0 | 1 | 0 | 0 | [7 empty] | 1 |  | CF/SP/CEFLA FO ULTRAS NON SECT HOSE 1200-95520323
IM01789 | Dental Chair Spares-Anthos-Cefla Footcontrol Boards 91109211 | 10100191109211 |  | A Class |  |  | I-Inventory | FG-Finish Good | R | Spares | Dental Chair-Spares | Dental Equiment | Main Location | 90330000 |  | FIFO | Anthos/Cefla | [8 empty] | 0 | 0 | 0 | 1 | 0 | 0 | [7 empty] | 1 |  | CF/SP/CEFLA FOOTCONTROL BOARDS 91109211
IM01790 | Dental Chair Spares-Anthos-Cefla Gas Spring589 97250003 | 10600197250003 |  | A Class |  |  | I-Inventory | FG-Finish Good | C | Spares | Dental Chair-Spares | Dental Equiment | Main Location | 90330000 |  | FIFO | Anthos/Cefla | [8 empty] | 0 | 0 | 0 | 1 | 0 | 0 | [7 empty] | 1 |  | Cf/Sp/Cefla Gas Spring589 97250003
IM01791 | Dental Chair Spares-Anthos-Cefla Gr. Up Down Couters Haft 92200017 | 10600192200017 |  | A Class |  |  | I-Inventory | FG-Finish Good | R | Spares | Dental Chair-Spares | Dental Equiment | Main Location | 90330000 |  | FIFO | Anthos/Cefla | [8 empty] | 0 | 0 | 0 | 1 | 0 | 0 | [7 empty] | 1 |  | Cf/Sp/Cefla Gr. Up Down Couters Haft 92200017
IM01792 | Dental Chair Spares-Anthos-Cefla Imp.El. Interf Alim Canbus 97522136 | 10600197522136 |  | A Class |  |  | I-Inventory | FG-Finish Good | R | Spares | Dental Chair-Spares | Dental Equiment | Main Location | 90330000 |  | FIFO | Anthos/Cefla | [5 empty] | . |  |  | 0 | 0 | 0 | 1 | 0 | 0 | [7 empty] | 1 |  | CF/SP/CEFLA IMP.EL. INTERF ALIM CANBUS 97522136
IM01793 | Dental Chair Spares-Anthos-Cefla Interfaccia Poltr 97521775 | 10600197521775 |  | A Class |  |  | I-Inventory | FG-Finish Good | R | Spares | Dental Chair-Spares | Dental Equiment | Main Location | 90330000 |  | FIFO | Anthos/Cefla | [8 empty] | 0 | 0 | 0 | 1 | 0 | 0 | [7 empty] | 1 |  | Cf/Sp/Cefla Interfaccia Poltr 97521775
IM01794 | Dental Chair Spares-Anthos-Cefla L9 Dental Chair Comunic Cable-97522025 | 106052CABLE97522025 |  | A Class |  |  | I-Inventory | FG-Finish Good | R | Spares | Dental Chair-Spares | Dental Equiment | Main Location | 90330000 |  | FIFO | Anthos/Cefla | [8 empty] | 0 | 0 | 0 | 1 | 0 | 0 | [7 empty] | 1 |  | CF/SP/CEFLA L9 DENTAL CHAIR COMUNIC CABLE-97522025
IM01795 | Dental Chair Spares-Anthos-Cefla Lamp Safety Cover V97460076 | 10600197460076 |  | A Class |  |  | I-Inventory | FG-Finish Good | R | Spares | Dental Chair-Spares | Dental Equiment | Main Location | 90330000 |  | FIFO | Anthos/Cefla | [8 empty] | 0 | 0 | 0 | 1 | 0 | 0 | [7 empty] | 1 |  | CF/SP/CEFLA LAMP SAFETY COVER V97460076
IM01796 | Dental Chair Spares-Anthos-Cefla Led Scyalitic Lamp Board 97661003 | 10600197661003 |  | A Class |  |  | I-Inventory | FG-Finish Good | R | Spares | Dental Chair-Spares | Dental Equiment | Main Location | 90330000 |  | FIFO | Anthos/Cefla | [8 empty] | 0 | 0 | 0 | 1 | 0 | 0 | [7 empty] | 1 |  | Cf/Sp/Cefla Led Scyalitic Lamp Board 97661003
IM01797 | Dental Chair Spares-Anthos-Cefla Lifting Electric Motor 97210001 | 10600197210001 |  | A Class |  |  | I-Inventory | FG-Finish Good | R | Spares | Dental Chair-Spares | Dental Equiment | Main Location | 90330000 |  | FIFO | Anthos/Cefla | [8 empty] | 0 | 0 | 0 | 1 | 0 | 0 | [7 empty] | 1 |  | Cf/Sp/Cefla Lifting Electric Motor 97210001
IM01798 | Dental Chair Spares-Anthos-Cefla Main Board Hydric G Cantiny 97660894 | 10600197660894 |  | A Class |  |  | I-Inventory | FG-Finish Good | R | Spares | Dental Chair-Spares | Dental Equiment | Main Location | 90330000 |  | FIFO | Anthos/Cefla | [8 empty] | 0 | 0 | 0 | 1 | 0 | 0 | [7 empty] | 1 |  | Cf/Sp/Cefla Main Board Hydric G Cantiny 97660894
IM01799 | Dental Chair Spares-Anthos-Cefla Micro Electr Syst, Ass Modul 97520567 | 10600197520567 |  | A Class |  |  | I-Inventory | FG-Finish Good | R | Spares | Dental Chair-Spares | Dental Equiment | Main Location | 90330000 |  | FIFO | Anthos/Cefla | [8 empty] | 0 | 0 | 0 | 1 | 0 | 0 | [7 empty] | 1 |  | Cf/Sp/Cefla Micro Electr Syst, Ass Modul 97520567
IM01800 | Dental Chair Spares-Anthos-Cefla Microswitch Cable Backrest 97610009 | 10600197610009 |  | A Class |  |  | I-Inventory | FG-Finish Good | R | Spares | Dental Chair-Spares | Dental Equiment | Main Location | 90330000 |  | FIFO | Anthos/Cefla | [8 empty] | 0 | 0 | 0 | 1 | 0 | 0 | [7 empty] | 1 |  | Cf/Sp/Cefla Microswitch Cable Backrest 97610009
IM01801 | Dental Chair Spares-Anthos-Cefla Midw Turb Non Sect Hose L1200 95520333 | 10600195520333 |  | A Class |  |  | I-Inventory | FG-Finish Good | R | Spares | Dental Chair-Spares | Dental Equiment | Main Location | 90330000 |  | FIFO | Anthos/Cefla | [8 empty] | 0 | 0 | 0 | 1 | 0 | 0 | [7 empty] | 1 |  | Cf/Sp/Cefla Midw Turb Non Sect hose L1200 95520333
IM01802 | Dental Chair Spares-Anthos-Cefla Mmr L Motor 95520435 | 10600195520435 |  | A Class |  |  | I-Inventory | FG-Finish Good | R | Spares | Dental Chair-Spares | Dental Equiment | Main Location | 90330000 |  | FIFO | Anthos/Cefla | [5 empty] | . |  |  | 0 | 0 | 0 | 1 | 0 | 0 | [7 empty] | 1 |  | CF/SP/CEFLA MMR L MOTOR 95520435
IM01803 | Dental Chair Spares-Anthos-Cefla Pin O Ring Motor Air Regulat-97720142 | 106052REGUlATER97720142 |  | A Class |  |  | I-Inventory | FG-Finish Good | R | Spares | Dental Chair-Spares | Dental Equiment | Main Location | 90330000 |  | FIFO | Anthos/Cefla | [8 empty] | 0 | 0 | 0 | 1 | 0 | 0 | [7 empty] | 1 |  | CF/SP/CEFLA PIN O RING MOTOR AIR REGULAT-97720142
IM01804 | Dental Chair Spares-Anthos-Cefla Poster Cap 97461246 | 10600197461246 |  | A Class |  |  | I-Inventory | FG-Finish Good | R | Spares | Dental Chair-Spares | Dental Equiment | Main Location | 90330000 |  | FIFO | Anthos/Cefla | [5 empty] | . |  |  | 0 | 0 | 0 | 1 | 0 | 0 | [7 empty] | 1 |  | CF/SP/CEFLA POSTER CAP 97461246
IM01805 | Dental Chair Spares-Anthos-Cefla Poten Tio Meter Of Cpv Lamp 97640003 | 10600197640003 |  | A Class |  |  | I-Inventory | FG-Finish Good | R | Spares | Dental Chair-Spares | Dental Equiment | Main Location | 90330000 |  | FIFO | Anthos/Cefla | [8 empty] | 0 | 0 | 0 | 1 | 0 | 0 | [7 empty] | 1 |  | Cf/Sp/Cefla Poten Tio Meter Of CPV Lamp 97640003
IM01806 | Dental Chair Spares-Anthos-Cefla Proport Ev.E.Sy 97520171 | 10600197520171 |  | A Class |  |  | I-Inventory | FG-Finish Good | R | Spares | Dental Chair-Spares | Dental Equiment | Main Location | 90330000 |  | FIFO | Anthos/Cefla | [8 empty] | 0 | 0 | 0 | 1 | 0 | 0 | [7 empty] | 1 |  | CF/SP/CEFLA PROPORT EV.E.SY 97520171
IM01807 | Dental Chair Spares-Anthos-Cefla Pwr Supp Mm Comm El Sys 97521833 | 10600197521833 |  | A Class |  |  | I-Inventory | FG-Finish Good | R | Spares | Dental Chair-Spares | Dental Equiment | Main Location | 90330000 |  | FIFO | Anthos/Cefla | [5 empty] | . |  |  | 0 | 0 | 0 | 1 | 0 | 0 | [7 empty] | 1 |  | Cf/sp/cefla pwr supp mm comm el sys 97521833
IM01808 | Dental Chair Spares-Anthos-Cefla Seat Mod 8 102 Atlantic Blue 97900759 | 10600197900759 |  | A Class |  |  | I-Inventory | FG-Finish Good | R | Spares | Dental Chair-Spares | Dental Equiment | Main Location | 90330000 |  | FIFO | Anthos/Cefla | [8 empty] | 0 | 0 | 0 | 1 | 0 | 0 | [7 empty] | 1 |  | CF/SP/CEFLA SEAT MOD 8 102 ATLANTIC BLUE 97900759
IM01809 | Dental Chair Spares-Anthos-Cefla Sect. Tub. Led Surg Mm L1200 91106303 | 10600191106303 |  | A Class |  |  | I-Inventory | FG-Finish Good | R | Spares | Dental Chair-Spares | Dental Equiment | Main Location | 90330000 |  | FIFO | Anthos/Cefla | [8 empty] | 0 | 0 | 0 | 1 | 0 | 0 | [7 empty] | 1 |  | CF/SP/CEFLA SECT. TUB. LED SURG MM L1200 91106303
IM01810 | Dental Chair Spares-Anthos-Cefla Sp 3F Syringe 95520234 | 10600195520234 |  | A Class |  |  | I-Inventory | FG-Finish Good | R | Spares | Dental Chair-Spares | Dental Equiment | Main Location | 90330000 |  | FIFO | Anthos/Cefla | [8 empty] | 0 | 0 | 0 | 1 | 0 | 0 | [7 empty] | 1 |  | Cf/Sp/Cefla SP 3F Syringe 95520234
IM01811 | Dental Chair Spares-Anthos-Cefla Support Of Backrest Motor 92200019 | 10600192200019 |  | A Class |  |  | I-Inventory | FG-Finish Good | R | Spares | Dental Chair-Spares | Dental Equiment | Main Location | 90330000 |  | FIFO | Anthos/Cefla | [8 empty] | 0 | 0 | 0 | 1 | 0 | 0 | [7 empty] | 1 |  | Cf/Sp/Cefla Support of Backrest Motor 92200019
IM01812 | Dental Chair Spares-Anthos-Cefla Tools Working Micro Elec Syst 97520650 | 10600197520650 |  | A Class |  |  | I-Inventory | FG-Finish Good | R | Spares | Dental Chair-Spares | Dental Equiment | Main Location | 90330000 |  | FIFO | Anthos/Cefla | [8 empty] | 0 | 0 | 0 | 1 | 0 | 0 | [7 empty] | 1 |  | Cf/Sp/Cefla Tools Working Micro Elec Syst 97520650
IM01813 | Dental Chair Spares-Anthos-Cefla Tothed Sector For Potent 97460952 | 10600197460952 |  | A Class |  |  | I-Inventory | FG-Finish Good | R | Spares | Dental Chair-Spares | Dental Equiment | Main Location | 90330000 |  | FIFO | Anthos/Cefla | [5 empty] | . |  |  | 0 | 0 | 0 | 1 | 0 | 0 | [7 empty] | 1 |  | CF/SP/CEFLA TOTHED SECTOR FOR POTENT 97460952
IM01814 | Dental Chair Spares-Anthos-Cefla Venus Basic Light Board 97660428 | 10600197660428 |  | A Class |  |  | I-Inventory | FG-Finish Good | R | Spares | Dental Chair-Spares | Dental Equiment | Main Location | 90330000 |  | FIFO | Anthos/Cefla | [8 empty] | 0 | 0 | 0 | 1 | 0 | 0 | [7 empty] | 1 |  | Cf/Sp/Cefla Venus Basic Light Board 97660428
IM01815 | Dental Chair Spares-Anthos-Cefla Water Gr. (Adapt Plus Filter) 91104754 | 10600191104754 |  | A Class |  |  | I-Inventory | FG-Finish Good | R | Spares | Dental Chair-Spares | Dental Equiment | Main Location | 90330000 |  | FIFO | Anthos/Cefla | [8 empty] | 0 | 0 | 0 | 1 | 0 | 0 | [7 empty] | 1 |  | Cf/Sp/Cefla Water Gr. (Adapt Plus Filter) 91104754
IM01816 | Dental Chair Spares-Anthos-Cefla Wide Backrest Cover Grp 99922893 | 10600199922893 |  | A Class |  |  | I-Inventory | FG-Finish Good | R | Spares | Dental Chair-Spares | Dental Equiment | Main Location | 90330000 |  | FIFO | Anthos/Cefla | [5 empty] | . |  |  | 0 | 0 | 0 | 1 | 0 | 0 | [7 empty] | 1 |  | CF/SP/CEFLA WIDE BACKREST COVER GRP 99922893
IM01817 | Dental Chair Spares-Anthos-Cefla-Dental Tube Sect L1400 97230448 | 10600197230448 |  | A Class |  |  | I-Inventory | FG-Finish Good | R | Spares | Dental Chair-Spares | Dental Equiment | Main Location | 90330000 |  | FIFO | Anthos/Cefla | [8 empty] | 0 | 0 | 0 | 1 | 0 | 0 | [7 empty] | 1 |  | CF/SP/CEFLA-DENTAL TUBE SECT L1400 97230448
IM01818 | Dental Chair Spares-Anthos-Cefla-Rx-Rj45 Basis Twin Lead El. Sys 9752050 | 1060019752050 |  | A Class |  |  | I-Inventory | FG-Finish Good | R | Spares | Dental Chair-Spares | Dental Equiment | Main Location | 90330000 |  | FIFO | Anthos/Cefla | [5 empty] | . |  |  | 0 | 0 | 0 | 1 | 0 | 0 | [7 empty] | 1 |  | CF/SP/CEFLA-RX-RJ45 BASIS TWIN LEAD EL. SYS 9752050
IM01819 | Dental Chair Spares-Anthos-Chair Cover Backrest Of V300 97460025 | 10600197460025 |  | A Class |  |  | I-Inventory | FG-Finish Good | R | Spares | Dental Chair-Spares | Dental Equiment | Main Location | 90330000 |  | FIFO | Anthos/Cefla | [8 empty] | 0 | 0 | 0 | 1 | 0 | 0 | [7 empty] | 1 |  | Cf/Sp/Chair Cover Backrest of V300 97460025
IM01820 | Dental Chair Spares-Anthos-Chair R1 Board 97660522 | 10600197660522 |  | A Class |  |  | I-Inventory | FG-Finish Good | R | Spares | Dental Chair-Spares | Dental Equiment | Main Location | 90330000 |  | FIFO | Anthos/Cefla | [8 empty] | 0 | 0 | 0 | 1 | 0 | 0 | [7 empty] | 1 |  | Cf/Sp/Chair R1 BOARD 97660522
IM01821 | Dental Chair Spares-Anthos-Complete Ev H20 Air 97720146 | 10600197720146 |  | A Class |  |  | I-Inventory | FG-Finish Good | R | Spares | Dental Chair-Spares | Dental Equiment | Main Location | 90330000 |  | FIFO | Anthos/Cefla | [8 empty] | 0 | 0 | 0 | 1 | 0 | 0 | [7 empty] | 1 |  | Cf/Sp/Complete EV H20 Air 97720146
IM01822 | Dental Chair Spares-Anthos-Conf Courtesy Mmotor R 95520470 | 10600195520470 |  | A Class |  |  | I-Inventory | FG-Finish Good | R | Spares | Dental Chair-Spares | Dental Equiment | Main Location | 90330000 |  | FIFO | Anthos/Cefla | [8 empty] | 0 | 0 | 0 | 1 | 0 | 0 | [7 empty] | 1 |  | cf/Sp/Conf Courtesy MMotor R 95520470
IM01823 | Dental Chair Spares-Anthos-Conf U-Pz7 Anthos Ablatore-95520282 | 1060019552082 |  | A Class |  |  | I-Inventory | FG-Finish Good | R | Spares | Dental Chair-Spares | Dental Equiment | Main Location | 90330000 |  | FIFO | Anthos/Cefla | [8 empty] | 0 | 0 | 0 | 1 | 0 | 0 | [7 empty] | 1 |  | CF/SP/CONF U-PZ7 ANTHOS ABLATORE-95520282
IM01824 | Dental Chair Spares-Anthos-Conn Board-Chair Board El Sy-97520558 | 10600197520558 |  | A Class |  |  | I-Inventory | FG-Finish Good | R | Spares | Dental Chair-Spares | Dental Equiment | Main Location | 90330000 |  | FIFO | Anthos/Cefla | [8 empty] | 0 | 0 | 0 | 1 | 0 | 0 | [7 empty] | 1 |  | Cf/Sp/Conn Board-Chair Board EL Sy-97520558
IM01825 | Dental Chair Spares-Anthos-Console Button Strip Board 97660445 | 10600197660445 |  | A Class |  |  | I-Inventory | FG-Finish Good | R | Spares | Dental Chair-Spares | Dental Equiment | Main Location | 90330000 |  | FIFO | Anthos/Cefla | [8 empty] | 0 | 0 | 0 | 1 | 0 | 0 | [7 empty] | 1 |  | Cf/Sp/Console Button Strip Board 97660445
IM01826 | Dental Chair Spares-Anthos-Console Push Button A7 Plus Unit 97620135 | 10600197620135 |  | A Class |  |  | I-Inventory | FG-Finish Good | R | Spares | Dental Chair-Spares | Dental Equiment | Main Location | 90330000 |  | FIFO | Anthos/Cefla | [8 empty] | 0 | 0 | 0 | 1 | 0 | 0 | [7 empty] | 1 |  | Cf/Sp/Console Push Button A7 Plus Unit 97620135
IM01827 | Dental Chair Spares-Anthos-Cont. Consule Rear Cowl 97466074 | 10600197466074 |  | A Class |  |  | I-Inventory | FG-Finish Good | R | Spares | Dental Chair-Spares | Dental Equiment | Main Location | 90330000 |  | FIFO | Anthos/Cefla | [8 empty] | 0 | 0 | 0 | 1 | 0 | 0 | [7 empty] | 1 |  | Cf/Sp/Cont. Consule Rear Cowl 97466074
IM01828 | Dental Chair Spares-Anthos-Cord 91106304 | 10600191106304 |  | A Class |  |  | I-Inventory | FG-Finish Good | R | Spares | Dental Chair-Spares | Dental Equiment | Main Location | 90330000 |  | FIFO | Anthos/Cefla | [8 empty] | 0 | 0 | 0 | 1 | 0 | 0 | [7 empty] | 1 |  | CF/SP/CORD 91106304
IM01829 | Dental Chair Spares-Anthos-Cord Sez L1200 Mm Aria Midwest Air Midw. Mm Sect.Tub. L1200 97230306 | 10600197230306 |  | A Class |  |  | I-Inventory | FG-Finish Good | R | Spares | Dental Chair-Spares | Dental Equiment | Main Location | 90330000 |  | FIFO | Anthos/Cefla | [8 empty] | 0 | 0 | 0 | 1 | 0 | 0 | [7 empty] | 1 |  | CF/SP/CORD SEZ L1200 MM ARIA MIDWEST AIR MIDW. MM SECT.TUB. L1200 97230306
IM01830 | Dental Chair Spares-Anthos-Ctrl Pan Keyboard 97660809 | 10600197660809 |  | A Class |  |  | I-Inventory | FG-Finish Good | R | Spares | Dental Chair-Spares | Dental Equiment | Main Location | 90330000 |  | FIFO | Anthos/Cefla | [8 empty] | 0 | 0 | 0 | 1 | 0 | 0 | [7 empty] | 1 |  | Cf/Sp/Ctrl Pan Keyboard 97660809
IM01831 | Dental Chair Spares-Anthos-Cup And Bowl Fill Unit 97461130 | 10600197461130 |  | A Class |  |  | I-Inventory | FG-Finish Good | R | Spares | Dental Chair-Spares | Dental Equiment | Main Location | 90330000 |  | FIFO | Anthos/Cefla | [8 empty] | 0 | 0 | 0 | 1 | 0 | 0 | [7 empty] | 1 |  | CF/SP/CUP AND BOWL FILL UNIT 97461130
IM01832 | Dental Chair Spares-Anthos-Dent Board Lte Board 97660772 | 10600197660772 |  | A Class |  |  | I-Inventory | FG-Finish Good | R | Spares | Dental Chair-Spares | Dental Equiment | Main Location | 90330000 |  | FIFO | Anthos/Cefla | [8 empty] | 0 | 0 | 0 | 1 | 0 | 0 | [7 empty] | 1 |  | Cf/Sp/Dent Board LTE Board 97660772
IM01833 | Dental Chair Spares-Anthos-Dental Complete Control Pan 97660448 | 10600197660448 |  | A Class |  |  | I-Inventory | FG-Finish Good | R | Spares | Dental Chair-Spares | Dental Equiment | Main Location | 90330000 |  | FIFO | Anthos/Cefla | [8 empty] | 0 | 0 | 0 | 1 | 0 | 0 | [7 empty] | 1 |  | Cf/Sp/Dental Complete Control Pan 97660448
IM01834 | Dental Chair Spares-Anthos-Dental Kit With Probe Cover 90010278 | 10600190010278 |  | A Class |  |  | I-Inventory | FG-Finish Good | R | Spares | Dental Chair-Spares | Dental Equiment | Main Location | 90330000 |  | FIFO | Anthos/Cefla | [8 empty] | 0 | 0 | 0 | 1 | 0 | 0 | [7 empty] | 1 |  | CF/SP/DENTAL KIT WITH PROBE COVER 90010278
IM01835 | Dental Chair Spares-Anthos-Dental Type C4 Tip | CF/SP/DENTAL TYPE C4 TIP |  | A Class |  |  | I-Inventory | FG-Finish Good | R | Spares | Dental Chair-Spares | Dental Equiment | Main Location | 90330000 |  | FIFO | Anthos/Cefla | [5 empty] | .. |  |  | 0 | 0 | 0 | 1 | 0 | 0 | [7 empty] | 1 |  | CF/SP/DENTAL TYPE C4 TIP
IM01836 | Dental Chair Spares-Anthos-Dental Type P1 Tip F680C4400 | CF/SP/DENTAL TYPE P1 TIP F680C4400 |  | A Class |  |  | I-Inventory | TG-Trading Good |  | Spares | Dental Chair-Spares | Dental Equiment | Main Location |  |  | FIFO | Anthos/Cefla | [5 empty] | .. |  |  | 0 | 0 | 0 | 1 | 0 | 0 | [7 empty] | 1 |  | CF/SP/DENTAL TYPE P1 TIP F680C4400
IM01837 | Dental Chair Spares-Anthos-Dentist Asst. Chair Wheel Base 97174000 | 106037WHEELBASE97174000 |  | A Class |  |  | I-Inventory | FG-Finish Good | R | Spares | Dental Chair-Spares | Dental Equiment | Main Location | 90330000 |  | FIFO | Anthos/Cefla | [8 empty] | 0 | 0 | 0 | 1 | 0 | 0 | [7 empty] | 1 |  | CF/SP/DENTIST ASST. CHAIR WHEEL BASE 97174000
IM01838 | Dental Chair Spares-Anthos-Dentist Module Instrument Ho 97461070 | 10600197461070 |  | A Class |  |  | I-Inventory | FG-Finish Good | R | Spares | Dental Chair-Spares | Dental Equiment | Main Location | 90330000 |  | FIFO | Anthos/Cefla | [8 empty] | 0 | 0 | 0 | 1 | 0 | 0 | [7 empty] | 1 |  | Cf/Sp/Dentist Module Instrument HO 97461070
IM01839 | Dental Chair Spares-Anthos-Dig Turb Control Board 97661082 | 10600197661082 |  | A Class |  |  | I-Inventory | FG-Finish Good | R | Spares | Dental Chair-Spares | Dental Equiment | Main Location | 90330000 |  | FIFO | Anthos/Cefla | [8 empty] | 0 | 0 | 0 | 1 | 0 | 0 | [7 empty] | 1 |  | Cf/Sp/Dig Turb Control Board 97661082
IM01840 | Dental Chair Spares-Anthos-Digit Dent Module Board 97660532 | 10600197660532 |  | A Class |  |  | I-Inventory | FG-Finish Good | R | Spares | Dental Chair-Spares | Dental Equiment | Main Location | 90330000 |  | FIFO | Anthos/Cefla | [8 empty] | 0 | 0 | 0 | 1 | 0 | 0 | [7 empty] | 1 |  | Cf/Sp/Digit Dent Module Board 97660532
IM01841 | Dental Chair Spares-Anthos-Digit Hydro Board 97660583 | 10600197660583 |  | A Class |  |  | I-Inventory | FG-Finish Good | R | Spares | Dental Chair-Spares | Dental Equiment | Main Location | 90330000 |  | FIFO | Anthos/Cefla | [8 empty] | 0 | 0 | 0 | 1 | 0 | 0 | [7 empty] | 1 |  | Cf/Sp/Digit Hydro Board 97660583
IM01842 | Dental Chair Spares-Anthos-Distiller Water Tank Sds 90010095 | 10600190010095 |  | A Class |  |  | I-Inventory | FG-Finish Good | R | Spares | Dental Chair-Spares | Dental Equiment | Main Location | 90330000 |  | FIFO | Anthos/Cefla | [8 empty] | 0 | 0 | 0 | 1 | 0 | 0 | [7 empty] | 1 |  | CF/SP/Distiller Water Tank SDS 90010095
IM01843 | Dental Chair Spares-Anthos-Doct. Table Prot. 97901545 | 10600197901545 |  | A Class |  |  | I-Inventory | FG-Finish Good | R | Spares | Dental Chair-Spares | Dental Equiment | Main Location | 90330000 |  | FIFO | Anthos/Cefla | [5 empty] | .. |  |  | 0 | 0 | 0 | 1 | 0 | 0 | [7 empty] | 1 |  | CF/SP/DOCT. TABLE PROT. 97901545
IM01844 | Dental Chair Spares-Anthos-Doctor Table Tiny Board 97661534 | 10600197661534 |  | A Class |  |  | I-Inventory | FG-Finish Good | R | Spares | Dental Chair-Spares | Dental Equiment | Main Location | 90330000 |  | FIFO | Anthos/Cefla | [5 empty] | CF/SP/DOCTOR TABLE TINY BOARD 97661534 |  |  | 0 | 0 | 0 | 1 | 0 | 0 | [7 empty] | 1 |  | CF/SP/DOCTOR TABLE TINY BOARD 97661534
IM01845 | Dental Chair Spares-Anthos-Double Join Asst. Side Articulated Arm | CF/SP/DOUBLE JOIN ASST. SIDE ARTICULATED ARM |  | A Class |  |  | I-Inventory | TG-Trading Good |  | Spares | Dental Chair-Spares | Dental Equiment | Main Location |  |  | FIFO | Anthos/Cefla | [8 empty] | 0 | 0 | 0 | 1 | 0 | 0 | [7 empty] | 1 |  | CF/SP/DOUBLE JOIN ASST. SIDE ARTICULATED ARM
IM01846 | Dental Chair Spares-Anthos-Ej 031 Piezon E.Sy 97660263 | 10600197660263 |  | A Class |  |  | I-Inventory | FG-Finish Good | R | Spares | Dental Chair-Spares | Dental Equiment | Main Location | 90330000 |  | FIFO | Anthos/Cefla | [8 empty] | 0 | 0 | 0 | 1 | 0 | 0 | [7 empty] | 1 |  | Cf/Sp/EJ 031 Piezon E.SY 97660263
IM01847 | Dental Chair Spares-Anthos-Ej031 Piezon Control Module 97660262 | 10600197660262 |  | A Class |  |  | I-Inventory | FG-Finish Good | R | Spares | Dental Chair-Spares | Dental Equiment | Main Location | 90330000 |  | FIFO | Anthos/Cefla | [8 empty] | 0 | 0 | 0 | 1 | 0 | 0 | [7 empty] | 1 |  | Cf/sp/EJ031 Piezon Control Module 97660262
IM01848 | Dental Chair Spares-Anthos-El.Syst.Can-Bus L 600Mm-97520412 | 10600197520412 |  | A Class |  |  | I-Inventory | FG-Finish Good | R | Spares | Dental Chair-Spares | Dental Equiment | Main Location | 90330000 |  | FIFO | Anthos/Cefla | [8 empty] | 0 | 0 | 0 | 1 | 0 | 0 | [7 empty] | 1 |  | Cf/Sp/EL.Syst.Can-Bus L 600MM-97520412
IM01849 | Dental Chair Spares-Anthos-Ev Block Module 2 Ed-97720156 | 106052BLOCK97720156 |  | A Class |  |  | I-Inventory | FG-Finish Good | C | Spares | Dental Chair-Spares | Dental Equiment | Main Location | 90330000 |  | FIFO | Anthos/Cefla | [8 empty] | 0 | 0 | 0 | 1 | 0 | 0 | [7 empty] | 1 |  | CF/SP/EV BLOCK MODULE 2 ED-97720156
IM01850 | Dental Chair Spares-Anthos-Fixed Shell Lamp Shade 97460080 | 10600197460080 |  | A Class |  |  | I-Inventory | FG-Finish Good | R | Spares | Dental Chair-Spares | Dental Equiment | Main Location | 90330000 |  | FIFO | Anthos/Cefla | [8 empty] | 0 | 0 | 0 | 1 | 0 | 0 | [7 empty] | 1 |  | Cf/Sp/Fixed Shell Lamp Shade 97460080
IM01851 | Dental Chair Spares-Anthos-Floor Box Board Tiny 97660524 | 10600197660524 |  | A Class |  |  | I-Inventory | FG-Finish Good | R | Spares | Dental Chair-Spares | Dental Equiment | Main Location | 90330000 |  | FIFO | Anthos/Cefla | [8 empty] | 0 | 0 | 0 | 1 | 0 | 0 | [7 empty] | 1 |  | Cf/Sp/Floor Box Board Tiny 97660524
IM01852 | Dental Chair Spares-Anthos-Foot Control Body Tiny 97660527 | 10600197660527 |  | A Class |  |  | I-Inventory | FG-Finish Good | R | Spares | Dental Chair-Spares | Dental Equiment | Main Location | 90330000 |  | FIFO | Anthos/Cefla | [8 empty] | 0 | 0 | 0 | 1 | 0 | 0 | [7 empty] | 1 |  | Cf/Sp/Foot Control Body Tiny 97660527
IM01853 | Dental Chair Spares-Anthos-Foot Control Button Board-97660346 | 10600197660346 |  | A Class |  |  | I-Inventory | FG-Finish Good | R | Spares | Dental Chair-Spares | Dental Equiment | Main Location | 90330000 |  | FIFO | Anthos/Cefla | [8 empty] | 0 | 0 | 0 | 1 | 0 | 0 | [7 empty] | 1 |  | CF/SP/FOOT CONTROL BUTTON BOARD-97660346
IM01854 | Dental Chair Spares-Anthos-Front Control Panel Plastic Gu 97460664 | 10600197460664 |  | A Class |  |  | I-Inventory | FG-Finish Good | R | Spares | Dental Chair-Spares | Dental Equiment | Main Location | 90330000 |  | FIFO | Anthos/Cefla | [8 empty] | 0 | 0 | 0 | 1 | 0 | 0 | [7 empty] | 1 |  | Cf/Sp/Front Control Panel Plastic Gu 97460664
IM01855 | Dental Chair Spares-Anthos-Gearmotor Joint 92200794 | 10600192200794 |  | A Class |  |  | I-Inventory | FG-Finish Good | R | Spares | Dental Chair-Spares | Dental Equiment | Main Location | 90330000 |  | FIFO | Anthos/Cefla | [8 empty] | 0 | 0 | 0 | 1 | 0 | 0 | [7 empty] | 1 |  | Cf/Sp/Gearmotor Joint 92200794
IM01856 | Dental Chair Spares-Anthos-Gr Modulo Micromotor 91109101 | 10600191109101 |  | A Class |  |  | I-Inventory | FG-Finish Good | R | Spares | Dental Chair-Spares | Dental Equiment | Main Location | 90330000 |  | FIFO | Anthos/Cefla | [8 empty] | 0 | 0 | 0 | 1 | 0 | 0 | [7 empty] | 1 |  | Cf/Sp/GR Modulo Micromotor 91109101
IM01857 | Dental Chair Spares-Anthos-Gr. Rubinetto Acqua Water Cock 91104717 | 10600191104717 |  | A Class |  |  | I-Inventory | FG-Finish Good | R | Spares | Dental Chair-Spares | Dental Equiment | Main Location | 90330000 |  | FIFO | Anthos/Cefla | [8 empty] | 0 | 0 | 0 | 1 | 0 | 0 | [7 empty] | 1 |  | CF/SP/GR. RUBINETTO ACQUA WATER COCK 91104717
IM01858 | Dental Chair Spares-Anthos-Gr.Carter Braccio Idrico 91109108 | 10600191109108 |  | A Class |  |  | I-Inventory | FG-Finish Good | R | Spares | Dental Chair-Spares | Dental Equiment | Main Location | 90330000 |  | FIFO | Anthos/Cefla | [8 empty] | 0 | 0 | 0 | 1 | 0 | 0 | [7 empty] | 1 |  | Cf/Sp/GR.Carter Braccio Idrico 91109108
IM01859 | Dental Chair Spares-Anthos-Grey Small Hose Hold Terminal 97900615 | 10600197900615 |  | A Class |  |  | I-Inventory | FG-Finish Good | R | Spares | Dental Chair-Spares | Dental Equiment | Main Location | 90330000 |  | FIFO | Anthos/Cefla | [8 empty] | 0 | 0 | 0 | 1 | 0 | 0 | [7 empty] | 1 |  | Cf/Sp/Grey Small Hose Hold Terminal 97900615
IM01860 | Dental Chair Spares-Anthos-Gt.Joytick 91105240 | 10600191105240 |  | A Class |  |  | I-Inventory | FG-Finish Good | R | Spares | Dental Chair-Spares | Dental Equiment | Main Location | 90330000 |  | FIFO | Anthos/Cefla | [8 empty] | 0 | 0 | 0 | 1 | 0 | 0 | [7 empty] | 1 |  | CF/SP/GT.JOYTICK 91105240
IM01861 | Dental Chair Spares-Anthos-Heasdrest Uphol.Orange 97900118 | 10600197900118 |  | A Class |  |  | I-Inventory | FG-Finish Good | R | Spares | Dental Chair-Spares | Dental Equiment | Main Location | 90330000 |  | FIFO | Anthos/Cefla | [8 empty] | 0 | 0 | 0 | 1 | 0 | 0 | [7 empty] | 1 |  | Cf/Sp/Heasdrest Uphol.Orange 97900118
IM01862 | Dental Chair Spares-Anthos-Induct Mm Control 97660474 | 10600197660474 |  | A Class |  |  | I-Inventory | FG-Finish Good | R | Spares | Dental Chair-Spares | Dental Equiment | Main Location | 90330000 |  | FIFO | Anthos/Cefla | [8 empty] | 0 | 0 | 0 | 1 | 0 | 0 | [7 empty] | 1 |  | Cf/Sp/Induct MM Control 97660474
IM01863 | Dental Chair Spares-Anthos-Instrument Rod Gr.2013 91105308 | 10600191105308 |  | A Class |  |  | I-Inventory | FG-Finish Good | R | Spares | Dental Chair-Spares | Dental Equiment | Main Location | 90330000 |  | FIFO | Anthos/Cefla | [8 empty] | 0 | 0 | 0 | 1 | 0 | 0 | [7 empty] | 1 |  | Cf/Sp/Instrument Rod GR.2013 91105308
IM01864 | Dental Chair Spares-Anthos-Instruments Holder | 106001INSTRUMENTHOLDER |  | A Class |  |  | I-Inventory | FG-Finish Good | R | Spares | Dental Chair-Spares | Dental Equiment | Main Location | 90330000 |  | FIFO | Anthos/Cefla | [8 empty] | 0 | 0 | 0 | 1 | 0 | 0 | [7 empty] | 1 |  | CF/SP/INSTRUMENTS HOLDER
IM01865 | Dental Chair Spares-Anthos-Joint Chair Board 97661080 | 10600197661080 |  | A Class |  |  | I-Inventory | FG-Finish Good | R | Spares | Dental Chair-Spares | Dental Equiment | Main Location | 90330000 |  | FIFO | Anthos/Cefla | [8 empty] | 0 | 0 | 0 | 1 | 0 | 0 | [7 empty] | 1 |  | Cf/Sp/Joint Chair Board 97661080
IM01866 | Dental Chair Spares-Anthos-Lamp Fan Systems 97520552 | 10600197520552 |  | A Class |  |  | I-Inventory | FG-Finish Good | R | Spares | Dental Chair-Spares | Dental Equiment | Main Location | 90330000 |  | FIFO | Anthos/Cefla | [8 empty] | 0 | 0 | 0 | 1 | 0 | 0 | [7 empty] | 1 |  | Cf/Sp/Lamp Fan Systems 97520552
IM01867 | Dental Chair Spares-Anthos-Lamp Main Connecting Shaft 97460078 | 10600197460078 |  | A Class |  |  | I-Inventory | FG-Finish Good | R | Spares | Dental Chair-Spares | Dental Equiment | Main Location | 90330000 |  | FIFO | Anthos/Cefla | [8 empty] | 0 | 0 | 0 | 1 | 0 | 0 | [7 empty] | 1 |  | Cf/Sp/Lamp Main Connecting Shaft 97460078
IM01868 | Dental Chair Spares-Anthos-Lamp Ploe With Monitor 99922251 | 10600199922251 |  | A Class |  |  | I-Inventory | FG-Finish Good | R | Spares | Dental Chair-Spares | Dental Equiment | Main Location | 90330000 |  | FIFO | Anthos/Cefla | [8 empty] | 0 | 0 | 0 | 1 | 0 | 0 | [7 empty] | 1 |  | Cf/Sp/Lamp Ploe With Monitor 99922251
IM01869 | Dental Chair Spares-Anthos-Lamp Potention Board 97660429 | 10600197660429 |  | A Class |  |  | I-Inventory | FG-Finish Good | R | Spares | Dental Chair-Spares | Dental Equiment | Main Location | 90330000 |  | FIFO | Anthos/Cefla | [8 empty] | 0 | 0 | 0 | 1 | 0 | 0 | [7 empty] | 1 |  | Cf/Sp/Lamp Potention Board 97660429
IM01870 | Dental Chair Spares-Anthos-Lamp Socket El Systems 97520526 | 10600197520526 |  | A Class |  |  | I-Inventory | FG-Finish Good | R | Spares | Dental Chair-Spares | Dental Equiment | Main Location | 90330000 |  | FIFO | Anthos/Cefla | [8 empty] | 0 | 0 | 0 | 1 | 0 | 0 | [7 empty] | 1 |  | Cf/Sp/Lamp Socket EL Systems 97520526
IM01871 | Dental Chair Spares-Anthos-Left Handle Assembly 91100126 | 10600191100126 |  | A Class |  |  | I-Inventory | FG-Finish Good | R | Spares | Dental Chair-Spares | Dental Equiment | Main Location | 90330000 |  | FIFO | Anthos/Cefla | [8 empty] | 0 | 0 | 0 | 1 | 0 | 0 | [7 empty] | 1 |  | Cf/Sp/Left Handle Assembly 91100126
IM01872 | Dental Chair Spares-Anthos-Lower Body Modul Cont 99921600 | 10600199921600 |  | A Class |  |  | I-Inventory | FG-Finish Good | R | Spares | Dental Chair-Spares | Dental Equiment | Main Location | 90330000 |  | FIFO | Anthos/Cefla | [8 empty] | 0 | 0 | 0 | 1 | 0 | 0 | [7 empty] | 1 |  | Cf/Sp/Lower Body Modul Cont 99921600
IM01873 | Dental Chair Spares-Anthos-Micro Micro Arm Locking 97521755 | 10600197521755 |  | A Class |  |  | I-Inventory | FG-Finish Good | R | Spares | Dental Chair-Spares | Dental Equiment | Main Location | 90330000 |  | FIFO | Anthos/Cefla | [8 empty] | 0 | 0 | 0 | 1 | 0 | 0 | [7 empty] | 1 |  | CF/SP/MICRO MICRO ARM LOCKING 97521755
IM01874 | Dental Chair Spares-Anthos-Microswitch Clamp Gr 97900448 | 10600197900448 |  | A Class |  |  | I-Inventory | FG-Finish Good | R | Spares | Dental Chair-Spares | Dental Equiment | Main Location | 90330000 |  | FIFO | Anthos/Cefla | [8 empty] | 0 | 0 | 0 | 1 | 0 | 0 | [7 empty] | 1 |  | CF/SP/MICROSWITCH CLAMP GR 97900448
IM01875 | Dental Chair Spares-Anthos-Microswitch Support 99900279 | 10600199900279 |  | A Class |  |  | I-Inventory | FG-Finish Good | R | Spares | Dental Chair-Spares | Dental Equiment | Main Location | 90330000 |  | FIFO | Anthos/Cefla | [8 empty] | 0 | 0 | 0 | 1 | 0 | 0 | [7 empty] | 1 |  | Cf/Sp/Microswitch Support 99900279
IM01876 | Dental Chair Spares-Anthos-Mm Induction Mx 97230289 | 10600197230289 |  | A Class |  |  | I-Inventory | FG-Finish Good | R | Spares | Dental Chair-Spares | Dental Equiment | Main Location | 90330000 |  | FIFO | Anthos/Cefla | [8 empty] | 0 | 0 | 0 | 1 | 0 | 0 | [7 empty] | 1 |  | Cf/Sp/MM Induction MX 97230289
IM01877 | Dental Chair Spares-Anthos-Monitor Power Supply Board 97660906 | 10600197660906 |  | A Class |  |  | I-Inventory | FG-Finish Good | R | Spares | Dental Chair-Spares | Dental Equiment | Main Location | 90330000 |  | FIFO | Anthos/Cefla | [5 empty] | . |  |  | 0 | 0 | 0 | 1 | 0 | 0 | [7 empty] | 1 |  | CF/SP/MONITOR POWER SUPPLY BOARD 97660906
IM01878 | Dental Chair Spares-Anthos-No Metal Suction Hose 97900962 | 10600197900962 |  | A Class |  |  | I-Inventory | FG-Finish Good | R | Spares | Dental Chair-Spares | Dental Equiment | Main Location | 90330000 |  | FIFO | Anthos/Cefla | [8 empty] | 0 | 0 | 0 | 1 | 0 | 0 | [7 empty] | 1 |  | Cf/Sp/No Metal Suction Hose 97900962
IM01879 | Dental Chair Spares-Anthos-Oper Light Sect. Cable 91109062 | 10600191109062 |  | A Class |  |  | I-Inventory | FG-Finish Good | R | Spares | Dental Chair-Spares | Dental Equiment | Main Location | 90330000 |  | FIFO | Anthos/Cefla | [8 empty] | 0 | 0 | 0 | 1 | 0 | 0 | [7 empty] | 1 |  | Cf/Sp/Oper Light Sect. Cable 91109062
IM01880 | Dental Chair Spares-Anthos-Pcb 97660178 | 10600197660178 |  | A Class |  |  | I-Inventory | FG-Finish Good | R | Spares | Dental Chair-Spares | Dental Equiment | Main Location | 90330000 |  | FIFO | Anthos/Cefla | [8 empty] | 0 | 0 | 0 | 1 | 0 | 0 | [7 empty] | 1 |  | Cf/Sp/Pcb 97660178
IM01881 | Dental Chair Spares-Anthos-Pcb 97660191 | 10600197660191 |  | A Class |  |  | I-Inventory | FG-Finish Good | R | Spares | Dental Chair-Spares | Dental Equiment | Main Location | 90330000 |  | FIFO | Anthos/Cefla | [8 empty] | 0 | 0 | 0 | 1 | 0 | 0 | [7 empty] | 1 |  | Cf/Sp/Pcb 97660191
IM01882 | Dental Chair Spares-Anthos-Pcb 97694700 | 10600197694700 |  | A Class |  |  | I-Inventory | FG-Finish Good | R | Spares | Dental Chair-Spares | Dental Equiment | Main Location | 90330000 |  | FIFO | Anthos/Cefla | [8 empty] | 0 | 0 | 0 | 1 | 0 | 0 | [7 empty] | 1 |  | Cf/Sp/Pcb 97694700
IM01883 | Dental Chair Spares-Anthos-Pcb 97700322 | 10600197700322 |  | A Class |  |  | I-Inventory | FG-Finish Good | R | Spares | Dental Chair-Spares | Dental Equiment | Main Location | 90330000 |  | FIFO | Anthos/Cefla | [8 empty] | 0 | 0 | 0 | 1 | 0 | 0 | [7 empty] | 1 |  | Cf/Sp/Pcb 97700322
IM01884 | Dental Chair Spares-Anthos-Pending In Str. Support Gr 91109095 | 10600191109095 |  | A Class |  |  | I-Inventory | FG-Finish Good | R | Spares | Dental Chair-Spares | Dental Equiment | Main Location | 90330000 |  | FIFO | Anthos/Cefla | [8 empty] | 0 | 0 | 0 | 1 | 0 | 0 | [7 empty] | 1 |  | Cf/Sp/Pending IN Str. Support GR 91109095
IM01885 | Dental Chair Spares-Anthos-Periodic Mainten Kits Anthos 90010177 | 10600190010177 |  | A Class |  |  | I-Inventory | FG-Finish Good | R | Spares | Dental Chair-Spares | Dental Equiment | Main Location | 90330000 |  | FIFO | Anthos/Cefla | [8 empty] | 0 | 0 | 0 | 1 | 0 | 0 | [7 empty] | 1 |  | Cf/Sp/Periodic Mainten Kits Anthos 90010177
IM01886 | Dental Chair Spares-Anthos-Periodical Maintance Kit 90010182 | 10600190010182 |  | A Class |  |  | I-Inventory | FG-Finish Good | R | Spares | Dental Chair-Spares | Dental Equiment | Main Location | 90330000 |  | FIFO | Anthos/Cefla | [8 empty] | 0 | 0 | 0 | 1 | 0 | 0 | [7 empty] | 1 |  | Cf/Sp/Periodical Maintance Kit 90010182
IM01887 | Dental Chair Spares-Anthos-Peristaltic Pump Kit 90010244 | 10600190010244 |  | A Class |  |  | I-Inventory | FG-Finish Good | R | Spares | Dental Chair-Spares | Dental Equiment | Main Location | 90330000 |  | FIFO | Anthos/Cefla | [5 empty] | . |  |  | 0 | 0 | 0 | 1 | 0 | 0 | [7 empty] | 1 |  | CF/SP/PERISTALTIC PUMP KIT 90010244
IM01888 | Dental Chair Spares-Anthos-Piezon Scaler Interface Board 97660183 | 10600197660183 |  | A Class |  |  | I-Inventory | FG-Finish Good | R | Spares | Dental Chair-Spares | Dental Equiment | Main Location | 90330000 |  | FIFO | Anthos/Cefla | [8 empty] | 0 | 0 | 0 | 1 | 0 | 0 | [7 empty] | 1 |  | Cf/Sp/Piezon Scaler Interface Board 97660183
IM01889 | Dental Chair Spares-Anthos-Piezon Sil. Light Grey Tube 97660146 | 10600197660146 |  | A Class |  |  | I-Inventory | FG-Finish Good | R | Spares | Dental Chair-Spares | Dental Equiment | Main Location | 90330000 |  | FIFO | Anthos/Cefla | [8 empty] | 0 | 0 | 0 | 1 | 0 | 0 | [7 empty] | 1 |  | Cf/Sp/Piezon Sil. Light Grey Tube 97660146
IM01890 | Dental Chair Spares-Anthos-Pipe Adaptor 97466431 | 10600197466431 |  | A Class |  |  | I-Inventory | FG-Finish Good | R | Spares | Dental Chair-Spares | Dental Equiment | Main Location | 90330000 |  | FIFO | Anthos/Cefla | [5 empty] | . |  |  | 0 | 0 | 0 | 1 | 0 | 0 | [7 empty] | 1 |  | CF/SP/PIPE ADAPTOR 97466431
IM01891 | Dental Chair Spares-Anthos-Press Spring 98710004 | 10600198710004 |  | A Class |  |  | I-Inventory | FG-Finish Good | C | Spares | Dental Chair-Spares | Dental Equiment | Main Location | 90330000 |  | FIFO | Anthos/Cefla | [8 empty] | 0 | 0 | 0 | 1 | 0 | 0 | [7 empty] | 1 |  | Cf/Sp/Press Spring 98710004
IM01892 | Dental Chair Spares-Anthos-Pressure Chowk 91104498 | 10600191104498 |  | A Class |  |  | I-Inventory | FG-Finish Good | R | Spares | Dental Chair-Spares | Dental Equiment | Main Location | 90330000 |  | FIFO | Anthos/Cefla | [8 empty] | 0 | 0 | 0 | 1 | 0 | 0 | [7 empty] | 1 |  | Cf/Sp/Pressure Chowk 91104498
IM01893 | Dental Chair Spares-Anthos-Rhcast Incum Valve 91103885 | 10600191103885 |  | A Class |  |  | I-Inventory | FG-Finish Good | R | Spares | Dental Chair-Spares | Dental Equiment | Main Location | 90330000 |  | FIFO | Anthos/Cefla | [8 empty] | 0 | 0 | 0 | 1 | 0 | 0 | [7 empty] | 1 |  | Cf/Sp/Rhcast Incum Valve 91103885
IM01894 | Dental Chair Spares-Anthos-Rubber Spacer 97429500 | 10600197429500 |  | A Class |  |  | I-Inventory | FG-Finish Good | R | Spares | Dental Chair-Spares | Dental Equiment | Main Location | 90330000 |  | FIFO | Anthos/Cefla | [8 empty] | 0 | 0 | 0 | 1 | 0 | 0 | [7 empty] | 1 |  | Cf/Sp/Rubber Spacer 97429500
IM01895 | Dental Chair Spares-Anthos-Saliva Suction Device Adapter 97461892 | 10600197461892 |  | A Class |  |  | I-Inventory | FG-Finish Good | R | Spares | Dental Chair-Spares | Dental Equiment | Main Location | 90330000 |  | FIFO | Anthos/Cefla | [8 empty] | 0 | 0 | 0 | 1 | 0 | 0 | [7 empty] | 1 |  | Cf/Sp/Saliva Suction Device Adapter 97461892
IM01896 | Dental Chair Spares-Anthos-Scaler Control Board 97660798 | 10600197660798 |  | A Class |  |  | I-Inventory | FG-Finish Good | R | Spares | Dental Chair-Spares | Dental Equiment | Main Location | 90330000 |  | FIFO | Anthos/Cefla | [8 empty] | 0 | 0 | 0 | 1 | 0 | 0 | [7 empty] | 1 |  | CF/SP/SCALER CONTROL BOARD 97660798
IM01897 | Dental Chair Spares-Anthos-Scaler Control Board 97661149 | 10600197661149 |  | A Class |  |  | I-Inventory | FG-Finish Good | R | Spares | Dental Chair-Spares | Dental Equiment | Main Location | 90330000 |  | FIFO | Anthos/Cefla | [8 empty] | 0 | 0 | 0 | 1 | 0 | 0 | [7 empty] | 1 |  | Cf/Sp/Scaler Control Board 97661149
IM01898 | Dental Chair Spares-Anthos-Scaler Handpiece Piezon 97660397 | 10600197660397 |  | A Class |  |  | I-Inventory | FG-Finish Good | R | Spares | Dental Chair-Spares | Dental Equiment | Main Location | 90330000 |  | FIFO | Anthos/Cefla | [8 empty] | 0 | 0 | 0 | 1 | 0 | 0 | [7 empty] | 1 |  | Cf/sp/Scaler Handpiece Piezon 97660397
IM01899 | Dental Chair Spares-Anthos-Seat 135 Venetian Red 97992261 | 10600197992261 |  | A Class |  |  | I-Inventory | FG-Finish Good | R | Spares | Dental Chair-Spares | Dental Equiment | Main Location | 90330000 |  | FIFO | Anthos/Cefla | [8 empty] | 0 | 0 | 0 | 1 | 0 | 0 | [7 empty] | 1 |  | CF/SP/SEAT 135 VENETIAN RED 97992261
IM01900 | Dental Chair Spares-Anthos-Seat 589 Low Cover 97460020 | 10600197460020 |  | A Class |  |  | I-Inventory | FG-Finish Good | R | Spares | Dental Chair-Spares | Dental Equiment | Main Location | 90330000 |  | FIFO | Anthos/Cefla | [8 empty] | 0 | 0 | 0 | 1 | 0 | 0 | [7 empty] | 1 |  | Cf/Sp/Seat 589 Low Cover 97460020
IM01901 | Dental Chair Spares-Anthos-Seat Cable Microswitch 97610008 | 10600197610008 |  | A Class |  |  | I-Inventory | FG-Finish Good | R | Spares | Dental Chair-Spares | Dental Equiment | Main Location | 90330000 |  | FIFO | Anthos/Cefla | [8 empty] | 0 | 0 | 0 | 1 | 0 | 0 | [7 empty] | 1 |  | Cf/Sp/Seat Cable Microswitch 97610008
IM01902 | Dental Chair Spares-Anthos-Sect Tub. T-Led L1200 97230332 | 10600197230332 |  | A Class |  |  | I-Inventory | FG-Finish Good | R | Spares | Dental Chair-Spares | Dental Equiment | Main Location | 90330000 |  | FIFO | Anthos/Cefla | [8 empty] | 0 | 0 | 0 | 1 | 0 | 0 | [7 empty] | 1 |  | Cf/Sp/Sect Tub. T-Led L1200 97230332
IM01903 | Dental Chair Spares-Anthos-Sect. Tub Ems Scaler L1200 97230326 | 10600197230326 |  | A Class |  |  | I-Inventory | FG-Finish Good | R | Spares | Dental Chair-Spares | Dental Equiment | Main Location | 90330000 |  | FIFO | Anthos/Cefla | [8 empty] | 0 | 0 | 0 | 1 | 0 | 0 | [7 empty] | 1 |  | Cf/Sp/Sect. Tub Ems Scaler L1200 97230326
IM01904 | Dental Chair Spares-Anthos-Sect.Tub Midwfo Turb-L1400 97230377 | 10600197230377 |  | A Class |  |  | I-Inventory | FG-Finish Good | R | Spares | Dental Chair-Spares | Dental Equiment | Main Location | 90330000 |  | FIFO | Anthos/Cefla | [8 empty] | 0 | 0 | 0 | 1 | 0 | 0 | [7 empty] | 1 |  | CF/SP/SECT.TUB MIDWFO TURB-L1400 97230377
IM01905 | Dental Chair Spares-Anthos-Sect.Tub.Scaler Fo L1200-91106306 | 10600191106306 |  | A Class |  |  | I-Inventory | FG-Finish Good | R | Spares | Dental Chair-Spares | Dental Equiment | Main Location | 90330000 |  | FIFO | Anthos/Cefla | [5 empty] | . |  |  | 0 | 0 | 0 | 1 | 0 | 0 | [7 empty] | 1 |  | CF/SP/SECT.TUB.SCALER FO L1200-91106306
IM01906 | Dental Chair Spares-Anthos-Sectionable Syringe Nozzle 97288800 | 10600197288800 |  | A Class |  |  | I-Inventory | FG-Finish Good | R | Spares | Dental Chair-Spares | Dental Equiment | Main Location | 90330000 |  | FIFO | Anthos/Cefla | [8 empty] | 0 | 0 | 0 | 1 | 0 | 0 | [7 empty] | 1 |  | Cf/Sp/Sectionable Syringe Nozzle 97288800
IM01907 | Dental Chair Spares-Anthos-Sensor With Solenoid Valve | 106001SENSORWITHSOLVALVE |  | A Class |  |  | I-Inventory | FG-Finish Good | C | Spares | Dental Chair-Spares | Dental Equiment | Main Location | 90330000 |  | FIFO | Anthos/Cefla | [8 empty] | 0 | 0 | 0 | 1 | 0 | 0 | [7 empty] | 1 |  | Cf/Sp/Sensor With Solenoid Valve
IM01908 | Dental Chair Spares-Anthos-Set Of 30 Tablets 97190031 | 10600197190031 |  | A Class |  |  | I-Inventory | FG-Finish Good | R | Spares | Dental Chair-Spares | Dental Equiment | Main Location | 90330000 |  | FIFO | Anthos/Cefla | [8 empty] | 0 | 0 | 0 | 1 | 0 | 0 | [7 empty] | 1 |  | Cf/Sp/Set of 30 Tablets 97190031
IM01909 | Dental Chair Spares-Anthos-Simple Handle Support 99922448 | 10600199922448 |  | A Class |  |  | I-Inventory | FG-Finish Good | R | Spares | Dental Chair-Spares | Dental Equiment | Main Location | 90330000 |  | FIFO | Anthos/Cefla | [8 empty] | 0 | 0 | 0 | 1 | 0 | 0 | [7 empty] | 1 |  | Cf/Sp/Simple Handle support 99922448
IM01910 | Dental Chair Spares-Anthos-Slide 97461883 | 10600197461883 |  | A Class |  |  | I-Inventory | FG-Finish Good | R | Spares | Dental Chair-Spares | Dental Equiment | Main Location | 90330000 |  | FIFO | Anthos/Cefla | [5 empty] | . |  |  | 0 | 0 | 0 | 1 | 0 | 0 | [7 empty] | 1 |  | CF/SP/SLIDE 97461883
IM01911 | Dental Chair Spares-Anthos-Small Compl Terminal 91109167 | 10600191109167 |  | A Class |  |  | I-Inventory | FG-Finish Good | R | Spares | Dental Chair-Spares | Dental Equiment | Main Location | 90330000 |  | FIFO | Anthos/Cefla | [5 empty] | CF/SP/SMALL COMPL TERMINAL 91109167 |  |  | 0 | 0 | 0 | 1 | 0 | 0 | [7 empty] | 1 |  | CF/SP/SMALL COMPL TERMINAL 91109167
IM01912 | Dental Chair Spares-Anthos-Special Screw 99900010 | 10600199900010 |  | A Class |  |  | I-Inventory | FG-Finish Good | R | Spares | Dental Chair-Spares | Dental Equiment | Main Location | 90330000 |  | FIFO | Anthos/Cefla | [8 empty] | 0 | 0 | 0 | 1 | 0 | 0 | [7 empty] | 1 |  | Cf/Sp/Special Screw 99900010
IM01913 | Dental Chair Spares-Anthos-Special Screw 99900242 | 10600199900242 |  | A Class |  |  | I-Inventory | FG-Finish Good | R | Spares | Dental Chair-Spares | Dental Equiment | Main Location | 90330000 |  | FIFO | Anthos/Cefla | [8 empty] | 0 | 0 | 0 | 1 | 0 | 0 | [7 empty] | 1 |  | Cf/Sp/Special Screw 99900242
IM01914 | Dental Chair Spares-Anthos-Spray Air Pin Plus Knob Set 91109240 | 10600191109240 |  | A Class |  |  | I-Inventory | FG-Finish Good | R | Spares | Dental Chair-Spares | Dental Equiment | Main Location | 90330000 |  | FIFO | Anthos/Cefla | [8 empty] | 0 | 0 | 0 | 1 | 0 | 0 | [7 empty] | 1 |  | Cf/Sp/Spray Air Pin Plus Knob Set 91109240
IM01915 | Dental Chair Spares-Anthos-Stand Pedal Basis Kit 91109070 | 10600191109070 |  | A Class |  |  | I-Inventory | FG-Finish Good | R | Spares | Dental Chair-Spares | Dental Equiment | Main Location | 90330000 |  | FIFO | Anthos/Cefla | [8 empty] | 0 | 0 | 0 | 1 | 0 | 0 | [7 empty] | 1 |  | Cf/Sp/Stand Pedal Basis Kit 91109070
IM01916 | Dental Chair Spares-Anthos-Strandard Pedal Lever Assembly 97461026 | 10600197461026 |  | A Class |  |  | I-Inventory | FG-Finish Good | R | Spares | Dental Chair-Spares | Dental Equiment | Main Location | 90330000 |  | FIFO | Anthos/Cefla | [8 empty] | 0 | 0 | 0 | 1 | 0 | 0 | [7 empty] | 1 |  | CF/SP/STRANDARD PEDAL LEVER ASSEMBLY 97461026
IM01917 | Dental Chair Spares-Anthos-Suction Filter | 106001UCTIONFILTER |  | A Class |  |  | I-Inventory | FG-Finish Good | C | Spares | Dental Chair-Spares | Dental Equiment | Main Location | 90330000 |  | FIFO | Anthos/Cefla | [8 empty] | 0 | 0 | 0 | 1 | 0 | 0 | [7 empty] | 1 |  | Cf/Sp/Suction Filter
IM01918 | Dental Chair Spares-Anthos-Suction Filter | 106001SUCTIONFILTER |  | A Class |  |  | I-Inventory | FG-Finish Good | R | Spares | Dental Chair-Spares | Dental Equiment | Main Location | 90330000 |  | FIFO | Anthos/Cefla | [8 empty] | 0 | 0 | 0 | 1 | 0 | 0 | [7 empty] | 1 |  | Cf/Sp/Suction Filter
IM01919 | Dental Chair Spares-Anthos-Supp Strum Int Completo 91109247 | 10600191109247 |  | A Class |  |  | I-Inventory | FG-Finish Good | R | Spares | Dental Chair-Spares | Dental Equiment | Main Location | 90330000 |  | FIFO | Anthos/Cefla | [8 empty] | 0 | 0 | 0 | 1 | 0 | 0 | [7 empty] | 1 |  | Cf/Sp/Supp Strum Int Completo 91109247
IM01920 | Dental Chair Spares-Anthos-Switch Lever Assembly 97461109 | 10600197461109 |  | A Class |  |  | I-Inventory | FG-Finish Good | R | Spares | Dental Chair-Spares | Dental Equiment | Main Location | 90330000 |  | FIFO | Anthos/Cefla | [8 empty] | 0 | 0 | 0 | 1 | 0 | 0 | [7 empty] | 1 |  | Cf/Sp/Switch Lever Assembly 97461109
IM01921 | Dental Chair Spares-Anthos-Switch Potentiometer Gr 96609003 | 10600196609003 |  | A Class |  |  | I-Inventory | FG-Finish Good | R | Spares | Dental Chair-Spares | Dental Equiment | Main Location | 90330000 |  | FIFO | Anthos/Cefla | [8 empty] | 0 | 0 | 0 | 1 | 0 | 0 | [7 empty] | 1 |  | Cf/Sp/Switch Potentiometer GR 96609003
IM01922 | Dental Chair Spares-Anthos-Syringe Support 97466166 | 10600197466166 |  | A Class |  |  | I-Inventory | FG-Finish Good | R | Spares | Dental Chair-Spares | Dental Equiment | Main Location | 90330000 |  | FIFO | Anthos/Cefla | [8 empty] | 0 | 0 | 0 | 1 | 0 | 0 | [7 empty] | 1 |  | CF/SP/SYRINGE SUPPORT 97466166
IM01923 | Dental Chair Spares-Anthos-Tank Pressurization Solenoid Valve | 106001PRESSURESOLVALVE |  | A Class |  |  | I-Inventory | FG-Finish Good | C | Spares | Dental Chair-Spares | Dental Equiment | Main Location | 90330000 |  | FIFO | Anthos/Cefla | [8 empty] | 0 | 0 | 0 | 1 | 0 | 0 | [7 empty] | 1 |  | Cf/Sp/Tank pressurization solenoid valve
IM01924 | Dental Chair Spares-Anthos-Tightning Key 99919134 | 10600199919134 |  | A Class |  |  | I-Inventory | FG-Finish Good | R | Spares | Dental Chair-Spares | Dental Equiment | Main Location | 90330000 |  | FIFO | Anthos/Cefla | [8 empty] | 0 | 0 | 0 | 1 | 0 | 0 | [7 empty] | 1 |  | Cf/Sp/Tightning Key 99919134
IM01925 | Dental Chair Spares-Anthos-Tiny Tank Flange Assembly 97461715 | 10600197461715 |  | A Class |  |  | I-Inventory | FG-Finish Good | R | Spares | Dental Chair-Spares | Dental Equiment | Main Location | 90330000 |  | FIFO | Anthos/Cefla | [5 empty] | . |  |  | 0 | 0 | 0 | 1 | 0 | 0 | [7 empty] | 1 |  | CF/SP/TINY TANK FLANGE ASSEMBLY 97461715
IM01926 | Dental Chair Spares-Anthos-Transducer Regulation Kit 91103696 | 10600191103696 |  | A Class |  |  | I-Inventory | FG-Finish Good | R | Spares | Dental Chair-Spares | Dental Equiment | Main Location | 90330000 |  | FIFO | Anthos/Cefla | [8 empty] | 0 | 0 | 0 | 1 | 0 | 0 | [7 empty] | 1 |  | Cf/Sp/Transducer Regulation Kit 91103696
IM01927 | Dental Chair Spares-Anthos-Turbine Module Group 91109100 | 10600191109100 |  | A Class |  |  | I-Inventory | FG-Finish Good | R | Spares | Dental Chair-Spares | Dental Equiment | Main Location | 90330000 |  | FIFO | Anthos/Cefla | [5 empty] | . |  |  | 0 | 0 | 0 | 1 | 0 | 0 | [7 empty] | 1 |  | CF/SP/TURBINE MODULE GROUP 91109100
IM01928 | Dental Chair Spares-Anthos-Type Vc20 24 Ac Relay 97726500 | 10600197726500 |  | A Class |  |  | I-Inventory | FG-Finish Good | R | Spares | Dental Chair-Spares | Dental Equiment | Main Location | 90330000 |  | FIFO | Anthos/Cefla | [8 empty] | 0 | 0 | 0 | 1 | 0 | 0 | [7 empty] | 1 |  | Cf/Sp/Type Vc20 24 Ac Relay 97726500
IM01929 | Dental Chair Spares-Anthos-U-P6S Anthos Scaler 95529143 | 10600195529143 |  | A Class |  |  | I-Inventory | FG-Finish Good | R | Spares | Dental Chair-Spares | Dental Equiment | Main Location | 90330000 |  | FIFO | Anthos/Cefla | [8 empty] | 0 | 0 | 0 | 1 | 0 | 0 | [7 empty] | 1 |  | Cf/Sp/U-P6S Anthos Scaler 95529143
IM01930 | Dental Chair Spares-Anthos-Upholstery Cap 97460731 | 10600197460731 |  | A Class |  |  | I-Inventory | FG-Finish Good | R | Spares | Dental Chair-Spares | Dental Equiment | Main Location | 90330000 |  | FIFO | Anthos/Cefla | [8 empty] | 0 | 0 | 0 | 1 | 0 | 0 | [7 empty] | 1 |  | Cf/Sp/Upholstery Cap 97460731
IM01931 | Dental Chair Spares-Anthos-Upper Cowl Assembly 97461192 | 10600197461192 |  | A Class |  |  | I-Inventory | FG-Finish Good | R | Spares | Dental Chair-Spares | Dental Equiment | Main Location | 90330000 |  | FIFO | Anthos/Cefla | [8 empty] | 0 | 0 | 0 | 1 | 0 | 0 | [7 empty] | 1 |  | Cf/Sp/Upper Cowl Assembly 97461192
IM01932 | Dental Chair Spares-Anthos-Upper Unit Body Cover 97460670 | 10600197460670 |  | A Class |  |  | I-Inventory | FG-Finish Good | R | Spares | Dental Chair-Spares | Dental Equiment | Main Location | 90330000 |  | FIFO | Anthos/Cefla | [8 empty] | 0 | 0 | 0 | 1 | 0 | 0 | [7 empty] | 1 |  | Cf/Sp/Upper Unit Body Cover 97460670
IM01933 | Dental Chair Spares-Anthos-U-Pz7 Anthos Scaler (2) 95529144 | 10600195529144 |  | A Class |  |  | I-Inventory | FG-Finish Good | R | Spares | Dental Chair-Spares | Dental Equiment | Main Location | 90330000 |  | FIFO | Anthos/Cefla | [5 empty] | . |  |  | 0 | 0 | 0 | 1 | 0 | 0 | [7 empty] | 1 |  | CF/SP/U-PZ7 ANTHOS SCALER (2) 95529144
IM01934 | Dental Chair Spares-Anthos-Victor Chair Board 97661206 | 10600197661206 |  | A Class |  |  | I-Inventory | FG-Finish Good | R | Spares | Dental Chair-Spares | Dental Equiment | Main Location | 90330000 |  | FIFO | Anthos/Cefla | [8 empty] | 0 | 0 | 0 | 1 | 0 | 0 | [7 empty] | 1 |  | Cf/Sp/Victor Chair Board 97661206
IM01935 | Dental Chair Spares-Anthos-Water Filter Plus Contril Valve 97290116 | 10600197290116 |  | A Class |  |  | I-Inventory | FG-Finish Good | R | Spares | Dental Chair-Spares | Dental Equiment | Main Location | 90330000 |  | FIFO | Anthos/Cefla | [8 empty] | 0 | 0 | 0 | 1 | 0 | 0 | [7 empty] | 1 |  | Cf/Sp/Water Filter Plus Contril Valve 97290116
IM01936 | Dental Chair Spares-Anthos-Water Reducer 97290119 | 10600197290119 |  | A Class |  |  | I-Inventory | FG-Finish Good | R | Spares | Dental Chair-Spares | Dental Equiment | Main Location | 90330000 |  | FIFO | Anthos/Cefla | [8 empty] | 0 | 0 | 0 | 1 | 0 | 0 | [7 empty] | 1 |  | Cf/Sp/Water Reducer 97290119
IM01937 | Dental Chair Spares-Anthos-Water Spray Solenoid Valve 91103813 | 10600191103813 |  | A Class |  |  | I-Inventory | FG-Finish Good | C | Spares | Dental Chair-Spares | Dental Equiment | Main Location | 90330000 |  | FIFO | Anthos/Cefla | [8 empty] | 0 | 0 | 0 | 1 | 0 | 0 | [7 empty] | 1 |  | Cf/Sp/Water Spray Solenoid Valve 91103813
IM01938 | Dental Chair Spares-Anthos-armrest 199 Charco Grey Visco 97992432 | 10600197992432 |  | A Class |  |  | I-Inventory | FG-Finish Good | R | Spares | Dental Chair-Spares | Dental Equiment | Main Location | 90330000 |  | FIFO | Anthos/Cefla | [5 empty] | . |  |  | 0 | 0 | 0 | 1 | 0 | 0 | [7 empty] | 1 |  | CF/SPARMREST 199 CHARCO GREY VISCO 97992432
IM01939 | Dental Chair Spares-Anthos-bckpnl Vert Front Cover 97461881 | 10600197461881 |  | A Class |  |  | I-Inventory | FG-Finish Good | R | Spares | Dental Chair-Spares | Dental Equiment | Main Location | 90330000 |  | FIFO | Anthos/Cefla | [5 empty] | . |  |  | 0 | 0 | 0 | 1 | 0 | 0 | [7 empty] | 1 |  | CF/SPBCKPNL VERT FRONT COVER 97461881
IM01940 | Dental Chair Spares-Anthos-Victor-Victor Chair Water Unit Pcb Fuse-V97520180 | 106001VICTORWUPCBFUSEV97520180 |  | A Class |  |  | I-Inventory | FG-Finish Good | C | Spares | Dental Chair-Spares | Dental Equiment | Main Location | 90330000 |  | FIFO | Anthos/Cefla | [8 empty] | 0 | 0 | 0 | 1 | 0 | 0 | [7 empty] | 1 |  | VA/DC/SP/VICTOR CHAIR WATER UNIT PCB FUSE-V97520180
IM01941 | Dental Chair Spares-Anthos-Victor- Bridge-V97660058 | 106011BRIDGEV97660058 |  | A Class |  |  | I-Inventory | FG-Finish Good | R | Spares | Dental Chair-Spares | Dental Equiment | Main Location | 90330000 |  | FIFO | Anthos/Cefla | [8 empty] | 0 | 0 | 0 | 1 | 0 | 0 | [7 empty] | 1 |  | VICTOR/BA/SP/VICTOR BRIDGE-V97660058
IM01942 | Dental Chair Spares-Anthos-Victor- Chair Air Regulator Without Filter V97300005 | 106001AIRREGULATORV97300005 |  | A Class |  |  | I-Inventory | FG-Finish Good | R | Spares | Dental Chair-Spares | Dental Equiment | Main Location | 90330000 |  | FIFO | Anthos/Cefla | [8 empty] | 0 | 0 | 0 | 1 | 0 | 0 | [7 empty] | 1 |  | VICTOR/BA/SP/VICTOR CHAIR AIR REGULATOR WITHOUT FILTER V97300005
IM01943 | Dental Chair Spares-Anthos-Victor- Chair Base Side Cover V97460518 | 106001VICTORV97460518 |  | A Class |  |  | I-Inventory | FG-Finish Good | R | Spares | Dental Chair-Spares | Dental Equiment | Main Location | 90330000 |  | FIFO | Anthos/Cefla | [8 empty] | 0 | 0 | 0 | 1 | 0 | 0 | [7 empty] | 1 |  | VICTOR/BA/SP/VICTOR CHAIR BASE SIDE COVER V97460518
IM01944 | Dental Chair Spares-Anthos-Victor- Chair Base Triangle Shape Cover-97460510 | 106001CHBASECOVER |  | A Class |  |  | I-Inventory | FG-Finish Good | R | Spares | Dental Chair-Spares | Dental Equiment | Main Location | 90330000 |  | FIFO | Anthos/Cefla | [8 empty] | 0 | 0 | 0 | 1 | 0 | 0 | [7 empty] | 1 |  | VICTOR/BA/SP/VICTOR CHAIR BASE TRIANGLE SHAPE COVER-97460510
IM01945 | Dental Chair Spares-Anthos-Victor- Chair Dc Backrest Motor | 106052VICTORDCBACKREST |  | A Class |  |  | I-Inventory | FG-Finish Good | R | Spares | Dental Chair-Spares | Dental Equiment | Main Location |  |  | FIFO | Anthos/Cefla | [8 empty] | 0 | 0 | 0 | 1 | 0 | 0 | [7 empty] | 1 |  | VICTOR/BA/SP/VICTOR CHAIR DC BACKREST MOTOR
IM01946 | Dental Chair Spares-Anthos-Victor- Chair Delivery Unit Upper Cover-V97460271 | 106001DUUPPERCOVERV97460271 |  | A Class |  |  | I-Inventory | FG-Finish Good | C | Spares | Dental Chair-Spares | Dental Equiment | Main Location |  |  | FIFO | Anthos/Cefla | [8 empty] | 0 | 0 | 0 | 1 | 0 | 0 | [7 empty] | 1 |  | VICTOR/BA/SP/VICTOR CHAIR DELIVERY UNIT UPPER COVER-V97460271
IM01947 | Dental Chair Spares-Anthos-Victor- Chair Micromotor Oring Kit 91109151 | 106001MICROMOTORORING |  | A Class |  |  | I-Inventory | FG-Finish Good | R | Spares | Dental Chair-Spares | Dental Equiment | Main Location | 90330000 |  | FIFO | Anthos/Cefla | [8 empty] | 0 | 0 | 0 | 1 | 0 | 0 | [7 empty] | 1 |  | VICTOR/BA/SP/VICTOR CHAIR MICROMOTOR ORING KIT 91109151
IM01948 | Dental Chair Spares-Anthos-Victor- Chair Slider V97460514 | 106001VICTORSLIDERV97460514 |  | A Class |  |  | I-Inventory | FG-Finish Good | R | Spares | Dental Chair-Spares | Dental Equiment | Main Location | 90330000 |  | FIFO | Anthos/Cefla | [8 empty] | 0 | 0 | 0 | 1 | 0 | 0 | [7 empty] | 1 |  | VICTOR/BA/SP/VICTOR CHAIR SLIDER V97460514
IM01949 | Dental Chair Spares-Anthos-Victor- Chair Water Bottle Holder 97460473 | 106001BOTTLEHOLDER97460473 |  | A Class |  |  | I-Inventory | FG-Finish Good | C | Spares | Dental Chair-Spares | Dental Equiment | Main Location | 90330000 |  | FIFO | Anthos/Cefla | [8 empty] | 0 | 0 | 0 | 1 | 0 | 0 | [7 empty] | 1 |  | VICTOR/BA/SP/VICTOR CHAIR WATER BOTTLE HOLDER 97460473
IM01950 | Dental Chair Spares-Anthos-Victor- Connecting Cable-V97520111 | 106001CABLEV97520111 |  | A Class |  |  | I-Inventory | FG-Finish Good | R | Spares | Dental Chair-Spares | Dental Equiment | Main Location | 90330000 |  | FIFO | Anthos/Cefla | [8 empty] | 0 | 0 | 0 | 1 | 0 | 0 | [7 empty] | 1 |  | VICTOR/BA/SP/VICTOR CONNECTING CABLE-V97520111
IM01951 | Dental Chair Spares-Anthos-Victor-Asst Instrument Board V97660049 | 106001INSTBOARDV97660049 |  | A Class |  |  | I-Inventory | FG-Finish Good | R | Spares | Dental Chair-Spares | Dental Equiment | Main Location | 90330000 |  | FIFO | Anthos/Cefla | [8 empty] | 0 | 0 | 0 | 1 | 0 | 0 | [7 empty] | 1 |  | VICTOR/DC/SP/ASST INSTRUMENT BOARD V97660049
IM01952 | Dental Chair Spares-Anthos-Victor-Cable V97520108 | 106001CABLEV97520108Â |  | A Class |  |  | I-Inventory | FG-Finish Good | R | Spares | Dental Chair-Spares | Dental Equiment | Main Location | 90330000 |  | FIFO | Anthos/Cefla | [8 empty] | 0 | 0 | 0 | 1 | 0 | 0 | [7 empty] | 1 |  | VICTOR/DC/SP/CABLE V97520108
IM01953 | Dental Chair Spares-Anthos-Victor-Cable V97520112 | 106001CABLEV97520112Â |  | A Class |  |  | I-Inventory | FG-Finish Good | R | Spares | Dental Chair-Spares | Dental Equiment | Main Location | 90330000 |  | FIFO | Anthos/Cefla | [8 empty] | 0 | 0 | 0 | 1 | 0 | 0 | [7 empty] | 1 |  | VICTOR/DC/SP/CABLE V97520112
IM01954 | Dental Chair Spares-Anthos-Victor-Cable V97520178 | 106001CABLEV97520178 |  | A Class |  |  | I-Inventory | FG-Finish Good | R | Spares | Dental Chair-Spares | Dental Equiment | Main Location | 90330000 |  | FIFO | Anthos/Cefla | [8 empty] | 0 | 0 | 0 | 1 | 0 | 0 | [7 empty] | 1 |  | VICTOR/DC/SP/CABLE V97520178
IM01955 | Dental Chair Spares-Anthos-Victor-Cable V97780077 | 106001V97780077 |  | A Class |  |  | I-Inventory | FG-Finish Good | R | Spares | Dental Chair-Spares | Dental Equiment | Main Location | 90330000 |  | FIFO | Anthos/Cefla | [8 empty] | 0 | 0 | 0 | 1 | 0 | 0 | [7 empty] | 1 |  | VICTOR/DC/SP/CABLE V97780077
IM01956 | Dental Chair Spares-Anthos-Victor-Gr. Air Spring V92200229 | 106001AIRSPRINGV92200229 |  | A Class |  |  | I-Inventory | FG-Finish Good | R | Spares | Dental Chair-Spares | Dental Equiment | Main Location | 90330000 |  | FIFO | Anthos/Cefla | [8 empty] | 0 | 0 | 0 | 1 | 0 | 0 | [7 empty] | 1 |  | VICTOR/DC/SP/GR. AIR SPRING V92200229
IM01957 | Dental Chair Spares-Anthos-Victor-Light Cure Victor Chair Light Bulb V97660038 | 106001V97660038 |  | A Class |  |  | I-Inventory | FG-Finish Good | R | Spares | Dental Chair-Spares | Dental Equiment | Main Location | 90330000 |  | FIFO | Anthos/Cefla | [8 empty] | 0 | 0 | 0 | 1 | 0 | 0 | [7 empty] | 1 |  | VICTOR/DC/SP/LIGHT CURE VICTOR CHAIR LIGHT BULB V97660038
IM01958 | Dental Chair Spares-Anthos-Victor- Chair Dental Cable V97520172 | 106001CABLEV97520172 |  | A Class |  |  | I-Inventory | FG-Finish Good | R | Spares | Dental Chair-Spares | Dental Equiment | Main Location | 90330000 |  | FIFO | Anthos/Cefla | [8 empty] | 0 | 0 | 0 | 1 | 0 | 0 | [7 empty] | 1 |  | VICTOR/DC/SP/VICTOR CHAIR DENTAL CABLE V97520172
IM01959 | Dental Chair Spares-Anthos-Victor- Chair Dental H2O Spary Lung-V97320001 | 106001SPRAYLUNGV97320001 |  | A Class |  |  | I-Inventory | FG-Finish Good | R | Spares | Dental Chair-Spares | Dental Equiment | Main Location | 90330000 |  | FIFO | Anthos/Cefla | [8 empty] | 0 | 0 | 0 | 1 | 0 | 0 | [7 empty] | 1 |  | VICTOR/DC/SP/VICTOR CHAIR DENTAL H2O SPARY LUNG-V97320001
IM01960 | Dental Chair Spares-Anthos-Victor- Chair Dental Valve-V97370023 | 106001VALVEV97370023 |  | A Class |  |  | I-Inventory | FG-Finish Good | R | Spares | Dental Chair-Spares | Dental Equiment | Main Location | 90330000 |  | FIFO | Anthos/Cefla | [8 empty] | 0 | 0 | 0 | 1 | 0 | 0 | [7 empty] | 1 |  | VICTOR/DC/SP/VICTOR CHAIR DENTAL VALVE-V97370023
IM01961 | Dental Chair Spares-Anthos-Victor- Chair Main Pcb V97660051B | 106001V97660051B |  | A Class |  |  | I-Inventory | FG-Finish Good | R | Spares | Dental Chair-Spares | Dental Equiment | Main Location |  |  | FIFO | Anthos/Cefla | [8 empty] | 0 | 0 | 0 | 1 | 0 | 0 | [7 empty] | 1 |  | VICTOR/DC/SP/VICTOR CHAIR MAIN PCB V97660051B
IM01962 | Dental Chair Spares-Anthos-Victor- Chair Power Supply Pcb V97660052A | 106001V97660052A |  | A Class |  |  | I-Inventory | FG-Finish Good | R | Spares | Dental Chair-Spares | Dental Equiment | Main Location | 90330000 |  | FIFO | Anthos/Cefla | [8 empty] | 0 | 0 | 0 | 1 | 0 | 0 | [7 empty] | 1 |  | VICTOR/DC/SP/VICTOR CHAIR POWER SUPPLY PCB V97660052A
IM01963 | Dental Chair Spares-Anthos-Victor- Chair Water Bottle-V97460010 | 106001VICTORWATERBOTTLEV97460010 |  | A Class |  |  | I-Inventory | FG-Finish Good | R | Spares | Dental Chair-Spares | Dental Equiment | Main Location | 90330000 |  | FIFO | Anthos/Cefla | [8 empty] | 0 | 0 | 0 | 1 | 0 | 0 | [7 empty] | 1 |  | VICTOR/DC/SP/VICTOR CHAIR WATER BOTTLE-V97460010
IM01964 | Dental Chair Spares-Anthos-Victor- Chair Water Unit Pcb V97660048B | 106001V97660048B |  | A Class |  |  | I-Inventory | FG-Finish Good | R | Spares | Dental Chair-Spares | Dental Equiment | Main Location | 90330000 |  | FIFO | Anthos/Cefla | [8 empty] | 0 | 0 | 0 | 1 | 0 | 0 | [7 empty] | 1 |  | VICTOR/DC/SP/VICTOR CHAIR WATER UNIT PCB V97660048B
IM01965 | Dental Chair Spares-Anthos-Victor-Control Board-97230812(Scaler Pcb) | 106001SCALERPCB97230812 |  | A Class |  |  | I-Inventory | FG-Finish Good | R | Spares | Dental Chair-Spares | Dental Equiment | Main Location | 90330000 |  | FIFO | Anthos/Cefla | [8 empty] | 0 | 0 | 0 | 1 | 0 | 0 | [7 empty] | 1 |  | VICTOR/DU/SP/CONTROL BOARD-97230812(SCALER PCB)
IM01966 | Dental Chair Spares-Anthos-Victor-Ev Silencer Stop Kit-91109104 | 106001SILENCERSTOPKIT91109104 |  | A Class |  |  | I-Inventory | FG-Finish Good | R | Spares | Dental Chair-Spares | Dental Equiment | Main Location | 90330000 |  | FIFO | Anthos/Cefla | [8 empty] | 0 | 0 | 0 | 1 | 0 | 0 | [7 empty] | 1 |  | VICTOR/DU/SP/EV SILENCER STOP KIT-91109104
IM01967 | Dental Chair Spares-Anthos-Victor-Gr.Led.V Venus E-Led Lamp-V91100261 | 106001VENUSELEDLAMPV91100261 |  | A Class |  |  | I-Inventory | FG-Finish Good | R | Spares | Dental Chair-Spares | Dental Equiment | Main Location | 90330000 |  | FIFO | Anthos/Cefla | [8 empty] | 0 | 0 | 0 | 1 | 0 | 0 | [7 empty] | 1 |  | VICTOR/DU/SP/GR.LED.V VENUS E-LED LAMP-V91100261
IM01968 | Dental Chair Spares-Anthos-Victor-Lable V97780076 | 106001LABLEV97780076Â |  | A Class |  |  | I-Inventory | FG-Finish Good | R | Spares | Dental Chair-Spares | Dental Equiment | Main Location | 90330000 |  | FIFO | Anthos/Cefla | [8 empty] | 0 | 0 | 0 | 1 | 0 | 0 | [7 empty] | 1 |  | VICTOR/DU/SP/LABLE V97780076
IM01969 | Dental Chair Spares-Anthos-Victor-Uds2 Potentiometer Regul.Gr-97230809 | 106001UDSPOTENTIOMETER297230809 |  | A Class |  |  | I-Inventory | FG-Finish Good | R | Spares | Dental Chair-Spares | Dental Equiment | Main Location | 90330000 |  | FIFO | Anthos/Cefla | [8 empty] | 0 | 0 | 0 | 1 | 0 | 0 | [7 empty] | 1 |  | VICTOR/DU/SP/UDS2 POTENTIOMETER REGUL.GR-97230809
IM01970 | Dental Chair Spares-Anthos-Victor-Uds2 Woodpecker Scaler Mudule Pcb-97230806 | 106001UDS2PCB97230806 |  | A Class |  |  | I-Inventory | FG-Finish Good | R | Spares | Dental Chair-Spares | Dental Equiment | Main Location | 90330000 |  | FIFO | Anthos/Cefla | [8 empty] | 0 | 0 | 0 | 1 | 0 | 0 | [7 empty] | 1 |  | VICTOR/DU/SP/UDS2 WOODPECKER SCALER MUDULE PCB-97230806
IM01971 | Dental Chair Spares-Anthos-Victor-Victor Chair Delivery Unit Pcb 97660047B | 10600197660047B |  | A Class |  |  | I-Inventory | FG-Finish Good | R | Spares | Dental Chair-Spares | Dental Equiment | Main Location | 90330000 |  | FIFO | Anthos/Cefla | [8 empty] | 0 | 0 | 0 | 1 | 0 | 0 | [7 empty] | 1 |  | VICTOR/DU/SP/VICTOR CHAIR DELIVERY UNIT PCB 97660047B
IM01972 | Dental Chair Spares-Anthos-Victor-Victor Chair High Suction Valve-V97320033 | 106001HIGHSUCTIONVALVEV97320033 |  | A Class |  |  | I-Inventory | FG-Finish Good | R | Spares | Dental Chair-Spares | Dental Equiment | Main Location | 90330000 |  | FIFO | Anthos/Cefla | [8 empty] | 0 | 0 | 0 | 1 | 0 | 0 | [7 empty] | 1 |  | VICTOR/DU/SP/VICTOR CHAIR HIGH SUCTION VALVE-V97320033
IM01973 | Dental Chair Spares-Anthos-Victor-Victor Chair Lifting Electric Motor V97210001 | 106001LIFTINGMOTORV97210001 |  | A Class |  |  | I-Inventory | FG-Finish Good | C | Spares | Dental Chair-Spares | Dental Equiment | Main Location | 90330000 |  | FIFO | Anthos/Cefla | [8 empty] | 0 | 0 | 0 | 1 | 0 | 0 | [7 empty] | 1 |  | VICTOR/DU/SP/VICTOR CHAIR LIFTING ELECTRIC MOTOR V97210001
IM01974 | Dental Chair Spares-Anthos-Victor-Victor Chair Micro Motor Pcb 97660799 | 106001VICTOR97660799 |  | A Class |  |  | I-Inventory | FG-Finish Good | R | Spares | Dental Chair-Spares | Dental Equiment | Main Location | 90330000 |  | FIFO | Anthos/Cefla | [8 empty] | 0 | 0 | 0 | 1 | 0 | 0 | [7 empty] | 1 |  | VICTOR/DU/SP/VICTOR CHAIR MICRO MOTOR PCB 97660799
IM01975 | Dental Chair Spares-Anthos-Victor- Chair Light Potentiometer V97640005 | 106001POTENTIOMETERV97640005 |  | A Class |  |  | I-Inventory | FG-Finish Good | R | Spares | Dental Chair-Spares | Dental Equiment | Main Location | 90330000 |  | FIFO | Anthos/Cefla | [8 empty] | 0 | 0 | 0 | 1 | 0 | 0 | [7 empty] | 1 |  | VICTOR/LU/SP/VICTOR CHAIR LIGHT POTENTIOMETER V97640005
IM01976 | Dental Chair Spares-Anthos-Victor- Chair Light Unit Pcb V97660050B | 106001V97660050B |  | A Class |  |  | I-Inventory | FG-Finish Good | R | Spares | Dental Chair-Spares | Dental Equiment | Main Location | 90330000 |  | FIFO | Anthos/Cefla | [8 empty] | 0 | 0 | 0 | 1 | 0 | 0 | [7 empty] | 1 |  | VICTOR/LU/SP/VICTOR CHAIR LIGHT UNIT PCB V97660050B
IM01977 | Dental Chair Spares-Anthos-Victor-Dental Magnetic Valve Dc24 V97720002 | 106001MAGNETICVALVEDC24V97720002 |  | A Class |  |  | I-Inventory | FG-Finish Good | R | Spares | Dental Chair-Spares | Dental Equiment | Main Location | 90330000 |  | FIFO | Anthos/Cefla | [8 empty] | 0 | 0 | 0 | 1 | 0 | 0 | [7 empty] | 1 |  | VICTOR/SP/DENTAL MAGNETIC VALVE DC24 V97720002
IM01978 | Dental Chair Spares-Avayana-Chair Booster Valve Knob | 203052DCBOOSTERVALVLEKNOB |  | A Class |  |  | I-Inventory | FG-Finish Good | C | Spares | Dental Chair-Spares | Dental Equiment | Main Location | 90330000 |  | FIFO | Confident | [8 empty] | 0 | 0 | 0 | 1 | 0 | 0 | [7 empty] | 1 |  | CN/DC/SP/CONFIDENT CHAIR BOOSTER VALVE KNOB
IM01979 | Dental Chair Spares-Dahe-Mobile Unit Portable Briefcase 3 Syringe With Tubing | 152101SYRINGEWITHTUBING |  | A Class |  |  | I-Inventory | FG-Finish Good | C | Spares | Dental Chair-Spares | Dental Equiment | Main Location | 90330000 |  | FIFO | Dahe | [8 empty] | 0 | 0 | 0 | 1 | 0 | 0 | [7 empty] | 1 |  | da/Pdc/Mobile Unit Portable Briefcase 3 Syringe With Tubing
IM01980 | Dental Chair Spares-Dahe-Mobile Unit Portable Briefcase Air On-Off Switch | 152101AIRONOFFSWITCH |  | A Class |  |  | I-Inventory | FG-Finish Good | R | Spares | Dental Chair-Spares | Dental Equiment | Main Location | 90330000 |  | FIFO | Dahe | [8 empty] | 0 | 0 | 0 | 1 | 0 | 0 | [7 empty] | 1 |  | Da/Pdc/Mobile Unit Portable Briefcase Air On/Off Switch
IM01981 | Dental Chair Spares-Dahe-Mobile Unit Portable Briefcase Bottle Foot Control | 152101BOTTLEFOOTCNTRL |  | A Class |  |  | I-Inventory | FG-Finish Good | R | Spares | Dental Chair-Spares | Dental Equiment | Main Location | 90330000 |  | FIFO | Dahe | [8 empty] | 0 | 0 | 0 | 1 | 0 | 0 | [7 empty] | 1 |  | DA/PDC/MOBILE UNIT PORTABLE BRIEFCASE BOTTLE FOOT CONTROL
IM01982 | Dental Chair Spares-Dahe-Mobile Unit Portable Briefcase Bottle Holder | 152101BOTTLEHOLDER |  | A Class |  |  | I-Inventory | FG-Finish Good | C | Spares | Dental Chair-Spares | Dental Equiment | Main Location | 90330000 |  | FIFO | Dahe | [8 empty] | 0 | 0 | 0 | 1 | 0 | 0 | [7 empty] | 1 |  | Da/Pdc/Mobile Unit Portable Briefcase Bottle Holder
IM01983 | Dental Chair Spares-Dahe-Mobile Unit Portable Briefcase Front Cover | 152101FRONTCOVER |  | A Class |  |  | I-Inventory | FG-Finish Good | R | Spares | Dental Chair-Spares | Dental Equiment | Main Location | 90330000 |  | FIFO | Dahe | [8 empty] | 0 | 0 | 0 | 1 | 0 | 0 | [7 empty] | 1 |  | Da/Pdc/Mobile Unit Portable Briefcase Front Cover
IM01984 | Dental Chair Spares-Dahe-Mobile Unit Portable Briefcase Low Suction Cannula With Tubing | 152101SUCIONCNNULAWITHTUBING |  | A Class |  |  | I-Inventory | FG-Finish Good | C | Spares | Dental Chair-Spares | Dental Equiment | Main Location | 90330000 |  | FIFO | Dahe | [8 empty] | 0 | 0 | 0 | 1 | 0 | 0 | [7 empty] | 1 |  | Da/Pdc/Mobile Unit Portable Briefcase Low Suction Cannula With Tubing
IM01985 | Dental Chair Spares-Dahe-Mobile Unit Portable Briefcase Suction Water Bottle | 152101SUCTIONWATERBOTTLE |  | A Class |  |  | I-Inventory | FG-Finish Good | R | Spares | Dental Chair-Spares | Dental Equiment | Main Location | 90330000 |  | FIFO | Dahe | [8 empty] | 0 | 0 | 0 | 1 | 0 | 0 | [7 empty] | 1 |  | Da/Pdc/Mobile Unit Portable Briefcase Suction Water Bottle
IM01986 | Dental Chair Spares-Dahe-Mobile Unit Portable Briefcase Water Controller | 152101WATERCNTRL |  | A Class |  |  | I-Inventory | FG-Finish Good | R | Spares | Dental Chair-Spares | Dental Equiment | Main Location | 90330000 |  | FIFO | Dahe | [8 empty] | 0 | 0 | 0 | 1 | 0 | 0 | [7 empty] | 1 |  | Da/Pdc/Mobile Unit Portable Briefcase Water Controller
IM01987 | Dental Chair Spares-Dahe-Mobile Unit Portable Briefcase WRV | 152101WRV |  | A Class |  |  | I-Inventory | FG-Finish Good | R | Spares | Dental Chair-Spares | Dental Equiment | Main Location | 90330000 |  | FIFO | Dahe | [8 empty] | 0 | 0 | 0 | 1 | 0 | 0 | [7 empty] | 1 |  | Da/Pdc/Mobile Unit Portable Briefcase Wrv
IM01988 | Dental Chair Spares-Dahe-Mobile Unit Portable Briefcase Bottle H/P Coupling With Tubing | 152101HPCOUPTUBING |  | A Class |  |  | I-Inventory | FG-Finish Good | C | Spares | Dental Chair-Spares | Dental Equiment | Main Location | 90330000 |  | FIFO | Dahe | [8 empty] | 0 | 0 | 0 | 1 | 0 | 0 | [7 empty] | 1 |  | DA/PDC/MOBILE UNIT PORTABLE BRIEFCASE BOTTLE H/P COUPLING WITH TUBING
IM01989 | Dental Chair Spares-Fengden-Aspire Chair Delivery Unit Power PCB | 121001DUPOWERPCB |  | A Class |  |  | I-Inventory | FG-Finish Good | R | Spares | Dental Chair-Spares | Dental Equiment | Main Location | 90330000 |  | FIFO | Fengdan | [8 empty] | 0 | 0 | 0 | 1 | 0 | 0 | [7 empty] | 1 |  | CHC SPARE-ASPIRE CHAIR DELIVERY UNIT POWER PCB
IM01990 | Dental Chair Spares-Fengden- Planet Chair Headrest Pillow Support | 121001PILOWSUPPORT |  | A Class |  |  | I-Inventory | FG-Finish Good | R | Spares | Dental Chair-Spares | Dental Equiment | Main Location | 90330000 |  | FIFO | Fengdan | [8 empty] | 0 | 0 | 0 | 1 | 0 | 0 | [7 empty] | 1 |  | FN/DC/FENGDEN PLANET CHAIR HEADREST PILLOW SUPPORT
IM01991 | Dental Chair Spares-Fengden-Fenfden Planet Delivery Unit Touch Panel PCB | 121001DUTPANELPCB |  | A Class |  |  | I-Inventory | FG-Finish Good | R | Spares | Dental Chair-Spares | Dental Equiment | Main Location | 90330000 |  | FIFO | Fengdan | [8 empty] | 0 | 0 | 0 | 1 | 0 | 0 | [7 empty] | 1 |  | FN/DC/SP/FENFDEN PLANET DELIVERY UNIT TOUCH PANEL PCB
IM01992 | Dental Chair Spares-Fengden-Fengdan Galaxy Plus Chair Right Side Arm Base Cover | 121001GLRIGHTARMBASECOVER |  | A Class |  |  | I-Inventory | FG-Finish Good | R | Spares | Dental Chair-Spares | Dental Equiment | Main Location | 90330000 |  | FIFO | Fengdan | [8 empty] | 0 | 0 | 0 | 1 | 0 | 0 | [7 empty] | 1 |  | FN/DC/SP/FENGDAN GALAXY PLUS CHAIR RIGHT SIDE ARM BASE COVER
IM01993 | Dental Chair Spares-Fengden- Chair Led Light Handle | 121001LEDLIGHTHANDLE |  | A Class |  |  | I-Inventory | FG-Finish Good | R | Spares | Dental Chair-Spares | Dental Equiment | Main Location | 90330000 |  | FIFO | Fengdan | [8 empty] | 0 | 0 | 0 | 1 | 0 | 0 | [7 empty] | 1 |  | FN/DC/SP/FENGDEN CHAIR LED LIGHT HANDLE
IM01994 | Dental Chair Spares-Fengden- Chair Plus Chair Led Light Bush-Brown | 121052LEDBUSHBROWN |  | A Class |  |  | I-Inventory | FG-Finish Good | C | Spares | Dental Chair-Spares | Dental Equiment | Main Location | 90330000 |  | FIFO | Fengdan | [8 empty] | 0 | 0 | 0 | 1 | 0 | 0 | [7 empty] | 1 |  | FN/DC/SP/FENGDEN CHAIR PLUS CHAIR LED LIGHT BUSH-BROWN
IM01995 | Dental Chair Spares-Fengden- Chair Plus Chair Led Light Bush-White | 121052LEDBUSHWHITE |  | A Class |  |  | I-Inventory | FG-Finish Good | C | Spares | Dental Chair-Spares | Dental Equiment | Main Location | 90330000 |  | FIFO | Fengdan | [8 empty] | 0 | 0 | 0 | 1 | 0 | 0 | [7 empty] | 1 |  | FN/DC/SP/FENGDEN CHAIR PLUS CHAIR LED LIGHT BUSH-WHITE
IM01996 | Dental Chair Spares-Fengden- Chair X-Ray Viewer | 121001XRAYVIEWER |  | A Class |  |  | I-Inventory | FG-Finish Good | R | Spares | Dental Chair-Spares | Dental Equiment | Main Location | 90330000 |  | FIFO | Fengdan | [8 empty] | 0 | 0 | 0 | 1 | 0 | 0 | [7 empty] | 1 |  | FN/DC/SP/FENGDEN CHAIR X-RAY VIEWER
IM01997 | Dental Chair Spares-Fengden- Delivery Unit Air Lock | 121001DUAIRLOCK |  | A Class |  |  | I-Inventory | FG-Finish Good | R | Spares | Dental Chair-Spares | Dental Equiment | Main Location | 90330000 |  | FIFO | Fengdan | [8 empty] | 0 | 0 | 0 | 1 | 0 | 0 | [7 empty] | 1 |  | FN/DC/SP/FENGDEN DELIVERY UNIT AIR LOCK
IM01998 | Dental Chair Spares-Fengden- Galaxy Chair Backrest Motor | 121001GLBACKRESTMOTOR |  | A Class |  |  | I-Inventory | FG-Finish Good | R | Spares | Dental Chair-Spares | Dental Equiment | Main Location | 90330000 |  | FIFO | Fengdan | [8 empty] | 0 | 0 | 0 | 1 | 0 | 0 | [7 empty] | 1 |  | FN/DC/SP/FENGDEN GALAXY CHAIR BACKREST MOTOR
IM01999 | Dental Chair Spares-Fengden- Galaxy Chair Backrest Upholstery Yellow | 121001GLCHBKRUPHOLYELLOW |  | A Class |  |  | I-Inventory | FG-Finish Good | R | Spares | Dental Chair-Spares | Dental Equiment | Main Location | 90330000 |  | FIFO | Fengdan | [8 empty] | 0 | 0 | 0 | 1 | 0 | 0 | [7 empty] | 1 |  | FN/DC/SP/FENGDEN GALAXY CHAIR BACKREST UPHOLSTERY YELLOW
IM02000 | Dental Chair Spares-Fengden- Galaxy Chair Stool Backrest Upholstery Apple Green P02 | 121037BACKRESTUPAPGREENP02 |  | A Class |  |  | I-Inventory | FG-Finish Good | R | Spares | Dental Chair-Spares | Dental Equiment | Main Location | 90330000 |  | FIFO | Fengdan | [5 empty] | NA |  |  | 0 | 0 | 0 | 1 | 0 | 0 | [7 empty] | 1 |  | FN/DC/SP/FENGDEN GALAXY CHAIR STOOL BACKREST UPHOLSTERY APPLE GREEN P02
IM02001 | Dental Chair Spares-Fengden- Galaxy Chair Stool Backrest Upholstery Light Blue P01 | 121037GLSTBKRUPHOLBLUEP01 |  | A Class |  |  | I-Inventory | FG-Finish Good | R | Spares | Dental Chair-Spares | Dental Equiment | Main Location | 90330000 |  | FIFO | Fengdan | [8 empty] | 0 | 0 | 0 | 1 | 0 | 0 | [7 empty] | 1 |  | FN/DC/SP/FENGDEN GALAXY CHAIR STOOL BACKREST UPHOLSTERY LIGHT BLUE P01
IM02002 | Dental Chair Spares-Fengden- Galaxy Chair Stool Seat Upholstery Light Blue P01 | 121037STSEATUPLBLP01 |  | A Class |  |  | I-Inventory | FG-Finish Good | R | Spares | Dental Chair-Spares | Dental Equiment | Main Location | 90330000 |  | FIFO | Fengdan | [8 empty] | 0 | 0 | 0 | 1 | 0 | 0 | [7 empty] | 1 |  | FN/DC/SP/FENGDEN GALAXY CHAIR STOOL SEAT UPHOLSTERY LIGHT BLUE P01
IM02003 | Dental Chair Spares-Fengden- Galaxy Chair Updown Motor | 121001GLUPDOWNMOTOR |  | A Class |  |  | I-Inventory | FG-Finish Good | R | Spares | Dental Chair-Spares | Dental Equiment | Main Location | 90330000 |  | FIFO | Fengdan | [8 empty] | 0 | 0 | 0 | 1 | 0 | 0 | [7 empty] | 1 |  | FN/DC/SP/FENGDEN GALAXY CHAIR UPDOWN MOTOR
IM02004 | Dental Chair Spares-Fengden- Galaxy Low Suction Cannula | 121001GLLOWSUCTIONCANNULA |  | A Class |  |  | I-Inventory | FG-Finish Good | R | Spares | Dental Chair-Spares | Dental Equiment | Main Location | 90330000 |  | FIFO | Fengdan | [8 empty] | 0 | 0 | 0 | 1 | 0 | 0 | [7 empty] | 1 |  | FN/DC/SP/FENGDEN GALAXY LOW SUCTION CANNULA
IM02005 | Dental Chair Spares-Fengden- Galaxy Plus Backrest Upholstery Cover | 121001GLBKRUPHCOVER |  | A Class |  |  | I-Inventory | FG-Finish Good | R | Spares | Dental Chair-Spares | Dental Equiment | Main Location | 90330000 |  | FIFO | Fengdan | [8 empty] | 0 | 0 | 0 | 1 | 0 | 0 | [7 empty] | 1 |  | FN/DC/SP/FENGDEN GALAXY PLUS BACKREST UPHOLSTERY COVER
IM02006 | Dental Chair Spares-Fengden- Galaxy Plus Base Back Floor Cover | 121001GLBASEFLCOVER |  | A Class |  |  | I-Inventory | FG-Finish Good | R | Spares | Dental Chair-Spares | Dental Equiment | Main Location | 90330000 |  | FIFO | Fengdan | [8 empty] | 0 | 0 | 0 | 1 | 0 | 0 | [7 empty] | 1 |  | FN/DC/SP/FENGDEN GALAXY PLUS BASE BACK FLOOR COVER
IM02007 | Dental Chair Spares-Fengden- Galaxy Plus Chair Backrest Lower Cover | 121001BKRTLOWERCOVER |  | A Class |  |  | I-Inventory | FG-Finish Good | C | Spares | Dental Chair-Spares | Dental Equiment | Main Location | 90330000 |  | FIFO | Fengdan | [8 empty] | 0 | 0 | 0 | 1 | 0 | 0 | [7 empty] | 1 |  | FN/DC/SP/FENGDEN GALAXY PLUS CHAIR BACKREST LOWER COVER
IM02008 | Dental Chair Spares-Fengden- Galaxy Plus Chair Seat Upholstery Lower Cover | 121001SEATUPHOLLOCOVER |  | A Class |  |  | I-Inventory | FG-Finish Good | R | Spares | Dental Chair-Spares | Dental Equiment | Main Location | 90330000 |  | FIFO | Fengdan | [8 empty] | 0 | 0 | 0 | 1 | 0 | 0 | [7 empty] | 1 |  | FN/DC/SP/FENGDEN GALAXY PLUS CHAIR SEAT UPHOLSTERY LOWER COVER
IM02009 | Dental Chair Spares-Fengden- Galaxy Plus Delivery Touch Panel Sticker | 121001GLTOUCHPANELSTICKER |  | A Class |  |  | I-Inventory | FG-Finish Good | R | Spares | Dental Chair-Spares | Dental Equiment | Main Location | 90330000 |  | FIFO | Fengdan | [8 empty] | 0 | 0 | 0 | 1 | 0 | 0 | [7 empty] | 1 |  | FN/DC/SP/FENGDEN GALAXY PLUS DELIVERY TOUCH PANEL STICKER
IM02010 | Dental Chair Spares-Fengden- Galaxy Plus Delivery Unit PCB | 121001DELIVERYUNITPCB |  | A Class |  |  | I-Inventory | FG-Finish Good | R | Spares | Dental Chair-Spares | Dental Equiment | Main Location | 90330000 |  | FIFO | Fengdan | [8 empty] | 0 | 0 | 0 | 1 | 0 | 0 | [7 empty] | 1 |  | FN/DC/SP/FENGDEN GALAXY PLUS DELIVERY UNIT PCB
IM02011 | Dental Chair Spares-Fengden- Galaxy Plus Delivery Unit Tray | 121001GLDUTRAY |  | A Class |  |  | I-Inventory | FG-Finish Good | R | Spares | Dental Chair-Spares | Dental Equiment | Main Location | 90330000 |  | FIFO | Fengdan | [8 empty] | 0 | 0 | 0 | 1 | 0 | 0 | [7 empty] | 1 |  | FN/DC/SP/FENGDEN GALAXY PLUS DELIVERY UNIT TRAY
IM02012 | Dental Chair Spares-Fengden- Galaxy Plus Front Base Cover | 121001GLFRBASECOVER |  | A Class |  |  | I-Inventory | FG-Finish Good | R | Spares | Dental Chair-Spares | Dental Equiment | Main Location | 90330000 |  | FIFO | Fengdan | [8 empty] | 0 | 0 | 0 | 1 | 0 | 0 | [7 empty] | 1 |  | FN/DC/SP/FENGDEN GALAXY PLUS FRONT BASE COVER
IM02013 | Dental Chair Spares-Fengden- Galaxy Plus Headrest Cover | 121001GLHDRCOVER |  | A Class |  |  | I-Inventory | FG-Finish Good | R | Spares | Dental Chair-Spares | Dental Equiment | Main Location | 90330000 |  | FIFO | Fengdan | [8 empty] | 0 | 0 | 0 | 1 | 0 | 0 | [7 empty] | 1 |  | FN/DC/SP/FENGDEN GALAXY PLUS HEADREST COVER
IM02014 | Dental Chair Spares-Fengden- Galaxy Plus High Suction Cannula | 121001GLHIGHSUCTIONCANNULA |  | A Class |  |  | I-Inventory | FG-Finish Good | R | Spares | Dental Chair-Spares | Dental Equiment | Main Location | 90330000 |  | FIFO | Fengdan | [8 empty] | 0 | 0 | 0 | 1 | 0 | 0 | [7 empty] | 1 |  | FN/DC/SP/FENGDEN GALAXY PLUS HIGH SUCTION CANNULA
IM02015 | Dental Chair Spares-Fengden- Galaxy Plus Main PCB Fd03 | 121001GLMAINPCBFD03 |  | A Class |  |  | I-Inventory | FG-Finish Good | R | Spares | Dental Chair-Spares | Dental Equiment | Main Location | 90330000 |  | FIFO | Fengdan | [8 empty] | 0 | 0 | 0 | 1 | 0 | 0 | [7 empty] | 1 |  | FN/DC/SP/FENGDEN GALAXY PLUS MAIN PCB FD03
IM02016 | Dental Chair Spares-Fengden- Galaxy Plus Water Unit Body | 121001GLWUBODY |  | A Class |  |  | I-Inventory | FG-Finish Good | R | Spares | Dental Chair-Spares | Dental Equiment | Main Location | 90330000 |  | FIFO | Fengdan | [8 empty] | 0 | 0 | 0 | 1 | 0 | 0 | [7 empty] | 1 |  | FN/DC/SP/FENGDEN GALAXY PLUS WATER UNIT BODY
IM02017 | Dental Chair Spares-Fengden- Galaxy Plus Water Unit Body Without Side Cover | 121001GLPLUSWUWOSIDECOVER |  | A Class |  |  | I-Inventory | FG-Finish Good | R | Spares | Dental Chair-Spares | Dental Equiment | Main Location | 90330000 |  | FIFO | Fengdan | [8 empty] | 0 | 0 | 0 | 1 | 0 | 0 | [7 empty] | 1 |  | FN/DC/SP/FENGDEN GALAXY PLUS WATER UNIT BODY WITHOUT SIDE COVER
IM02018 | Dental Chair Spares-Fengden- Galaxy Stool Backrest Upholstery Back Cover | 121001GLSTUPLBACKCOVER |  | A Class |  |  | I-Inventory | FG-Finish Good | R | Spares | Dental Chair-Spares | Dental Equiment | Main Location | 90330000 |  | FIFO | Fengdan | [8 empty] | 0 | 0 | 0 | 1 | 0 | 0 | [7 empty] | 1 |  | FN/DC/SP/FENGDEN GALAXY STOOL BACKREST UPHOLSTERY BACK COVER
IM02019 | Dental Chair Spares-Fengden- Galaxy Stool Seat Lower Cover | 121037GLLOWERCOVER |  | A Class |  |  | I-Inventory | FG-Finish Good | R | Spares | Dental Chair-Spares | Dental Equiment | Main Location | 90330000 |  | FIFO | Fengdan | [8 empty] | 0 | 0 | 0 | 1 | 0 | 0 | [7 empty] | 1 |  | FN/DC/SP/FENGDEN GALAXY STOOL SEAT LOWER COVER
IM02020 | Dental Chair Spares-Fengden- Galxy Chair Backrest Pholstery Blue P01 | 121001GALXYBCKPHLSTYBLUEP01 |  | A Class |  |  | I-Inventory | TG-Trading Good |  | Spares | Dental Chair-Spares | Dental Equiment | Main Location | 90330000 |  | FIFO | Fengdan | [8 empty] | 0 | 0 | 0 | 1 | 0 | 0 | [7 empty] | 1 |  | FN/DC/SP/FENGDEN GALXY CHAIR BACKREST PHOLSTERY BLUE P01
IM02021 | Dental Chair Spares-Fengden- Planet Backrest Upholstery Cover | 121001PLBKRUPHCOVER |  | A Class |  |  | I-Inventory | FG-Finish Good | R | Spares | Dental Chair-Spares | Dental Equiment | Main Location | 90330000 |  | FIFO | Fengdan | [8 empty] | 0 | 0 | 0 | 1 | 0 | 0 | [7 empty] | 1 |  | FN/DC/SP/FENGDEN PLANET BACKREST UPHOLSTERY COVER
IM02022 | Dental Chair Spares-Fengden- Planet Chair Assistant Side Sticker | 121001ASSSIDESTICKER |  | A Class |  |  | I-Inventory | FG-Finish Good | R | Spares | Dental Chair-Spares | Dental Equiment | Main Location | 90330000 |  | FIFO | Fengdan | [8 empty] | 0 | 0 | 0 | 1 | 0 | 0 | [7 empty] | 1 |  | FN/DC/SP/FENGDEN PLANET CHAIR ASSISTANT SIDE STICKER
IM02023 | Dental Chair Spares-Fengden- Planet Chair Base Back Floor Cover | 121001PLBASEFLCOVER |  | A Class |  |  | I-Inventory | FG-Finish Good | R | Spares | Dental Chair-Spares | Dental Equiment | Main Location | 90330000 |  | FIFO | Fengdan | [8 empty] | 0 | 0 | 0 | 1 | 0 | 0 | [7 empty] | 1 |  | FN/DC/SP/FENGDEN PLANET CHAIR BASE BACK FLOOR COVER
IM02024 | Dental Chair Spares-Fengden- Planet Chair Base Cover | 121001PLBASECOVER |  | A Class |  |  | I-Inventory | FG-Finish Good | R | Spares | Dental Chair-Spares | Dental Equiment | Main Location | 90330000 |  | FIFO | Fengdan | [8 empty] | 0 | 0 | 0 | 1 | 0 | 0 | [7 empty] | 1 |  | FN/DC/SP/FENGDEN PLANET CHAIR BASE COVER
IM02025 | Dental Chair Spares-Fengden- Planet Chair Left Arm Base Cover | 121001LEFTARMBASECOVER |  | A Class |  |  | I-Inventory | FG-Finish Good | C | Spares | Dental Chair-Spares | Dental Equiment | Main Location | 90330000 |  | FIFO | Fengdan | [8 empty] | 0 | 0 | 0 | 1 | 0 | 0 | [7 empty] | 1 |  | FN/DC/SP/FENGDEN PLANET CHAIR LEFT ARM BASE COVER
IM02026 | Dental Chair Spares-Fengden- Planet Chair Right Arm Base Cover | 121001RIGHTARMBASECOVER |  | A Class |  |  | I-Inventory | FG-Finish Good | R | Spares | Dental Chair-Spares | Dental Equiment | Main Location | 90330000 |  | FIFO | Fengdan | [8 empty] | 0 | 0 | 0 | 1 | 0 | 0 | [7 empty] | 1 |  | FN/DC/SP/FENGDEN PLANET CHAIR RIGHT ARM BASE COVER
IM02027 | Dental Chair Spares-Fengden- Planet Delivery Touch Panel Sticker | 121001PLTOUCHPANELSTICKER |  | A Class |  |  | I-Inventory | FG-Finish Good | C | Spares | Dental Chair-Spares | Dental Equiment | Main Location | 90330000 |  | FIFO | Fengdan | [8 empty] | 0 | 0 | 0 | 1 | 0 | 0 | [7 empty] | 1 |  | FN/DC/SP/FENGDEN PLANET DELIVERY TOUCH PANEL STICKER
IM02028 | Dental Chair Spares-Fengden- Planet Front Base Cover | 121001PLTRANSCOVER |  | A Class |  |  | I-Inventory | FG-Finish Good | R | Spares | Dental Chair-Spares | Dental Equiment | Main Location | 90330000 |  | FIFO | Fengdan | [8 empty] | 0 | 0 | 0 | 1 | 0 | 0 | [7 empty] | 1 |  | FN/DC/SP/FENGDEN PLANET FRONT BASE COVER
IM02029 | Dental Chair Spares-Fengden- Planet Headrest Cover | 121001PLHDRCOVER |  | A Class |  |  | I-Inventory | FG-Finish Good | R | Spares | Dental Chair-Spares | Dental Equiment | Main Location | 90330000 |  | FIFO | Fengdan | [8 empty] | 0 | 0 | 0 | 1 | 0 | 0 | [7 empty] | 1 |  | FN/DC/SP/FENGDEN PLANET HEADREST COVER
IM02030 | Dental Chair Spares-Fengden- Planet High Suction Cannula | 121001PLHIGHSUCTIONCANNULA |  | A Class |  |  | I-Inventory | FG-Finish Good | R | Spares | Dental Chair-Spares | Dental Equiment | Main Location | 90330000 |  | FIFO | Fengdan | [8 empty] | 0 | 0 | 0 | 1 | 0 | 0 | [7 empty] | 1 |  | FN/DC/SP/FENGDEN PLANET HIGH SUCTION CANNULA
IM02031 | Dental Chair Spares-Fengden- Planet High Suction Tubing | 121001PLHIGHSUCTIONTUBING |  | A Class |  |  | I-Inventory | FG-Finish Good | R | Spares | Dental Chair-Spares | Dental Equiment | Main Location | 90330000 |  | FIFO | Fengdan | [8 empty] | 0 | 0 | 0 | 1 | 0 | 0 | [7 empty] | 1 |  | FN/DC/SP/FENGDEN PLANET HIGH SUCTION TUBING
IM02032 | Dental Chair Spares-Fengden- Planet Left Side Hand Rest Arm | 121001PLLSIDEARMREST |  | A Class |  |  | I-Inventory | FG-Finish Good | R | Spares | Dental Chair-Spares | Dental Equiment | Main Location | 90330000 |  | FIFO | Fengdan | [8 empty] | 0 | 0 | 0 | 1 | 0 | 0 | [7 empty] | 1 |  | FN/DC/SP/FENGDEN PLANET LEFT SIDE HAND REST ARM
IM02033 | Dental Chair Spares-Fengden- Planet Low Suction Cannula | 121001PLLOWSUCTIONCANNULA |  | A Class |  |  | I-Inventory | FG-Finish Good | R | Spares | Dental Chair-Spares | Dental Equiment | Main Location | 90330000 |  | FIFO | Fengdan | [8 empty] | 0 | 0 | 0 | 1 | 0 | 0 | [7 empty] | 1 |  | FN/DC/SP/FENGDEN PLANET LOW SUCTION CANNULA
IM02034 | Dental Chair Spares-Fengden- Planet Low Suction Tubing | 121001PLLOWSUCTIONTUBING |  | A Class |  |  | I-Inventory | FG-Finish Good | R | Spares | Dental Chair-Spares | Dental Equiment | Main Location | 90330000 |  | FIFO | Fengdan | [8 empty] | 0 | 0 | 0 | 1 | 0 | 0 | [7 empty] | 1 |  | FN/DC/SP/FENGDEN PLANET LOW SUCTION TUBING
IM02035 | Dental Chair Spares-Fengden- Planet Main PCB Fd02 | 121001PLMAINPCBFD02 |  | A Class |  |  | I-Inventory | FG-Finish Good | R | Spares | Dental Chair-Spares | Dental Equiment | Main Location | 90330000 |  | FIFO | Fengdan | [8 empty] | 0 | 0 | 0 | 1 | 0 | 0 | [7 empty] | 1 |  | FN/DC/SP/FENGDEN PLANET MAIN PCB FD02
IM02036 | Dental Chair Spares-Fengden- Planet Right Side Hand Rest Arm | 121001PLRSIDEARMREST |  | A Class |  |  | I-Inventory | FG-Finish Good | R | Spares | Dental Chair-Spares | Dental Equiment | Main Location | 90330000 |  | FIFO | Fengdan | [8 empty] | 0 | 0 | 0 | 1 | 0 | 0 | [7 empty] | 1 |  | FN/DC/SP/FENGDEN PLANET RIGHT SIDE HAND REST ARM
IM02037 | Dental Chair Spares-Fengden- Planet Up Down Motor | 121001PLUPDOWNMOTOR |  | A Class |  |  | I-Inventory | FG-Finish Good | R | Spares | Dental Chair-Spares | Dental Equiment | Main Location | 90330000 |  | FIFO | Fengdan | [8 empty] | 0 | 0 | 0 | 1 | 0 | 0 | [7 empty] | 1 |  | FN/DC/SP/FENGDEN PLANET UP DOWN MOTOR
IM02038 | Dental Chair Spares-Fengden- Planet Water Unit Body | 121001PLWUBODY |  | A Class |  |  | I-Inventory | FG-Finish Good | R | Spares | Dental Chair-Spares | Dental Equiment | Main Location | 90330000 |  | FIFO | Fengdan | [8 empty] | 0 | 0 | 0 | 1 | 0 | 0 | [7 empty] | 1 |  | FN/DC/SP/FENGDEN PLANET WATER UNIT BODY
IM02039 | Dental Chair Spares-Fengden- Planet Water Unit Side Cover | 121001PLWUSIDECOVER |  | A Class |  |  | I-Inventory | FG-Finish Good | R | Spares | Dental Chair-Spares | Dental Equiment | Main Location | 90330000 |  | FIFO | Fengdan | [8 empty] | 0 | 0 | 0 | 1 | 0 | 0 | [7 empty] | 1 |  | FN/DC/SP/FENGDEN PLANET WATER UNIT SIDE COVER
IM02040 | Dental Chair Spares-Fengden-Galaxy/Planet Chair Delivery Unt Arm Bush Lock | 121001GLPLDUARMBUSHLOCK |  | A Class |  |  | I-Inventory | FG-Finish Good | R | Spares | Dental Chair-Spares | Dental Equiment | Main Location | 90330000 |  | FIFO | Fengdan | [8 empty] | 0 | 0 | 0 | 1 | 0 | 0 | [7 empty] | 1 |  | FN/DC/GALAXY/PLANET CHAIR DELIVERY UNT ARM BUSH LOCK
IM02041 | Dental Chair Spares-Fengden- Galaxy Plus D/U Lower Cover | 121001GLDULOCOVER |  | A Class |  |  | I-Inventory | FG-Finish Good | R | Spares | Dental Chair-Spares | Dental Equiment | Main Location | 90330000 |  | FIFO | Fengdan | [8 empty] | 0 | 0 | 0 | 1 | 0 | 0 | [7 empty] | 1 |  | FN/DC/SP/FENGDEN GALAXY PLUS D/U LOWER COVER
IM02042 | Dental Chair Spares-Fengden- Galaxy Plus D/U Upper Cover | 121001GLDUUPCOVER |  | A Class |  |  | I-Inventory | FG-Finish Good | R | Spares | Dental Chair-Spares | Dental Equiment | Main Location | 90330000 |  | FIFO | Fengdan | [8 empty] | 0 | 0 | 0 | 1 | 0 | 0 | [7 empty] | 1 |  | FN/DC/SP/FENGDEN GALAXY PLUS D/U UPPER COVER
IM02043 | Dental Chair Spares-Fengden- Galaxy Plus W/U PCB Fd03 | 121001GLWUPCBFD03 |  | A Class |  |  | I-Inventory | FG-Finish Good | R | Spares | Dental Chair-Spares | Dental Equiment | Main Location | 90330000 |  | FIFO | Fengdan | [8 empty] | 0 | 0 | 0 | 1 | 0 | 0 | [7 empty] | 1 |  | FN/DC/SP/FENGDEN GALAXY PLUS W/U PCB FD03
IM02044 | Dental Chair Spares-Fengden- Galaxy Plus W/U Side Cover (Inside) | 121001WUSIDECOVERINSIDE |  | A Class |  |  | I-Inventory | FG-Finish Good | R | Spares | Dental Chair-Spares | Dental Equiment | Main Location | 90330000 |  | FIFO | Fengdan | [8 empty] | 0 | 0 | 0 | 1 | 0 | 0 | [7 empty] | 1 |  | FN/DC/SP/FENGDEN GALAXY PLUS W/U SIDE COVER (INSIDE)
IM02045 | Dental Chair Spares-Fengden- Galaxy Plus W/U Side Cover (Outside) | 121001WUSIDECOVEROUTSIDE |  | A Class |  |  | I-Inventory | FG-Finish Good | R | Spares | Dental Chair-Spares | Dental Equiment | Main Location | 90330000 |  | FIFO | Fengdan | [8 empty] | 0 | 0 | 0 | 1 | 0 | 0 | [7 empty] | 1 |  | FN/DC/SP/FENGDEN GALAXY PLUS W/U SIDE COVER (OUTSIDE)
IM02046 | Dental Chair Spares-Fengden- Galaxy/Planet Chair Stool Base Clamp | 121001GLPLSTOOLBASECLAMP |  | A Class |  |  | I-Inventory | FG-Finish Good | R | Spares | Dental Chair-Spares | Dental Equiment | Main Location | 90330000 |  | FIFO | Fengdan | [8 empty] | 0 | 0 | 0 | 1 | 0 | 0 | [7 empty] | 1 |  | FN/DC/SP/FENGDEN GALAXY/PLANET CHAIR STOOL BASE CLAMP
IM02047 | Dental Chair Spares-Fengden-Galaxy Chair Seat Uphol. Diamond Blue P04 | 121001CHUPGLDIAMONBLUEP04 |  | A Class |  |  | I-Inventory | FG-Finish Good | R | Spares | Dental Chair-Spares | Dental Equiment | Main Location | 90330000 |  | FIFO | Fengdan | [8 empty] | 0 | 0 | 0 | 1 | 0 | 0 | [7 empty] | 1 |  | FN/DC/SP/GALAXY CHAIR SEAT UPHOL. DIAMOND BLUE P04
IM02048 | Dental Chair Spares-Fengden-Galaxy Plus Chair Backrest Support Clamp Cover | 121001GLBKRTSUPPCLAMPCOVER |  | A Class |  |  | I-Inventory | FG-Finish Good | R | Spares | Dental Chair-Spares | Dental Equiment | Main Location | 90330000 |  | FIFO | Fengdan | [8 empty] | 0 | 0 | 0 | 1 | 0 | 0 | [7 empty] | 1 |  | FN/DC/SP/GALAXY PLUS CHAIR BACKREST SUPPORT CLAMP COVER
IM02049 | Dental Chair Spares-Fengden-Galaxy Plus Chair Left Side Arm Base Cover | 121001GLLEFTARMBASECOVER |  | A Class |  |  | I-Inventory | FG-Finish Good | R | Spares | Dental Chair-Spares | Dental Equiment | Main Location | 90330000 |  | FIFO | Fengdan | [8 empty] | 0 | 0 | 0 | 1 | 0 | 0 | [7 empty] | 1 |  | FN/DC/SP/GALAXY PLUS CHAIR LEFT SIDE ARM BASE COVER
IM02050 | Dental Chair Spares-Fengden-Galaxy Plus Chair Up Down Motor Hidden Lower Cover | 121001UPDOWNMTRLOWERCOVER |  | A Class |  |  | I-Inventory | FG-Finish Good | R | Spares | Dental Chair-Spares | Dental Equiment | Main Location | 90330000 |  | FIFO | Fengdan | [8 empty] | 0 | 0 | 0 | 1 | 0 | 0 | [7 empty] | 1 |  | FN/DC/SP/GALAXY PLUS CHAIR UP DOWN MOTOR HIDDEN LOWER COVER
IM02051 | Dental Chair Spares-Fengden-Galaxy Plus Chair Up Down Motor Hidden Upper Cover | 121001UPDOWNMTRUPPERCOVER |  | A Class |  |  | I-Inventory | FG-Finish Good | R | Spares | Dental Chair-Spares | Dental Equiment | Main Location | 90330000 |  | FIFO | Fengdan | [8 empty] | 0 | 0 | 0 | 1 | 0 | 0 | [7 empty] | 1 |  | FN/DC/SP/GALAXY PLUS CHAIR UP DOWN MOTOR HIDDEN UPPER COVER
IM02052 | Dental Chair Spares-Fengden-New Planet Backrest Support Clamp Cover | 121001PLBKRTSUPPCLAMPCOVER |  | A Class |  |  | I-Inventory | FG-Finish Good | R | Spares | Dental Chair-Spares | Dental Equiment | Main Location | 90330000 |  | FIFO | Fengdan | [8 empty] | 0 | 0 | 0 | 1 | 0 | 0 | [7 empty] | 1 |  | FN/DC/SP/NEW PLANET BACKREST SUPPORT CLAMP COVER
IM02053 | Dental Chair Spares-Fengden-New Planet Chair Backrest Metal Support Cover | 121001UPHOLLOWERCOVER |  | A Class |  |  | I-Inventory | FG-Finish Good | R | Spares | Dental Chair-Spares | Dental Equiment | Main Location | 90330000 |  | FIFO | Fengdan | [8 empty] | 0 | 0 | 0 | 1 | 0 | 0 | [7 empty] | 1 |  | FN/DC/SP/NEW PLANET CHAIR BACKREST METAL SUPPORT COVER
IM02054 | Dental Chair Spares-Fengden-water Unit Solenoid Vavle | 121001WUSOLENOIDVALVE |  | A Class |  |  | I-Inventory | FG-Finish Good | R | Spares | Dental Chair-Spares | Dental Equiment | Main Location | 90330000 |  | FIFO | Fengdan | [8 empty] | 0 | 0 | 0 | 1 | 0 | 0 | [7 empty] | 1 |  | FN/DC/SPWATER UNIT SOLENOID VAVLE
IM02055 | Dental Chair Spares-Fengden-Fengden Planet Chair Stool Seat Upolstery Orange P06 | 121037STUPPLSEATORANGEP06 |  | A Class |  |  | I-Inventory | FG-Finish Good | R | Spares | Dental Chair-Spares | Dental Equiment | Main Location | 90330000 |  | FIFO | Fengdan | [8 empty] | 0 | 0 | 0 | 1 | 0 | 0 | [7 empty] | 1 |  | FN/DS/SP/FENGDEN PLANET CHAIR STOOL SEAT UPOLSTERY ORANGE P06
IM02056 | Dental Chair Spares-Fengden- Planet Galaxy D/U Arm Cap | 121001PLGLDUARMCAP |  | A Class |  |  | I-Inventory | FG-Finish Good | R | Spares | Dental Chair-Spares | Dental Equiment | Main Location | 90330000 |  | FIFO | Fengdan | [8 empty] | 0 | 0 | 0 | 1 | 0 | 0 | [7 empty] | 1 |  | FN/DC/SP/FENGDEN PLANET GALAXY D/U ARM CAP
IM02057 | Dental Chair Spares-Fengden-Fengden Stool Seat Upholstery Middle Blue | 121037STOOLUPMIDDLEBLUE |  | A Class |  |  | I-Inventory | FG-Finish Good | R | Spares | Dental Chair-Spares | Dental Equiment | Main Location | 90330000 |  | FIFO | Fengdan | [8 empty] | 0 | 0 | 0 | 1 | 0 | 0 | [7 empty] | 1 |  | FN/DS/SP/FENGDEN STOOL SEAT UPHOLSTERY MIDDLE BLUE
IM02058 | Dental Chair Spares-Fengden-Dentist Asst Chair Backrest Uphol. Diamond Blue P04 | 121037BKRUPDBLUEP04 |  | A Class |  |  | I-Inventory | FG-Finish Good | R | Spares | Dental Chair-Spares | Dental Equiment | Main Location | 90330000 |  | FIFO | Fengdan | [8 empty] | 0 | 0 | 0 | 1 | 0 | 0 | [7 empty] | 1 |  | FN/ST/SP/DENTIST ASST CHAIR BACKREST UPHOL. DIAMOND BLUE P04
IM02059 | Dental Chair Spares-Fengden-Dentist Asst Chair Seat Uphol. Diamond Blue P04 | 121037SEATUPDBLUEP04 |  | A Class |  |  | I-Inventory | FG-Finish Good | R | Spares | Dental Chair-Spares | Dental Equiment | Main Location | 90330000 |  | FIFO | Fengdan | [8 empty] | 0 | 0 | 0 | 1 | 0 | 0 | [7 empty] | 1 |  | FN/ST/SP/DENTIST ASST CHAIR SEAT UPHOL. DIAMOND BLUE P04
IM02060 | Dental Chair Spares-Fengden-Dentist Asst. Chair Backrest Upholstery Light Green P03 | 121037UPHOLLGREEBP03 |  | A Class |  |  | I-Inventory | FG-Finish Good | R | Spares | Dental Chair-Spares | Dental Equiment | Main Location | 90330000 |  | FIFO | Fengdan | [8 empty] | 0 | 0 | 0 | 1 | 0 | 0 | [7 empty] | 1 |  | FN/ST/SP/DENTIST ASST. CHAIR BACKREST UPHOLSTERY LIGHT GREEN P03
IM02061 | Dental Chair Spares-Fengden-Dentist Asst. Chair Galaxy Seat Upholstery Apple Green P02 | 121037SEATUPAPGREENP02 |  | A Class |  |  | I-Inventory | FG-Finish Good | R | Spares | Dental Chair-Spares | Dental Equiment | Main Location | 90330000 |  | FIFO | Fengdan | [8 empty] | 0 | 0 | 0 | 1 | 0 | 0 | [7 empty] | 1 |  | FN/ST/SP/DENTIST ASST. CHAIR GALAXY SEAT UPHOLSTERY APPLE GREEN P02
IM02062 | Dental Chair Spares-Fengden-Dentist Asst. Chair Seat Upholstery Light Green P03 | 121037SEATUPLGREENP03 |  | A Class |  |  | I-Inventory | FG-Finish Good | R | Spares | Dental Chair-Spares | Dental Equiment | Main Location | 90330000 |  | FIFO | Fengdan | [8 empty] | 0 | 0 | 0 | 1 | 0 | 0 | [7 empty] | 1 |  | FN/ST/SP/DENTIST ASST. CHAIR SEAT UPHOLSTERY LIGHT GREEN P03
IM02063 | Dental Chair Spares-Fengden- Planet Planet/Galaxy Plus Transformer | 121001PLUSTRANSFORMER |  | A Class |  |  | I-Inventory | FG-Finish Good | R | Spares | Dental Chair-Spares | Dental Equiment | Main Location | 90330000 |  | FIFO | Fengdan | [8 empty] | 0 | 0 | 0 | 1 | 0 | 0 | [7 empty] | 1 |  | FN/DC/SP/FENGDEN PLANET PLANET/GALAXY PLUS TRANSFORMER
IM02064 | Dental Chair Spares-Fengden- Planet W/U PCB Fd02 | 121001GLPLWUPCBFD02 |  | A Class |  |  | I-Inventory | FG-Finish Good | R | Spares | Dental Chair-Spares | Dental Equiment | Main Location | 90330000 |  | FIFO | Fengdan | [8 empty] | 0 | 0 | 0 | 1 | 0 | 0 | [7 empty] | 1 |  | FN/DC/SP/FENGDEN PLANET W/U PCB FD02
IM02065 | Dental Chair Spares-Fengden- Planet/Galaxy Chair Delivery Unit Support Clamp | 121052DELUNITSUPPORTCLAMP |  | A Class |  |  | I-Inventory | FG-Finish Good | C | Spares | Dental Chair-Spares | Dental Equiment | Main Location | 90330000 |  | FIFO | Fengdan | [8 empty] | 0 | 0 | 0 | 1 | 0 | 0 | [7 empty] | 1 |  | FN/DC/SP/FENGDEN PLANET/GALAXY CHAIR DELIVERY UNIT SUPPORT CLAMP
IM02066 | Dental Chair Spares-Fengden- Planet/Galaxy Led Light Without PCB,Led,Sensor | 121001GALXYLEDLGTWOPCBLEDSENSR |  | A Class |  |  | I-Inventory | TG-Trading Good |  | Spares | Dental Chair-Spares | Dental Equiment | Main Location | 90330000 |  | FIFO | Fengdan | [8 empty] | 0 | 0 | 0 | 1 | 0 | 0 | [7 empty] | 1 |  | FN/DC/SP/FENGDEN PLANET/GALAXY LED LIGHT WITHOUT PCB,LED,SENSOR
IM02067 | Dental Chair Spares-Fengden- Planet/Galaxy Plus 3 In 1 Valve | 1210013IN1VALVE |  | A Class |  |  | I-Inventory | FG-Finish Good | R | Spares | Dental Chair-Spares | Dental Equiment | Main Location | 90330000 |  | FIFO | Fengdan | [8 empty] | 0 | 0 | 0 | 1 | 0 | 0 | [7 empty] | 1 |  | FN/DC/SP/FENGDEN PLANET/GALAXY PLUS 3 IN 1 VALVE
IM02068 | Dental Chair Spares-Fengden- Planet/Galaxy Plus 4 Pin Valve | 1210014PINVALVE |  | A Class |  |  | I-Inventory | FG-Finish Good | R | Spares | Dental Chair-Spares | Dental Equiment | Main Location | 90330000 |  | FIFO | Fengdan | [8 empty] | 0 | 0 | 0 | 1 | 0 | 0 | [7 empty] | 1 |  | FN/DC/SP/FENGDEN PLANET/GALAXY PLUS 4 PIN VALVE
IM02069 | Dental Chair Spares-Fengden- Planet/Galaxy Plus 6 Pin Valve | 1210016PINVALVE |  | A Class |  |  | I-Inventory | FG-Finish Good | R | Spares | Dental Chair-Spares | Dental Equiment | Main Location | 90330000 |  | FIFO | Fengdan | [8 empty] | 0 | 0 | 0 | 1 | 0 | 0 | [7 empty] | 1 |  | FN/DC/SP/FENGDEN PLANET/GALAXY PLUS 6 PIN VALVE
IM02070 | Dental Chair Spares-Fengden- Planet/Galaxy Plus 6 Way Valve | 1210016WAYVALVE |  | A Class |  |  | I-Inventory | FG-Finish Good | R | Spares | Dental Chair-Spares | Dental Equiment | Main Location | 90330000 |  | FIFO | Fengdan | [8 empty] | 0 | 0 | 0 | 1 | 0 | 0 | [7 empty] | 1 |  | FN/DC/SP/FENGDEN PLANET/GALAXY PLUS 6 WAY VALVE
IM02071 | Dental Chair Spares-Fengden- Planet/Galaxy Plus Air Cylinder | 121001AIRCYLINDER |  | A Class |  |  | I-Inventory | FG-Finish Good | R | Spares | Dental Chair-Spares | Dental Equiment | Main Location | 90330000 |  | FIFO | Fengdan | [8 empty] | 0 | 0 | 0 | 1 | 0 | 0 | [7 empty] | 1 |  | FN/DC/SP/FENGDEN PLANET/GALAXY PLUS AIR CYLINDER
IM02072 | Dental Chair Spares-Fengden- Planet/Galaxy Plus Air Regulation N Valve(5M) | 121001AIRREGULATIONVALVE |  | A Class |  |  | I-Inventory | FG-Finish Good | R | Spares | Dental Chair-Spares | Dental Equiment | Main Location | 90330000 |  | FIFO | Fengdan | [8 empty] | 0 | 0 | 0 | 1 | 0 | 0 | [7 empty] | 1 |  | FN/DC/SP/FENGDEN PLANET/GALAXY PLUS AIR REGULATION N VALVE(5M)
IM02073 | Dental Chair Spares-Fengden- Planet/Galaxy Plus Assistant Side PCB | 121001ASSTSIDEPCB |  | A Class |  |  | I-Inventory | FG-Finish Good | R | Spares | Dental Chair-Spares | Dental Equiment | Main Location | 90330000 |  | FIFO | Fengdan | [8 empty] | 0 | 0 | 0 | 1 | 0 | 0 | [7 empty] | 1 |  | FN/DC/SP/FENGDEN PLANET/GALAXY PLUS ASSISTANT SIDE PCB
IM02074 | Dental Chair Spares-Fengden- Planet/Galaxy Plus Backrest Motor | 121001BACKRESTMOTOR |  | A Class |  |  | I-Inventory | FG-Finish Good | R | Spares | Dental Chair-Spares | Dental Equiment | Main Location | 90330000 |  | FIFO | Fengdan | [8 empty] | 0 | 0 | 0 | 1 | 0 | 0 | [7 empty] | 1 |  | FN/DC/SP/FENGDEN PLANET/GALAXY PLUS BACKREST MOTOR
IM02075 | Dental Chair Spares-Fengden- Planet/Galaxy Plus Chair Assistant Side Cabl | 121001PLGLPLUSASSTSIBECABLE |  | A Class |  |  | I-Inventory | FG-Finish Good | R | Spares | Dental Chair-Spares | Dental Equiment | Main Location | 90330000 |  | FIFO | Fengdan | [8 empty] | 0 | 0 | 0 | 1 | 0 | 0 | [7 empty] | 1 |  | FN/DC/SP/FENGDEN PLANET/GALAXY PLUS CHAIR ASSISTANT SIDE CABL
IM02076 | Dental Chair Spares-Fengden- Planet/Galaxy Plus Chair Assistant Side Lower Cover | 121001ASSSIDELOWERCOVER |  | A Class |  |  | I-Inventory | FG-Finish Good | R | Spares | Dental Chair-Spares | Dental Equiment | Main Location | 90330000 |  | FIFO | Fengdan | [8 empty] | 0 | 0 | 0 | 1 | 0 | 0 | [7 empty] | 1 |  | FN/DC/SP/FENGDEN PLANET/GALAXY PLUS CHAIR ASSISTANT SIDE LOWER COVER
IM02077 | Dental Chair Spares-Fengden- Planet/Galaxy Plus Chair Assistant Side Upper Cover | 121001ASSISSIDEUPCOVER |  | A Class |  |  | I-Inventory | FG-Finish Good | R | Spares | Dental Chair-Spares | Dental Equiment | Main Location | 90330000 |  | FIFO | Fengdan | [8 empty] | 0 | 0 | 0 | 1 | 0 | 0 | [7 empty] | 1 |  | FN/DC/SP/FENGDEN PLANET/GALAXY PLUS CHAIR ASSISTANT SIDE UPPER COVER
IM02078 | Dental Chair Spares-Fengden- Planet/Galaxy Plus Chair Delivery Unit Control Cable | 121001GALAXYPLDUCONTROLCABLE |  | A Class |  |  | I-Inventory | FG-Finish Good | R | Spares | Dental Chair-Spares | Dental Equiment | Main Location | 90330000 |  | FIFO | Fengdan | [8 empty] | 0 | 0 | 0 | 1 | 0 | 0 | [7 empty] | 1 |  | FN/DC/SP/FENGDEN PLANET/GALAXY PLUS CHAIR DELIVERY UNIT CONTROL CABLE
IM02079 | Dental Chair Spares-Fengden- Planet/Galaxy Plus Chair Foot Control Cable | 121001PLGLPLUSFOOTCNTRCABLE |  | A Class |  |  | I-Inventory | FG-Finish Good | R | Spares | Dental Chair-Spares | Dental Equiment | Main Location | 90330000 |  | FIFO | Fengdan | [8 empty] | 0 | 0 | 0 | 1 | 0 | 0 | [7 empty] | 1 |  | FN/DC/SP/FENGDEN PLANET/GALAXY PLUS CHAIR FOOT CONTROL CABLE
IM02080 | Dental Chair Spares-Fengden- Planet/Galaxy Plus Chair High Suction Block(Yellow) | 121001HIGHSUCTIONFILTERBLOCK |  | A Class |  |  | I-Inventory | FG-Finish Good | R | Spares | Dental Chair-Spares | Dental Equiment | Main Location | 90330000 |  | FIFO | Fengdan | [8 empty] | 0 | 0 | 0 | 1 | 0 | 0 | [7 empty] | 1 |  | FN/DC/SP/FENGDEN PLANET/GALAXY PLUS CHAIR HIGH SUCTION BLOCK(YELLOW)
IM02081 | Dental Chair Spares-Fengden- Planet/Galaxy Plus Chair Led Light Handle Lock Assembly | 121001PLGLLIGHTHDLEASSM |  | A Class |  |  | I-Inventory | FG-Finish Good | R | Spares | Dental Chair-Spares | Dental Equiment | Main Location | 90330000 |  | FIFO | Fengdan | [8 empty] | 0 | 0 | 0 | 1 | 0 | 0 | [7 empty] | 1 |  | FN/DC/SP/FENGDEN PLANET/GALAXY PLUS CHAIR LED LIGHT HANDLE LOCK ASSEMBLY
IM02082 | Dental Chair Spares-Fengden- Planet/Galaxy Plus Chair Led Light PCB | 121001GLPLUSLIGHTPCB |  | A Class |  |  | I-Inventory | FG-Finish Good | R | Spares | Dental Chair-Spares | Dental Equiment | Main Location | 90330000 |  | FIFO | Fengdan | [8 empty] | 0 | 0 | 0 | 1 | 0 | 0 | [7 empty] | 1 |  | FN/DC/SP/FENGDEN PLANET/GALAXY PLUS CHAIR LED LIGHT PCB
IM02083 | Dental Chair Spares-Fengden- Planet/Galaxy Plus Chair Led Light Sensor | 121001GALXYPLSLEDLIGHTSENSOR |  | A Class |  |  | I-Inventory | TG-Trading Good |  | Spares | Dental Chair-Spares | Dental Equiment | Main Location | 90330000 |  | FIFO | Fengdan | [8 empty] | 0 | 0 | 0 | 1 | 0 | 0 | [7 empty] | 1 |  | FN/DC/SP/FENGDEN PLANET/GALAXY PLUS CHAIR LED LIGHT SENSOR
IM02084 | Dental Chair Spares-Fengden- Planet/Galaxy Plus Chair Light Handle Assembly Bush | 121052DCLIGHTASSEMBLY |  | A Class |  |  | I-Inventory | FG-Finish Good | C | Spares | Dental Chair-Spares | Dental Equiment | Main Location | 90330000 |  | FIFO | Fengdan | [8 empty] | 0 | 0 | 0 | 1 | 0 | 0 | [7 empty] | 1 |  | FN/DC/SP/FENGDEN PLANET/GALAXY PLUS CHAIR LIGHT HANDLE ASSEMBLY BUSH
IM02085 | Dental Chair Spares-Fengden- Planet/Galaxy Plus Chair Light Led Bulb | 121001GALXYCHAIRLIGHTLEDBULB |  | A Class |  |  | I-Inventory | TG-Trading Good |  | Spares | Dental Chair-Spares | Dental Equiment | Main Location | 90330000 |  | FIFO | Fengdan | [8 empty] | 0 | 0 | 0 | 1 | 0 | 0 | [7 empty] | 1 |  | FN/DC/SP/FENGDEN PLANET/GALAXY PLUS CHAIR LIGHT LED BULB
IM02086 | Dental Chair Spares-Fengden- Planet/Galaxy Plus Chair Low Suction Filter Block(Yellow) | 121001LOWSUCTIONFILTERBLOCK |  | A Class |  |  | I-Inventory | FG-Finish Good | R | Spares | Dental Chair-Spares | Dental Equiment | Main Location | 90330000 |  | FIFO | Fengdan | [8 empty] | 0 | 0 | 0 | 1 | 0 | 0 | [7 empty] | 1 |  | FN/DC/SP/FENGDEN PLANET/GALAXY PLUS CHAIR LOW SUCTION FILTER BLOCK(YELLOW)
IM02087 | Dental Chair Spares-Fengden- Planet/Galaxy Plus Chair Water Unit Cable | 121001PLGLWUCABLE |  | A Class |  |  | I-Inventory | FG-Finish Good | R | Spares | Dental Chair-Spares | Dental Equiment | Main Location | 90330000 |  | FIFO | Fengdan | [8 empty] | 0 | 0 | 0 | 1 | 0 | 0 | [7 empty] | 1 |  | FN/DC/SP/FENGDEN PLANET/GALAXY PLUS CHAIR WATER UNIT CABLE
IM02088 | Dental Chair Spares-Fengden- Planet/Galaxy Plus Cupfiller Cannula | 121001CUPFILLERCANNULA |  | A Class |  |  | I-Inventory | FG-Finish Good | R | Spares | Dental Chair-Spares | Dental Equiment | Main Location | 90330000 |  | FIFO | Fengdan | [8 empty] | 0 | 0 | 0 | 1 | 0 | 0 | [7 empty] | 1 |  | FN/DC/SP/FENGDEN PLANET/GALAXY PLUS CUPFILLER CANNULA
IM02089 | Dental Chair Spares-Fengden- Planet/Galaxy Plus Delivery Unit Tray Holder | 121001PLGLDUTRAYHOLDER |  | A Class |  |  | I-Inventory | FG-Finish Good | R | Spares | Dental Chair-Spares | Dental Equiment | Main Location | 90330000 |  | FIFO | Fengdan | [8 empty] | 0 | 0 | 0 | 1 | 0 | 0 | [7 empty] | 1 |  | FN/DC/SP/FENGDEN PLANET/GALAXY PLUS DELIVERY UNIT TRAY HOLDER
IM02090 | Dental Chair Spares-Fengden- Planet/Galaxy Plus Emergency Main On Off Switch | 121001ONOFFSWITCH |  | A Class |  |  | I-Inventory | FG-Finish Good | R | Spares | Dental Chair-Spares | Dental Equiment | Main Location | 90330000 |  | FIFO | Fengdan | [8 empty] | 0 | 0 | 0 | 1 | 0 | 0 | [7 empty] | 1 |  | FN/DC/SP/FENGDEN PLANET/GALAXY PLUS EMERGENCY MAIN ON OFF SWITCH
IM02091 | Dental Chair Spares-Fengden- Planet/Galaxy Plus Foot Control | 121001FOOTCONTROL |  | A Class |  |  | I-Inventory | FG-Finish Good | R | Spares | Dental Chair-Spares | Dental Equiment | Main Location | 90330000 |  | FIFO | Fengdan | [8 empty] | 0 | 0 | 0 | 1 | 0 | 0 | [7 empty] | 1 |  | FN/DC/SP/FENGDEN PLANET/GALAXY PLUS FOOT CONTROL
IM02092 | Dental Chair Spares-Fengden- Planet/Galaxy Plus Foot Control Joy Stick | 121001PLGLFCJOYSTICK |  | A Class |  |  | I-Inventory | FG-Finish Good | R | Spares | Dental Chair-Spares | Dental Equiment | Main Location | 90330000 |  | FIFO | Fengdan | [8 empty] | 0 | 0 | 0 | 1 | 0 | 0 | [7 empty] | 1 |  | FN/DC/SP/FENGDEN PLANET/GALAXY PLUS FOOT CONTROL JOY STICK
IM02093 | Dental Chair Spares-Fengden- Planet/Galaxy Plus Glass Spitoon | 121001SPITOON |  | A Class |  |  | I-Inventory | FG-Finish Good | R | Spares | Dental Chair-Spares | Dental Equiment | Main Location | 90330000 |  | FIFO | Fengdan | [8 empty] | 0 | 0 | 0 | 1 | 0 | 0 | [7 empty] | 1 |  | FN/DC/SP/FENGDEN PLANET/GALAXY PLUS GLASS SPITOON
IM02094 | Dental Chair Spares-Fengden- Planet/Galaxy Plus High Suction Valve | 121001HIGHSUCTIONVALVE |  | A Class |  |  | I-Inventory | FG-Finish Good | R | Spares | Dental Chair-Spares | Dental Equiment | Main Location | 90330000 |  | FIFO | Fengdan | [8 empty] | 0 | 0 | 0 | 1 | 0 | 0 | [7 empty] | 1 |  | FN/DC/SP/FENGDEN PLANET/GALAXY PLUS HIGH SUCTION VALVE
IM02095 | Dental Chair Spares-Fengden- Planet/Galaxy Plus Holder Box Valve | 121001HOLDERBOXVALVE |  | A Class |  |  | I-Inventory | FG-Finish Good | R | Spares | Dental Chair-Spares | Dental Equiment | Main Location | 90330000 |  | FIFO | Fengdan | [8 empty] | 0 | 0 | 0 | 1 | 0 | 0 | [7 empty] | 1 |  | FN/DC/SP/FENGDEN PLANET/GALAXY PLUS HOLDER BOX VALVE
IM02096 | Dental Chair Spares-Fengden- Planet/Galaxy Plus Light Arm | 121001LIGHTARM |  | A Class |  |  | I-Inventory | FG-Finish Good | R | Spares | Dental Chair-Spares | Dental Equiment | Main Location | 90330000 |  | FIFO | Fengdan | [8 empty] | 0 | 0 | 0 | 1 | 0 | 0 | [7 empty] | 1 |  | FN/DC/SP/FENGDEN PLANET/GALAXY PLUS LIGHT ARM
IM02097 | Dental Chair Spares-Fengden- Planet/Galaxy Plus Light Body | 121001PLGLPLUSLIGHTBODY |  | A Class |  |  | I-Inventory | FG-Finish Good | R | Spares | Dental Chair-Spares | Dental Equiment | Main Location | 90330000 |  | FIFO | Fengdan | [8 empty] | 0 | 0 | 0 | 1 | 0 | 0 | [7 empty] | 1 |  | FN/DC/SP/FENGDEN PLANET/GALAXY PLUS LIGHT BODY
IM02098 | Dental Chair Spares-Fengden- Planet/Galaxy Plus Light Handle | 121001PLGLPLUSLIGHTHANDLE |  | A Class |  |  | I-Inventory | FG-Finish Good | R | Spares | Dental Chair-Spares | Dental Equiment | Main Location | 90330000 |  | FIFO | Fengdan | [8 empty] | 0 | 0 | 0 | 1 | 0 | 0 | [7 empty] | 1 |  | FN/DC/SP/FENGDEN PLANET/GALAXY PLUS LIGHT HANDLE
IM02099 | Dental Chair Spares-Fengden- Planet/Galaxy Plus Light Hanging Oval Shape Cover | 121001PLGLPLUSLIGHTOVALCOVER |  | A Class |  |  | I-Inventory | FG-Finish Good | R | Spares | Dental Chair-Spares | Dental Equiment | Main Location | 90330000 |  | FIFO | Fengdan | [8 empty] | 0 | 0 | 0 | 1 | 0 | 0 | [7 empty] | 1 |  | FN/DC/SP/FENGDEN PLANET/GALAXY PLUS LIGHT HANGING OVAL SHAPE COVER
IM02100 | Dental Chair Spares-Fengden- Planet/Galaxy Plus Light Reflector Cover | 121001PLGLPLUSREFCOVER |  | A Class |  |  | I-Inventory | FG-Finish Good | R | Spares | Dental Chair-Spares | Dental Equiment | Main Location | 90330000 |  | FIFO | Fengdan | [8 empty] | 0 | 0 | 0 | 1 | 0 | 0 | [7 empty] | 1 |  | FN/DC/SP/FENGDEN PLANET/GALAXY PLUS LIGHT REFLECTOR COVER
IM02101 | Dental Chair Spares-Fengden- Planet/Galaxy Plus Low Suction Tubing | 121001LOWSUCTIONTUBING |  | A Class |  |  | I-Inventory | FG-Finish Good | R | Spares | Dental Chair-Spares | Dental Equiment | Main Location | 90330000 |  | FIFO | Fengdan | [8 empty] | 0 | 0 | 0 | 1 | 0 | 0 | [7 empty] | 1 |  | FN/DC/SP/FENGDEN PLANET/GALAXY PLUS LOW SUCTION TUBING
IM02102 | Dental Chair Spares-Fengden- Planet/Galaxy Plus Low Suction Valve | 121001LOWSUCTIONVALVE |  | A Class |  |  | I-Inventory | FG-Finish Good | R | Spares | Dental Chair-Spares | Dental Equiment | Main Location | 90330000 |  | FIFO | Fengdan | [8 empty] | 0 | 0 | 0 | 1 | 0 | 0 | [7 empty] | 1 |  | FN/DC/SP/FENGDEN PLANET/GALAXY PLUS LOW SUCTION VALVE
IM02103 | Dental Chair Spares-Fengden- Planet/Galaxy Plus Main Unit PCB | 121001MAINUNITPCB |  | A Class |  |  | I-Inventory | FG-Finish Good | R | Spares | Dental Chair-Spares | Dental Equiment | Main Location | 90330000 |  | FIFO | Fengdan | [8 empty] | 0 | 0 | 0 | 1 | 0 | 0 | [7 empty] | 1 |  | FN/DC/SP/FENGDEN PLANET/GALAXY PLUS MAIN UNIT PCB
IM02104 | Dental Chair Spares-Fengden- Planet/Galaxy Plus Spitoon Assembly Plastic Base | 121001ASSLYPLASTICBASE |  | A Class |  |  | I-Inventory | FG-Finish Good | R | Spares | Dental Chair-Spares | Dental Equiment | Main Location | 90330000 |  | FIFO | Fengdan | [8 empty] | 0 | 0 | 0 | 1 | 0 | 0 | [7 empty] | 1 |  | FN/DC/SP/FENGDEN PLANET/GALAXY PLUS SPITOON ASSEMBLY PLASTIC BASE
IM02105 | Dental Chair Spares-Fengden- Planet/Galaxy Plus Spitoon Filter Cap | 121001SPITOONFILTERCAP |  | A Class |  |  | I-Inventory | FG-Finish Good | R | Spares | Dental Chair-Spares | Dental Equiment | Main Location | 90330000 |  | FIFO | Fengdan | [8 empty] | 0 | 0 | 0 | 1 | 0 | 0 | [7 empty] | 1 |  | FN/DC/SP/FENGDEN PLANET/GALAXY PLUS SPITOON FILTER CAP
IM02106 | Dental Chair Spares-Fengden- Planet/Galaxy Plus Spitoon Filter Net | 121001SPITOONFILTERNET |  | A Class |  |  | I-Inventory | FG-Finish Good | R | Spares | Dental Chair-Spares | Dental Equiment | Main Location | 90330000 |  | FIFO | Fengdan | [8 empty] | 0 | 0 | 0 | 1 | 0 | 0 | [7 empty] | 1 |  | FN/DC/SP/FENGDEN PLANET/GALAXY PLUS SPITOON FILTER NET
IM02107 | Dental Chair Spares-Fengden- Planet/Galaxy Plus Stool Pump | 121001STOOLPUMP |  | A Class |  |  | I-Inventory | FG-Finish Good | R | Spares | Dental Chair-Spares | Dental Equiment | Main Location | 90330000 |  | FIFO | Fengdan | [8 empty] | 0 | 0 | 0 | 1 | 0 | 0 | [7 empty] | 1 |  | FN/DC/SP/FENGDEN PLANET/GALAXY PLUS STOOL PUMP
IM02108 | Dental Chair Spares-Fengden- Planet/Galaxy Plus Suction Filter | 121001SUCTIONFILTER |  | A Class |  |  | I-Inventory | FG-Finish Good | R | Spares | Dental Chair-Spares | Dental Equiment | Main Location | 90330000 |  | FIFO | Fengdan | [8 empty] | 0 | 0 | 0 | 1 | 0 | 0 | [7 empty] | 1 |  | FN/DC/SP/FENGDEN PLANET/GALAXY PLUS SUCTION FILTER
IM02109 | Dental Chair Spares-Fengden- Planet/Galaxy Plus Two Hole Coupling With Tubing | 121001TWOHOLECPLGWTUBING |  | A Class |  |  | I-Inventory | FG-Finish Good | R | Spares | Dental Chair-Spares | Dental Equiment | Main Location | 90330000 |  | FIFO | Fengdan | [8 empty] | 0 | 0 | 0 | 1 | 0 | 0 | [7 empty] | 1 |  | FN/DC/SP/FENGDEN PLANET/GALAXY PLUS TWO HOLE COUPLING WITH TUBING
IM02110 | Dental Chair Spares-Fengden- Planet/Galaxy Plus Water Controller Switch Small | 121001WATERCNTRLSWITCH |  | A Class |  |  | I-Inventory | FG-Finish Good | R | Spares | Dental Chair-Spares | Dental Equiment | Main Location | 90330000 |  | FIFO | Fengdan | [8 empty] | 0 | 0 | 0 | 1 | 0 | 0 | [7 empty] | 1 |  | FN/DC/SP/FENGDEN PLANET/GALAXY PLUS WATER CONTROLLER SWITCH SMALL
IM02111 | Dental Chair Spares-Fengden- Planet/Galaxy Plus Water Exchanged Valve(3Pin) | 121001WATEREXVALVE3PIN |  | A Class |  |  | I-Inventory | FG-Finish Good | R | Spares | Dental Chair-Spares | Dental Equiment | Main Location | 90330000 |  | FIFO | Fengdan | [8 empty] | 0 | 0 | 0 | 1 | 0 | 0 | [7 empty] | 1 |  | FN/DC/SP/FENGDEN PLANET/GALAXY PLUS WATER EXCHANGED VALVE(3PIN)
IM02112 | Dental Chair Spares-Fengden- Planet/Galaxy Plus Water Heater | 121001WATERHEATER |  | A Class |  |  | I-Inventory | FG-Finish Good | R | Spares | Dental Chair-Spares | Dental Equiment | Main Location | 90330000 |  | FIFO | Fengdan | [8 empty] | 0 | 0 | 0 | 1 | 0 | 0 | [7 empty] | 1 |  | FN/DC/SP/FENGDEN PLANET/GALAXY PLUS WATER HEATER
IM02113 | Dental Chair Spares-Fengden- Planet/Galaxy Plus Water Unit Complete Body | 121001GLCOMPWUBODY |  | A Class |  |  | I-Inventory | FG-Finish Good | R | Spares | Dental Chair-Spares | Dental Equiment | Main Location | 90330000 |  | FIFO | Fengdan | [8 empty] | 0 | 0 | 0 | 1 | 0 | 0 | [7 empty] | 1 |  | FN/DC/SP/FENGDEN PLANET/GALAXY PLUS WATER UNIT COMPLETE BODY
IM02114 | Dental Chair Spares-Fengden- Planet/Galaxy Plus Water Unit PCB | 121001WATERUNITPCB |  | A Class |  |  | I-Inventory | FG-Finish Good | R | Spares | Dental Chair-Spares | Dental Equiment | Main Location | 90330000 |  | FIFO | Fengdan | [8 empty] | 0 | 0 | 0 | 1 | 0 | 0 | [7 empty] | 1 |  | FN/DC/SP/FENGDEN PLANET/GALAXY PLUS WATER UNIT PCB
IM02115 | Dental Chair Spares-Fengden- Planet/Galaxy Pluschair Led Light | 121001LEDLIGHT |  | A Class |  |  | I-Inventory | FG-Finish Good | R | Spares | Dental Chair-Spares | Dental Equiment | Main Location | 90330000 |  | FIFO | Fengdan | [8 empty] | 0 | 0 | 0 | 1 | 0 | 0 | [7 empty] | 1 |  | FN/DC/SP/FENGDEN PLANET/GALAXY PLUSCHAIR LED LIGHT
IM02116 | Dental Chair Spares-Fengden-/Air And Water Distributor | 121001AWDISTRIBUTOR |  | A Class |  |  | I-Inventory | FG-Finish Good | R | Spares | Dental Chair-Spares | Dental Equiment | Main Location | 90330000 |  | FIFO | Fengdan | [8 empty] | 0 | 0 | 0 | 1 | 0 | 0 | [7 empty] | 1 |  | FN/DC/SP/FENGDEN/AIR AND WATER DISTRIBUTOR
IM02117 | Dental Chair Spares-Fengden-Fengdon/Galaxy Plus Delivery Unit Handle | 121001DUHANDLE |  | A Class |  |  | I-Inventory | FG-Finish Good | R | Spares | Dental Chair-Spares | Dental Equiment | Main Location | 90330000 |  | FIFO | Fengdan | [8 empty] | 0 | 0 | 0 | 1 | 0 | 0 | [7 empty] | 1 |  | FN/DC/SP/FENGDON/GALAXY PLUS DELIVERY UNIT HANDLE
IM02118 | Dental Chair Spares-Fengden-Fengden Planet/Galaxy Plus Stool Plastic Nut | 121037PLGLSTOOLPLASTICNUT |  | A Class |  |  | I-Inventory | FG-Finish Good | R | Spares | Dental Chair-Spares | Dental Equiment | Main Location | 90330000 |  | FIFO | Fengdan | [8 empty] | 0 | 0 | 0 | 1 | 0 | 0 | [7 empty] | 1 |  | FN/DS/SP/FENGDEN PLANET/GALAXY PLUS STOOL PLASTIC NUT
IM02119 | Dental Chair Spares-Fengden-Fengden Planet/Galaxy Plus Stool Wheel Base | 121037PLGLWHEELBASE |  | A Class |  |  | I-Inventory | FG-Finish Good | R | Spares | Dental Chair-Spares | Dental Equiment | Main Location | 90330000 |  | FIFO | Fengdan | [8 empty] | 0 | 0 | 0 | 1 | 0 | 0 | [7 empty] | 1 |  | FN/ST/SP/FENGDEN PLANET/GALAXY PLUS STOOL WHEEL BASE
IM02120 | Dental Chair Spares-Foshan Anle- Ultima Chair Headrest Support | 126001HEADRESTSUPPORT |  | A Class |  |  | I-Inventory | FG-Finish Good | R | Spares | Dental Chair-Spares | Dental Equiment | Main Location | 90330000 |  | FIFO | Foshan Anle | [5 empty] | .. |  |  | 0 | 0 | 0 | 1 | 0 | 0 | [7 empty] | 1 |  | Dental Chair Spares-Foshan Anle- - ULTIMA CHAIR HEADREST SUPPORT
IM02121 | Dental Chair Spares-Foshan Anle- Ultima Delivery Unit PCB(Small Size) | 126001DELIVERYUNITPCBSMALL |  | A Class |  |  | I-Inventory | FG-Finish Good | R | Spares | Dental Chair-Spares | Dental Equiment | Main Location | 90330000 |  | FIFO | Foshan Anle | [5 empty] | .. |  |  | 0 | 0 | 0 | 1 | 0 | 0 | [7 empty] | 1 |  | Dental Chair Spares-Foshan Anle- - ULTIMA DELIVERY UNIT PCB(SMALL SIZE)
IM02122 | Dental Chair Spares-Foshan Anle- Ultima Main PCB | 126001MAINPCB |  | A Class |  |  | I-Inventory | FG-Finish Good | R | Spares | Dental Chair-Spares | Dental Equiment | Main Location | 90330000 |  | FIFO | Foshan Anle | [8 empty] | 0 | 0 | 0 | 1 | 0 | 0 | [7 empty] | 1 |  | Dental Chair Spares-Foshan Anle- - ULTIMA MAIN PCB
IM02123 | Dental Chair Spares-Foshan Anle- Ultima Chair Backrest Cover | 126001BACKRESTCOVER |  | A Class |  |  | I-Inventory | FG-Finish Good | R | Spares | Dental Chair-Spares | Dental Equiment | Main Location | 90330000 |  | FIFO | Foshan Anle | [5 empty] | .. |  |  | 0 | 0 | 0 | 1 | 0 | 0 | [7 empty] | 1 |  | Dental Chair Spares-Foshan Anle- ULTIMA CHAIR BACKREST COVER
IM02124 | Dental Chair Spares-Foshan Anle-Old Ultima Chair Back Lower Cover | 126001BACKLOWERCOVER |  | A Class |  |  | I-Inventory | FG-Finish Good | C | Spares | Dental Chair-Spares | Dental Equiment | Main Location | 90330000 |  | FIFO | Foshan Anle | [8 empty] | 0 | 0 | 0 | 1 | 0 | 0 | [7 empty] | 1 |  | Dental Chair Spares-Foshan Anle--Old Ultima Chair Back Lower Cover
IM02125 | Dental Chair Spares-Foshan Anle-Old Ultima Chair Backrest Pink Upholstery | 126001BACKRESTPINKUPHOL |  | A Class |  |  | I-Inventory | FG-Finish Good | C | Spares | Dental Chair-Spares | Dental Equiment | Main Location | 90330000 |  | FIFO | Foshan Anle | [8 empty] | 0 | 0 | 0 | 1 | 0 | 0 | [7 empty] | 1 |  | Dental Chair Spares-Foshan Anle--Old Ultima Chair Backrest Pink Upholstery
IM02126 | Dental Chair Spares-Foshan Anle-Old Ultima Spitoon Arm | 126001SPITOONARM |  | A Class |  |  | I-Inventory | FG-Finish Good | R | Spares | Dental Chair-Spares | Dental Equiment | Main Location | 90330000 |  | FIFO | Foshan Anle | [8 empty] | 0 | 0 | 0 | 1 | 0 | 0 | [7 empty] | 1 |  | Dental Chair Spares-Foshan Anle--Old Ultima Spitoon Arm
IM02127 | Dental Chair Spares-Foshan Anle-Ultima 4 Pin Retraction Valve Rub Valve | 126001RETRACTIONVALVE4PIN |  | A Class |  |  | I-Inventory | FG-Finish Good | C | Spares | Dental Chair-Spares | Dental Equiment | Main Location | 90330000 |  | FIFO | Foshan Anle | [8 empty] | 0 | 0 | 0 | 1 | 0 | 0 | [7 empty] | 1 |  | Dental Chair Spares-Foshan Anle--Ultima 4 Pin Retraction Valve Rub Valve
IM02128 | Dental Chair Spares-Foshan Anle-Ultima Assistant Side PCB | 126001ASSTSIDEPCB |  | A Class |  |  | I-Inventory | FG-Finish Good | R | Spares | Dental Chair-Spares | Dental Equiment | Main Location | 90330000 |  | FIFO | Foshan Anle | [8 empty] | 0 | 0 | 0 | 1 | 0 | 0 | [7 empty] | 1 |  | Dental Chair Spares-Foshan Anle--Ultima Assistant Side Pcb
IM02129 | Dental Chair Spares-Foshan Anle-Ultima Chair 3 In 1 Valve- Rub Valve | 1260013IN1VALVE |  | A Class |  |  | I-Inventory | FG-Finish Good | R | Spares | Dental Chair-Spares | Dental Equiment | Main Location | 90330000 |  | FIFO | Foshan Anle | [8 empty] | 0 | 0 | 0 | 1 | 0 | 0 | [7 empty] | 1 |  | Dental Chair Spares-Foshan Anle--Ultima Chair 3 in 1 Valve- Rub Valve
IM02130 | Dental Chair Spares-Foshan Anle-Ultima Chair Base Front Cover | 126001BASEFRONTCOVER |  | A Class |  |  | I-Inventory | FG-Finish Good | R | Spares | Dental Chair-Spares | Dental Equiment | Main Location | 90330000 |  | FIFO | Foshan Anle | [5 empty] | .. |  |  | 0 | 0 | 0 | 1 | 0 | 0 | [7 empty] | 1 |  | Dental Chair Spares-Foshan Anle--ULTIMA CHAIR BASE FRONT COVER
IM02131 | Dental Chair Spares-Foshan Anle-Ultima Chair Delivery Unit Handle | 126001DUHandle |  | A Class |  |  | I-Inventory | FG-Finish Good | R | Spares | Dental Chair-Spares | Dental Equiment | Main Location | 90330000 |  | FIFO | Foshan Anle | [8 empty] | 0 | 0 | 0 | 1 | 0 | 0 | [7 empty] | 1 |  | Dental Chair Spares-Foshan Anle--ULTIMA CHAIR DELIVERY UNIT HANDLE
IM02132 | Dental Chair Spares-Foshan Anle-Ultima Chair Delivery Unit Lower Support | 126001DULowerSupport |  | A Class |  |  | I-Inventory | FG-Finish Good | R | Spares | Dental Chair-Spares | Dental Equiment | Main Location | 90330000 |  | FIFO | Foshan Anle | [8 empty] | 0 | 0 | 0 | 1 | 0 | 0 | [7 empty] | 1 |  | Dental Chair Spares-Foshan Anle--Ultima Chair Delivery Unit Lower Support
IM02133 | Dental Chair Spares-Foshan Anle-Ultima Chair Delivery Unit Sticker | 126001DUSticker |  | A Class |  |  | I-Inventory | FG-Finish Good | C | Spares | Dental Chair-Spares | Dental Equiment | Main Location | 90330000 |  | FIFO | Foshan Anle | [8 empty] | 0 | 0 | 0 | 1 | 0 | 0 | [7 empty] | 1 |  | Dental Chair Spares-Foshan Anle--Ultima Chair Delivery Unit Sticker
IM02134 | Dental Chair Spares-Foshan Anle-Ultima Chair Floor Box Cover | 126001FLOORBOXCOVER |  | A Class |  |  | I-Inventory | FG-Finish Good | R | Spares | Dental Chair-Spares | Dental Equiment | Main Location | 90330000 |  | FIFO | Foshan Anle | [5 empty] | .. |  |  | 0 | 0 | 0 | 1 | 0 | 0 | [7 empty] | 1 |  | Dental Chair Spares-Foshan Anle--ULTIMA CHAIR FLOOR BOX COVER
IM02135 | Dental Chair Spares-Foshan Anle-Ultima Chair Foot Control | 126001FOOTCONTROL |  | A Class |  |  | I-Inventory | FG-Finish Good | R | Spares | Dental Chair-Spares | Dental Equiment | Main Location | 90330000 |  | FIFO | Foshan Anle | [5 empty] | .. |  |  | 0 | 0 | 0 | 1 | 0 | 0 | [7 empty] | 1 |  | Dental Chair Spares-Foshan Anle--ULTIMA CHAIR FOOT CONTROL
IM02136 | Dental Chair Spares-Foshan Anle-Ultima Chair Handrest Left Arm | 126001HANDRESTLEFTARM |  | A Class |  |  | I-Inventory | FG-Finish Good | R | Spares | Dental Chair-Spares | Dental Equiment | Main Location | 90330000 |  | FIFO | Foshan Anle | [5 empty] | .. |  |  | 0 | 0 | 0 | 1 | 0 | 0 | [7 empty] | 1 |  | Dental Chair Spares-Foshan Anle--ULTIMA CHAIR HANDREST LEFT ARM
IM02137 | Dental Chair Spares-Foshan Anle-Ultima Chair Handrest Right Arm | 126001HANDRESTRIGHTARM |  | A Class |  |  | I-Inventory | FG-Finish Good | R | Spares | Dental Chair-Spares | Dental Equiment | Main Location | 90330000 |  | FIFO | Foshan Anle | [5 empty] | .. |  |  | 0 | 0 | 0 | 1 | 0 | 0 | [7 empty] | 1 |  | Dental Chair Spares-Foshan Anle--ULTIMA CHAIR HANDREST RIGHT ARM
IM02138 | Dental Chair Spares-Foshan Anle-Ultima Chair Transformer | 126001ChairTransformer |  | A Class |  |  | I-Inventory | FG-Finish Good | R | Spares | Dental Chair-Spares | Dental Equiment | Main Location | 90330000 |  | FIFO | Foshan Anle | [5 empty] | .. |  |  | 0 | 0 | 0 | 1 | 0 | 0 | [7 empty] | 1 |  | Dental Chair Spares-Foshan Anle--ULTIMA CHAIR TRANSFORMER
IM02139 | Dental Chair Spares-Foshan Anle-Ultima Chair Up Backrest Motor | 126001BACKRESTMOTOR |  | A Class |  |  | I-Inventory | FG-Finish Good | R | Spares | Dental Chair-Spares | Dental Equiment | Main Location | 90330000 |  | FIFO | Foshan Anle | [5 empty] | .. |  |  | 0 | 0 | 0 | 1 | 0 | 0 | [7 empty] | 1 |  | Dental Chair Spares-Foshan Anle--ULTIMA CHAIR UP BACKREST MOTOR
IM02140 | Dental Chair Spares-Foshan Anle-Ultima Delivery Unit Upper Cover | 126001DUUpperCover |  | A Class |  |  | I-Inventory | FG-Finish Good | C | Spares | Dental Chair-Spares | Dental Equiment | Main Location | 90330000 |  | FIFO | Foshan Anle | [5 empty] | .. |  |  | 0 | 0 | 0 | 1 | 0 | 0 | [7 empty] | 1 |  | Dental Chair Spares-Foshan Anle--ULTIMA DELIVERY UNIT UPPER COVER
IM02141 | Dental Chair Spares-Foshan Anle- Al-325-1 3 In 1 Membrane Flake Hexagonal | 126001AL-325-13IN1MEMBRANEFLAKEHEXAGONAL |  | A Class |  |  | I-Inventory | FG-Finish Good | R | Spares | Dental Chair-Spares | Dental Equiment | Main Location | 90330000 |  | FIFO | Foshan Anle | [8 empty] | 0 | 0 | 0 | 1 | 0 | 0 | [7 empty] | 1 |  | FN/SP/AC-FOSHAN ANLE AL-325-1 3 IN 1 MEMBRANE FLAKE HEXAGONAL
IM02142 | Dental Chair Spares-Foshan Anle- Al-348 Transformer | 126001AL-348TRANSFORMER |  | A Class |  |  | I-Inventory | FG-Finish Good | R | Spares | Dental Chair-Spares | Dental Equiment | Main Location | 90330000 |  | FIFO | Foshan Anle | [8 empty] | 0 | 0 | 0 | 1 | 0 | 0 | [7 empty] | 1 |  | FN/SP/AC-FOSHAN ANLE AL-348 TRANSFORMER
IM02143 | Dental Chair Spares-Foshan Anle- Al-413 Instrument Tray | 126001AL413INSTRUMENTTRAY |  | A Class |  |  | I-Inventory | FG-Finish Good | R | Spares | Dental Chair-Spares | Dental Equiment | Main Location | 90330000 |  | FIFO | Foshan Anle | [8 empty] | 0 | 0 | 0 | 1 | 0 | 0 | [7 empty] | 1 |  | FN/SP/AC-FOSHAN ANLE AL-413 INSTRUMENT TRAY
IM02144 | Dental Chair Spares-Foshan Anle- Al-913 Sensor For Water Supply | 126001AL913SENSOR |  | A Class |  |  | I-Inventory | FG-Finish Good | R | Spares | Dental Chair-Spares | Dental Equiment | Main Location | 90330000 |  | FIFO | Foshan Anle | [8 empty] | 0 | 0 | 0 | 1 | 0 | 0 | [7 empty] | 1 |  | FN/SP/AC-FOSHAN ANLE AL-913 SENSOR FOR WATER SUPPLY
IM02145 | Dental Chair Spares-Foshan Anle- Al-919 Instrument Tray Connector | 126001AL919INSTRUMENTTRAYCONNECTOR |  | A Class |  |  | I-Inventory | FG-Finish Good | R | Spares | Dental Chair-Spares | Dental Equiment | Main Location | 90330000 |  | FIFO | Foshan Anle | [8 empty] | 0 | 0 | 0 | 1 | 0 | 0 | [7 empty] | 1 |  | FN/SP/AC-FOSHAN ANLE AL-919 INSTRUMENT TRAY CONNECTOR
IM02146 | Dental Chair Spares-Foshan Anle- Al-929 Circuit Board For Film Viewer | 126001AL929CIRCUITBOARD |  | A Class |  |  | I-Inventory | FG-Finish Good | R | Spares | Dental Chair-Spares | Dental Equiment | Main Location | 90330000 |  | FIFO | Foshan Anle | [8 empty] | 0 | 0 | 0 | 1 | 0 | 0 | [7 empty] | 1 |  | FN/SP/AC-FOSHAN ANLE AL-929 CIRCUIT BOARD FOR FILM VIEWER
IM02147 | Dental Chair Spares-Foshan Anle- Dsc 10-1 Control Box | 126001DSC10-1CONTROLBOX |  | A Class |  |  | I-Inventory | FG-Finish Good | R | Spares | Dental Chair-Spares | Dental Equiment | Main Location | 90330000 |  | FIFO | Foshan Anle | [8 empty] | 0 | 0 | 0 | 1 | 0 | 0 | [7 empty] | 1 |  | FN/SP/AC-FOSHAN ANLE DSC 10-1 CONTROL BOX
IM02148 | Dental Chair Spares-Foshan Anle- Dsc 10-2 Connecting Lines | 126001DSC10-2CONNECTINGLINES |  | A Class |  |  | I-Inventory | FG-Finish Good | R | Spares | Dental Chair-Spares | Dental Equiment | Main Location | 90330000 |  | FIFO | Foshan Anle | [8 empty] | 0 | 0 | 0 | 1 | 0 | 0 | [7 empty] | 1 |  | FN/SP/AC-FOSHAN ANLE DSC 10-2 CONNECTING LINES
IM02149 | Dental Chair Spares-Foshan Anle- Dsc-10-3 Main Control Keypress | 126001DSC-10-3MAINCONTROLKEYPRESS |  | A Class |  |  | I-Inventory | FG-Finish Good | R | Spares | Dental Chair-Spares | Dental Equiment | Main Location | 90330000 |  | FIFO | Foshan Anle | [8 empty] | 0 | 0 | 0 | 1 | 0 | 0 | [7 empty] | 1 |  | FN/SP/AC-FOSHAN ANLE DSC-10-3 MAIN CONTROL KEYPRESS
IM02150 | Dental Chair Spares-Foshan Anle- Dsc-10-5 Circuit Board | 126001DSC-10-5CIRCUITBOARD |  | A Class |  |  | I-Inventory | FG-Finish Good | R | Spares | Dental Chair-Spares | Dental Equiment | Main Location | 90330000 |  | FIFO | Foshan Anle | [8 empty] | 0 | 0 | 0 | 1 | 0 | 0 | [7 empty] | 1 |  | FN/SP/AC-FOSHAN ANLE DSC-10-5 CIRCUIT BOARD
IM02151 | Dental Chair Spares-Foshan Anle-Water Unit Cover | 126001WaterUnitCover |  | A Class |  |  | I-Inventory | FG-Finish Good | R | Spares | Dental Chair-Spares | Dental Equiment | Main Location | 90330000 |  | FIFO | Foshan Anle | [8 empty] | 0 | 0 | 0 | 1 | 0 | 0 | [7 empty] | 1 |  | Foshan Anle Dental Chair Water Unit Cover
IM02152 | Dental Chair Spares-Foshan Anle-Ultima Chair Led Light Driver | 126001LedLightDriver |  | A Class |  |  | I-Inventory | FG-Finish Good | R | Spares | Dental Chair-Spares | Dental Equiment | Main Location | 90330000 |  | FIFO | Foshan Anle | [8 empty] | 0 | 0 | 0 | 1 | 0 | 0 | [7 empty] | 1 |  | Ultima Chair Led Light Driver
IM02153 | Dental Chair Spares-Foshan Anle-Ultima Chair Small X-Ray Viewer PCB | 126001X-rayViewerPcb |  | A Class |  |  | I-Inventory | FG-Finish Good | R | Spares | Dental Chair-Spares | Dental Equiment | Main Location | 90330000 |  | FIFO | Foshan Anle | [8 empty] | 0 | 0 | 0 | 1 | 0 | 0 | [7 empty] | 1 |  | Ultima Chair Small X-ray Viewer Pcb
IM02154 | Dental Chair Spares-Foshan Anle-Ultima Chair Spitoon And Tumbler Stand | 126001SPITOONTUMBLERSTAND |  | A Class |  |  | I-Inventory | FG-Finish Good | R | Spares | Dental Chair-Spares | Dental Equiment | Main Location | 90330000 |  | FIFO | Foshan Anle | [8 empty] | 0 | 0 | 0 | 1 | 0 | 0 | [7 empty] | 1 |  | Ultima Chair Spitoon And Tumbler Stand
IM02155 | Dental Chair Spares-Foshan Anle-Ultima Chair X-Ray Viewer PCB | Dental Chair Spares-Foshan Anle--Ultima Chair X-ray Viewer Pcb |  | A Class |  |  | I-Inventory | FG-Finish Good | R | Spares | Dental Chair-Spares | Dental Equiment | Main Location | 90330000 |  | FIFO | Foshan Anle | [8 empty] | 0 | 0 | 0 | 1 | 0 | 0 | [7 empty] | 1 |  | Ultima Chair X-ray Viewer Pcb
IM02156 | Dental Chair Spares-Foshan Anle-Ultima Delivery Unit PCB | 126001DELIVERYUNITPCB |  | A Class |  |  | I-Inventory | FG-Finish Good | R | Spares | Dental Chair-Spares | Dental Equiment | Main Location | 90330000 |  | FIFO | Foshan Anle | [8 empty] | 0 | 0 | 0 | 1 | 0 | 0 | [7 empty] | 1 |  | Ultima Delivery Unit Pcb
IM02157 | Dental Chair Spares-Foshan Anle-Ultima Tumbler PCB With Sensor | 126001TumblerPcbWithSensor |  | A Class |  |  | I-Inventory | FG-Finish Good | R | Spares | Dental Chair-Spares | Dental Equiment | Main Location | 90330000 |  | FIFO | Foshan Anle | [8 empty] | 0 | 0 | 0 | 1 | 0 | 0 | [7 empty] | 1 |  | Ultima Tumbler Pcb With Sensor
IM02158 | Dental Chair Spares-Foshan Anle-Ultima Water Unit PCB | 126001WATERUNITPCB |  | A Class |  |  | I-Inventory | FG-Finish Good | R | Spares | Dental Chair-Spares | Dental Equiment | Main Location | 90330000 |  | FIFO | Foshan Anle | [8 empty] | 0 | 0 | 0 | 1 | 0 | 0 | [7 empty] | 1 |  | Ultima Water Unit Pcb
IM02159 | Dental Chair Spares-Foshan Anle-Ultima Assistant Side W/U Sticker | 126001ASSTSIDEWUSTICKER |  | A Class |  |  | I-Inventory | FG-Finish Good | C | Spares | Dental Chair-Spares | Dental Equiment | Main Location | 90330000 |  | FIFO | Foshan Anle | [8 empty] | 0 | 0 | 0 | 1 | 0 | 0 | [7 empty] | 1 |  | Dental Chair Spares-Foshan Anle--Ultima Assistant Side W/u Sticker
IM02160 | Denal Chair Spares-Foshan Keju-Upholsery Base Cover | 157001UPHOLBASECOVER |  | A Class |  |  | I-Inventory | FG-Finish Good | R | Spares | Dental Chair-Spares | Dental Equiment | Main Location | 90330000 |  | FIFO | Foshan Keju | [8 empty] | 0 | 0 | 0 | 1 | 0 | 0 | [7 empty] | 1 |  | Chair Upholsery Base Cover
IM02161 | Denal Chair Spares-Foshan Keju-Flare Assistance Side PCB | 157001ASSSIDEPCB |  | A Class |  |  | I-Inventory | FG-Finish Good | R | Spares | Dental Chair-Spares | Dental Equiment | Main Location | 90330000 |  | FIFO | Foshan Keju | [8 empty] | 0 | 0 | 0 | 1 | 0 | 0 | [7 empty] | 1 |  | CHC SPARE -FLARE ASSISTANCE SIDE PCB
IM02162 | Denal Chair Spares-Foshan Keju-Flare Delivery Unit PCB | 157001DUPCB |  | A Class |  |  | I-Inventory | FG-Finish Good | R | Spares | Dental Chair-Spares | Dental Equiment | Main Location | 90330000 |  | FIFO | Foshan Keju | [8 empty] | 0 | 0 | 0 | 1 | 0 | 0 | [7 empty] | 1 |  | CHC SPARE -FLARE DELIVERY UNIT PCB
IM02163 | Denal Chair Spares-Foshan Keju- Foot Control Switch | 157001FCSWITCH |  | A Class |  |  | I-Inventory | FG-Finish Good | R | Spares | Dental Chair-Spares | Dental Equiment | Main Location | 90330000 |  | FIFO | Foshan Keju | [8 empty] | 0 | 0 | 0 | 1 | 0 | 0 | [7 empty] | 1 |  | CHC SPARE- FOOT CONTROL SWITCH
IM02164 | Denal Chair Spares-Foshan Keju- Old Flare Chair Light PCB | 157001LIGHTPCB |  | A Class |  |  | I-Inventory | FG-Finish Good | R | Spares | Dental Chair-Spares | Dental Equiment | Main Location | 90330000 |  | FIFO | Foshan Keju | [8 empty] | 0 | 0 | 0 | 1 | 0 | 0 | [7 empty] | 1 |  | CHC SPARE- OLD FLARE CHAIR LIGHT PCB
IM02165 | Denal Chair Spares-Foshan Keju-Flare Decorative Ring H-95 | 157001RINGH95 |  | A Class |  |  | I-Inventory | FG-Finish Good | R | Spares | Dental Chair-Spares | Dental Equiment | Main Location | 90330000 |  | FIFO | Foshan Keju | [8 empty] | 0 | 0 | 0 | 1 | 0 | 0 | [7 empty] | 1 |  | CHC SPARE-FLARE DECORATIVE RING H-95
IM02166 | Denal Chair Spares-Foshan Keju-Flare Dust Controller | 157001DUSTVONTROLLER |  | A Class |  |  | I-Inventory | FG-Finish Good | C | Spares | Dental Chair-Spares | Dental Equiment | Main Location | 90330000 |  | FIFO | Foshan Keju | [8 empty] | 0 | 0 | 0 | 1 | 0 | 0 | [7 empty] | 1 |  | CHC SPARE-FLARE DUST CONTROLLER
IM02167 | Denal Chair Spares-Foshan Keju-Flare Motor Cover | 157001MOTORCOVER |  | A Class |  |  | I-Inventory | FG-Finish Good | R | Spares | Dental Chair-Spares | Dental Equiment | Main Location | 90330000 |  | FIFO | Foshan Keju | [8 empty] | 0 | 0 | 0 | 1 | 0 | 0 | [7 empty] | 1 |  | CHC SPARE-FLARE MOTOR COVER
IM02168 | Denal Chair Spares-Foshan Keju-Flare Tumbler Cupfiler Unit | 157001TUMBLERCUPFILER |  | A Class |  |  | I-Inventory | FG-Finish Good | C | Spares | Dental Chair-Spares | Dental Equiment | Main Location | 90330000 |  | FIFO | Foshan Keju | [8 empty] | 0 | 0 | 0 | 1 | 0 | 0 | [7 empty] | 1 |  | CHC SPARE-FLARE TUMBLER CUPFILER UNIT
IM02169 | Denal Chair Spares-Foshan Keju-Flare Water Unit Side Cover | 157001WUSIDECOVER |  | A Class |  |  | I-Inventory | FG-Finish Good | R | Spares | Dental Chair-Spares | Dental Equiment | Main Location | 90330000 |  | FIFO | Foshan Keju | [8 empty] | 0 | 0 | 0 | 1 | 0 | 0 | [7 empty] | 1 |  | CHC SPARE-FLARE WATER UNIT SIDE COVER
IM02170 | Denal Chair Spares-Foshan Keju- Delivery Unit Foot Control Kh-011 | 157001KH011 |  | A Class |  |  | I-Inventory | FG-Finish Good | R | Spares | Dental Chair-Spares | Dental Equiment | Main Location | 90330000 |  | FIFO | Foshan Keju | [8 empty] | 0 | 0 | 0 | 1 | 0 | 0 | [7 empty] | 1 |  | FK//DU/SP/KEJU DELIVERY UNIT FOOT CONTROL KH-011
IM02171 | Denal Chair Spares-Foshan Keju- Backrest Cover Kp-001 | 157001BACKRESTCOVERKP001 |  | A Class |  |  | I-Inventory | FG-Finish Good | R | Spares | Dental Chair-Spares | Dental Equiment | Main Location | 90330000 |  | FIFO | Foshan Keju | [8 empty] | 0 | 0 | 0 | 1 | 0 | 0 | [7 empty] | 1 |  | FK/BA/SP/KEJU BACKREST COVER KP-001
IM02172 | Denal Chair Spares-Foshan Keju- Small Floor Box Cover Kp-003 | 157001FLOORBOXCOVERKP003 |  | A Class |  |  | I-Inventory | FG-Finish Good | R | Spares | Dental Chair-Spares | Dental Equiment | Main Location | 90330000 |  | FIFO | Foshan Keju | [8 empty] | 0 | 0 | 0 | 1 | 0 | 0 | [7 empty] | 1 |  | FK/BA/SP/KEJU SMALL FLOOR BOX COVER KP-003
IM02173 | Denal Chair Spares-Foshan Keju- Air And Water Distributor | 157001AIRWATERDISTRIBUTOR |  | A Class |  |  | I-Inventory | FG-Finish Good | R | Spares | Dental Chair-Spares | Dental Equiment | Main Location | 90330000 |  | FIFO | Foshan Keju | [8 empty] | 0 | 0 | 0 | 1 | 0 | 0 | [7 empty] | 1 |  | FK/CH/SP/KEJU AIR AND WATER DISTRIBUTOR
IM02174 | Denal Chair Spares-Foshan Keju- Assistant Upper Body(New Type) | 157001ASSUPPERBODY |  | A Class |  |  | I-Inventory | FG-Finish Good | R | Spares | Dental Chair-Spares | Dental Equiment | Main Location | 90330000 |  | FIFO | Foshan Keju | [8 empty] | 0 | 0 | 0 | 1 | 0 | 0 | [7 empty] | 1 |  | FK/CH/SP/KEJU ASSISTANT UPPER BODY(New Type)
IM02175 | Denal Chair Spares-Foshan Keju- Chair Led Light | 157001LEDLIGHT |  | A Class |  |  | I-Inventory | FG-Finish Good | R | Spares | Dental Chair-Spares | Dental Equiment | Main Location | 90330000 |  | FIFO | Foshan Keju | [8 empty] | 0 | 0 | 0 | 1 | 0 | 0 | [7 empty] | 1 |  | FK/CH/SP/KEJU CHAIR LED LIGHT
IM02176 | Denal Chair Spares-Foshan Keju- Chair Led Light Oval Shape Cover | 157001LIGHTOVALSHAPECOVER |  | A Class |  |  | I-Inventory | FG-Finish Good | C | Spares | Dental Chair-Spares | Dental Equiment | Main Location | 90330000 |  | FIFO | Foshan Keju | [8 empty] | 0 | 0 | 0 | 1 | 0 | 0 | [7 empty] | 1 |  | FK/CH/SP/KEJU CHAIR LED LIGHT OVAL SHAPE COVER
IM02177 | Denal Chair Spares-Foshan Keju- Chair Led Light PCB | 157001LEDLIGHTPCB |  | A Class |  |  | I-Inventory | FG-Finish Good | R | Spares | Dental Chair-Spares | Dental Equiment | Main Location | 90330000 |  | FIFO | Foshan Keju | [8 empty] | 0 | 0 | 0 | 1 | 0 | 0 | [7 empty] | 1 |  | FK/CH/SP/KEJU CHAIR LED LIGHT PCB
IM02178 | Denal Chair Spares-Foshan Keju- Chair Pillow Support Kh-016 | 157001PILLOWSUPPORTKH016 |  | A Class |  |  | I-Inventory | FG-Finish Good | R | Spares | Dental Chair-Spares | Dental Equiment | Main Location | 90330000 |  | FIFO | Foshan Keju | [8 empty] | 0 | 0 | 0 | 1 | 0 | 0 | [7 empty] | 1 |  | FK/CH/SP/KEJU CHAIR PILLOW SUPPORT KH-016
IM02179 | Denal Chair Spares-Foshan Keju- Low Suction Cannula(Aluminium) | 157001LOWSUCCANNULA |  | A Class |  |  | I-Inventory | FG-Finish Good | R | Spares | Dental Chair-Spares | Dental Equiment | Main Location | 90330000 |  | FIFO | Foshan Keju | [8 empty] | 0 | 0 | 0 | 1 | 0 | 0 | [7 empty] | 1 |  | FK/CH/SP/KEJU LOW SUCTION CANNULA(ALUMINIUM)
IM02180 | Denal Chair Spares-Foshan Keju- Aluminium Strong And Weak Suction Kv-015 | 157001KV015 |  | A Class |  |  | I-Inventory | FG-Finish Good | R | Spares | Dental Chair-Spares | Dental Equiment | Main Location | 90330000 |  | FIFO | Foshan Keju | [8 empty] | 0 | 0 | 0 | 1 | 0 | 0 | [7 empty] | 1 |  | FK/DC/SP/KEJU ALUMINIUM STRONG AND WEAK SUCTION KV-015
IM02181 | Denal Chair Spares-Foshan Keju- Asst Side Water Unit PCB | Fk/Sp/Keju/Asst. Side Water Unit Pcb |  | A Class |  |  | I-Inventory | FG-Finish Good | R | Spares | Dental Chair-Spares | Dental Equiment | Main Location | 90330000 |  | FIFO | Foshan Keju | [8 empty] | 0 | 0 | 0 | 1 | 0 | 0 | [7 empty] | 1 |  | FK/DC/SP/KEJU ASST SIDE WATER UNIT PCB
IM02182 | Denal Chair Spares-Foshan Keju-Chair Water Exchange Switch Kp-014 | 157001KP014 |  | A Class |  |  | I-Inventory | FG-Finish Good | R | Spares | Dental Chair-Spares | Dental Equiment | Main Location | 90330000 |  | FIFO | Foshan Keju | [8 empty] | 0 | 0 | 0 | 1 | 0 | 0 | [7 empty] | 1 |  | FK/SP/KEHU CHAIR WATER EXCHANGE SWITCH KP-014
IM02183 | Denal Chair Spares-Foshan Keju- 3 In 1 Valve Kv-005 | 1570013IN1VALVEKV005 |  | A Class |  |  | I-Inventory | FG-Finish Good | R | Spares | Dental Chair-Spares | Dental Equiment | Main Location | 90330000 |  | FIFO | Foshan Keju | [8 empty] | 0 | 0 | 0 | 1 | 0 | 0 | [7 empty] | 1 |  | FK/SP/KEJU 3 IN 1 VALVE KV-005
IM02184 | Denal Chair Spares-Foshan Keju- 3 Way Tubing Sleeves | 1570013WAYTUBSLEEVES |  | A Class |  |  | I-Inventory | FG-Finish Good | C | Spares | Dental Chair-Spares | Dental Equiment | Main Location | 90330000 |  | FIFO | Foshan Keju | [8 empty] | 0 | 0 | 0 | 1 | 0 | 0 | [7 empty] | 1 |  | FK/SP/KEJU 3 WAY TUBING SLEEVES
IM02185 | Denal Chair Spares-Foshan Keju- Air Cylinder | 157001AIRCYLINDER |  | A Class |  |  | I-Inventory | FG-Finish Good | R | Spares | Dental Chair-Spares | Dental Equiment | Main Location | 90330000 |  | FIFO | Foshan Keju | [8 empty] | 0 | 0 | 0 | 1 | 0 | 0 | [7 empty] | 1 |  | FK/SP/KEJU AIR CYLINDER
IM02186 | Denal Chair Spares-Foshan Keju- Assistant Control Box Kp-012 | 157001KP012 |  | A Class |  |  | I-Inventory | FG-Finish Good | R | Spares | Dental Chair-Spares | Dental Equiment | Main Location | 90330000 |  | FIFO | Foshan Keju | [8 empty] | 0 | 0 | 0 | 1 | 0 | 0 | [7 empty] | 1 |  | FK/SP/KEJU ASSISTANT CONTROL BOX KP-012
IM02187 | Denal Chair Spares-Foshan Keju- Backrest Motor Ke-002 | 157001BACKRESTMOTORKE002 |  | A Class |  |  | I-Inventory | FG-Finish Good | R | Spares | Dental Chair-Spares | Dental Equiment | Main Location | 90330000 |  | FIFO | Foshan Keju | [8 empty] | 0 | 0 | 0 | 1 | 0 | 0 | [7 empty] | 1 |  | FK/SP/KEJU BACKREST MOTOR KE-002
IM02188 | Denal Chair Spares-Foshan Keju- Balance Arm Cap Only | 157001ARMCAP |  | A Class |  |  | I-Inventory | FG-Finish Good | R | Spares | Dental Chair-Spares | Dental Equiment | Main Location | 90330000 |  | FIFO | Foshan Keju | [8 empty] | 0 | 0 | 0 | 1 | 0 | 0 | [7 empty] | 1 |  | FK/SP/KEJU BALANCE ARM CAP ONLY
IM02189 | Denal Chair Spares-Foshan Keju- Balance Arm Kh-003 | 157001BALANCEARMKH003 |  | A Class |  |  | I-Inventory | FG-Finish Good | R | Spares | Dental Chair-Spares | Dental Equiment | Main Location | 90330000 |  | FIFO | Foshan Keju | [8 empty] | 0 | 0 | 0 | 1 | 0 | 0 | [7 empty] | 1 |  | FK/SP/KEJU BALANCE ARM KH-003
IM02190 | Denal Chair Spares-Foshan Keju- Ceramic Spitoon | 157001CERAMICSPITOON |  | A Class |  |  | I-Inventory | FG-Finish Good | C | Spares | Dental Chair-Spares | Dental Equiment | Main Location | 90330000 |  | FIFO | Foshan Keju | [8 empty] | 0 | 0 | 0 | 1 | 0 | 0 | [7 empty] | 1 |  | FK/SP/KEJU CERAMIC SPITOON
IM02191 | Denal Chair Spares-Foshan Keju- Chair Backrest Upholstery Light Green 0 | 157001CHUPBKRLIGHTGREEN0 |  | A Class |  |  | I-Inventory | FG-Finish Good | R | Spares | Dental Chair-Spares | Dental Equiment | Main Location | 90330000 |  | FIFO | Foshan Keju | [8 empty] | 0 | 0 | 0 | 1 | 0 | 0 | [7 empty] | 1 |  | FK/SP/KEJU CHAIR BACKREST UPHOLSTERY LIGHT GREEN 0
IM02192 | Denal Chair Spares-Foshan Keju- Chair Base Floor Front Cover Kp-028 | 157001FLOORFRONTKP028 |  | A Class |  |  | I-Inventory | FG-Finish Good | R | Spares | Dental Chair-Spares | Dental Equiment | Main Location | 90330000 |  | FIFO | Foshan Keju | [8 empty] | 0 | 0 | 0 | 1 | 0 | 0 | [7 empty] | 1 |  | FK/SP/KEJU CHAIR BASE FLOOR FRONT COVER KP-028
IM02193 | Denal Chair Spares-Foshan Keju- Chair Hand Rest Arm | 157001HANDRESTARM |  | A Class |  |  | I-Inventory | FG-Finish Good | R | Spares | Dental Chair-Spares | Dental Equiment | Main Location | 90330000 |  | FIFO | Foshan Keju | [8 empty] | 0 | 0 | 0 | 1 | 0 | 0 | [7 empty] | 1 |  | FK/SP/KEJU CHAIR HAND REST ARM
IM02194 | Denal Chair Spares-Foshan Keju- Chair Main Foot Control Kh-012 | 157001FOOTCONTROLKH012 |  | A Class |  |  | I-Inventory | FG-Finish Good | R | Spares | Dental Chair-Spares | Dental Equiment | Main Location | 90330000 |  | FIFO | Foshan Keju | [8 empty] | 0 | 0 | 0 | 1 | 0 | 0 | [7 empty] | 1 |  | FK/SP/KEJU CHAIR MAIN FOOT CONTROL KH-012
IM02195 | Denal Chair Spares-Foshan Keju- Chair Main PCB Ke-003 | 157001MAINPCBKE003 |  | A Class |  |  | I-Inventory | FG-Finish Good | R | Spares | Dental Chair-Spares | Dental Equiment | Main Location | 90330000 |  | FIFO | Foshan Keju | [8 empty] | 0 | 0 | 0 | 1 | 0 | 0 | [7 empty] | 1 |  | FK/SP/KEJU CHAIR MAIN PCB KE-003
IM02196 | Denal Chair Spares-Foshan Keju- Chair Motor Cover (Transformer Cover) | 157001TRANSFORMERCOVER |  | A Class |  |  | I-Inventory | FG-Finish Good | R | Spares | Dental Chair-Spares | Dental Equiment | Main Location | 90330000 |  | FIFO | Foshan Keju | [8 empty] | 0 | 0 | 0 | 1 | 0 | 0 | [7 empty] | 1 |  | FK/SP/KEJU CHAIR MOTOR COVER (TRANSFORMER COVER)
IM02197 | Denal Chair Spares-Foshan Keju- Chair Motor Lid | 157001MOTORLID |  | A Class |  |  | I-Inventory | FG-Finish Good | R | Spares | Dental Chair-Spares | Dental Equiment | Main Location | 90330000 |  | FIFO | Foshan Keju | [8 empty] | 0 | 0 | 0 | 1 | 0 | 0 | [7 empty] | 1 |  | FK/SP/KEJU CHAIR MOTOR LID
IM02198 | Denal Chair Spares-Foshan Keju- Chair Updown Motor Ke-001 | 157001MOTORKE001 |  | A Class |  |  | I-Inventory | FG-Finish Good | R | Spares | Dental Chair-Spares | Dental Equiment | Main Location | 90330000 |  | FIFO | Foshan Keju | [8 empty] | 0 | 0 | 0 | 1 | 0 | 0 | [7 empty] | 1 |  | FK/SP/KEJU CHAIR UPDOWN MOTOR KE-001
IM02199 | Denal Chair Spares-Foshan Keju- Chair Water Bottle Holder | 157001BOTTLEHOLDER |  | A Class |  |  | I-Inventory | FG-Finish Good | C | Spares | Dental Chair-Spares | Dental Equiment | Main Location | 90330000 |  | FIFO | Foshan Keju | [8 empty] | 0 | 0 | 0 | 1 | 0 | 0 | [7 empty] | 1 |  | FK/SP/KEJU CHAIR WATER BOTTLE HOLDER
IM02200 | Denal Chair Spares-Foshan Keju- Delivery Unit Arm | 157001DUARM |  | A Class |  |  | I-Inventory | FG-Finish Good | R | Spares | Dental Chair-Spares | Dental Equiment | Main Location | 90330000 |  | FIFO | Foshan Keju | [8 empty] | 0 | 0 | 0 | 1 | 0 | 0 | [7 empty] | 1 |  | FK/SP/KEJU DELIVERY UNIT ARM
IM02201 | Denal Chair Spares-Foshan Keju- Delivery Unit Lower Cover Kp-002 | 157001DULCOVERKP002 |  | A Class |  |  | I-Inventory | FG-Finish Good | R | Spares | Dental Chair-Spares | Dental Equiment | Main Location | 90330000 |  | FIFO | Foshan Keju | [8 empty] | 0 | 0 | 0 | 1 | 0 | 0 | [7 empty] | 1 |  | FK/SP/KEJU DELIVERY UNIT LOWER COVER KP-002
IM02202 | Denal Chair Spares-Foshan Keju- Delivery Unit Lower Support Arm Kp-008 | 157001DULOWERSUPPORTKP008 |  | A Class |  |  | I-Inventory | FG-Finish Good | R | Spares | Dental Chair-Spares | Dental Equiment | Main Location | 90330000 |  | FIFO | Foshan Keju | [8 empty] | 0 | 0 | 0 | 1 | 0 | 0 | [7 empty] | 1 |  | FK/SP/KEJU DELIVERY UNIT LOWER SUPPORT ARM KP-008
IM02203 | Denal Chair Spares-Foshan Keju- Delivery Unit PCB Ke 005 | 157001DUPCBKE005 |  | A Class |  |  | I-Inventory | FG-Finish Good | R | Spares | Dental Chair-Spares | Dental Equiment | Main Location | 90330000 |  | FIFO | Foshan Keju | [8 empty] | 0 | 0 | 0 | 1 | 0 | 0 | [7 empty] | 1 |  | FK/SP/KEJU DELIVERY UNIT PCB KE 005
IM02204 | Denal Chair Spares-Foshan Keju- Delivery Unit PCB Sticker | 157001DUPCBSTICKER |  | A Class |  |  | I-Inventory | FG-Finish Good | C | Spares | Dental Chair-Spares | Dental Equiment | Main Location | 90330000 |  | FIFO | Foshan Keju | [8 empty] | 0 | 0 | 0 | 1 | 0 | 0 | [7 empty] | 1 |  | FK/SP/KEJU DELIVERY UNIT PCB STICKER
IM02205 | Denal Chair Spares-Foshan Keju- Dirt Collector Kv-026 | 157001DIRTCOLLECTOR |  | A Class |  |  | I-Inventory | FG-Finish Good | C | Spares | Dental Chair-Spares | Dental Equiment | Main Location | 90330000 |  | FIFO | Foshan Keju | [8 empty] | 0 | 0 | 0 | 1 | 0 | 0 | [7 empty] | 1 |  | FK/SP/KEJU DIRT COLLECTOR KV-026
IM02206 | Denal Chair Spares-Foshan Keju- Disposable Cup Holder Kp-023 | 157001DISPOSABLECUPHOLDERKP023 |  | A Class |  |  | I-Inventory | FG-Finish Good | R | Spares | Dental Chair-Spares | Dental Equiment | Main Location | 90330000 |  | FIFO | Foshan Keju | [8 empty] | 0 | 0 | 0 | 1 | 0 | 0 | [7 empty] | 1 |  | FK/SP/KEJU DISPOSABLE CUP HOLDER KP-023
IM02207 | Denal Chair Spares-Foshan Keju- Foot Control Joystick | 157001FCJOYSTICK |  | A Class |  |  | I-Inventory | FG-Finish Good | R | Spares | Dental Chair-Spares | Dental Equiment | Main Location | 90330000 |  | FIFO | Foshan Keju | [8 empty] | 0 | 0 | 0 | 1 | 0 | 0 | [7 empty] | 1 |  | FK/SP/KEJU FOOT CONTROL JOYSTICK
IM02208 | Denal Chair Spares-Foshan Keju- Foot Pedal Kh-008 | 157001FOOTPEDALKH008 |  | A Class |  |  | I-Inventory | FG-Finish Good | R | Spares | Dental Chair-Spares | Dental Equiment | Main Location | 90330000 |  | FIFO | Foshan Keju | [8 empty] | 0 | 0 | 0 | 1 | 0 | 0 | [7 empty] | 1 |  | FK/SP/KEJU FOOT PEDAL KH-008
IM02209 | Denal Chair Spares-Foshan Keju- Foot Pedal Kh-018 | 157001FOOTPADELKH018 |  | A Class |  |  | I-Inventory | FG-Finish Good | R | Spares | Dental Chair-Spares | Dental Equiment | Main Location | 90330000 |  | FIFO | Foshan Keju | [8 empty] | 0 | 0 | 0 | 1 | 0 | 0 | [7 empty] | 1 |  | FK/SP/KEJU FOOT PEDAL KH-018
IM02210 | Denal Chair Spares-Foshan Keju- Halogen Light Ke-015 | 157001HALOGENLIGHTKE015 |  | A Class |  |  | I-Inventory | FG-Finish Good | R | Spares | Dental Chair-Spares | Dental Equiment | Main Location | 90330000 |  | FIFO | Foshan Keju | [8 empty] | 0 | 0 | 0 | 1 | 0 | 0 | [7 empty] | 1 |  | FK/SP/KEJU HALOGEN LIGHT KE-015
IM02211 | Denal Chair Spares-Foshan Keju- Junction Box Connector Kp-015 | 157001JUNCTIONBOXKP015 |  | A Class |  |  | I-Inventory | FG-Finish Good | R | Spares | Dental Chair-Spares | Dental Equiment | Main Location | 90330000 |  | FIFO | Foshan Keju | [8 empty] | 0 | 0 | 0 | 1 | 0 | 0 | [7 empty] | 1 |  | FK/SP/KEJU JUNCTION BOX CONNECTOR KP-015
IM02212 | Denal Chair Spares-Foshan Keju- Left Handrest Arm | 157001LEFTHANDRESTARM |  | A Class |  |  | I-Inventory | FG-Finish Good | R | Spares | Dental Chair-Spares | Dental Equiment | Main Location | 90330000 |  | FIFO | Foshan Keju | [8 empty] | 0 | 0 | 0 | 1 | 0 | 0 | [7 empty] | 1 |  | FK/SP/KEJU LEFT HANDREST ARM
IM02213 | Denal Chair Spares-Foshan Keju- Light Arm Kh-002 | 157001LIGHTARMKH002 |  | A Class |  |  | I-Inventory | FG-Finish Good | R | Spares | Dental Chair-Spares | Dental Equiment | Main Location | 90330000 |  | FIFO | Foshan Keju | [8 empty] | 0 | 0 | 0 | 1 | 0 | 0 | [7 empty] | 1 |  | FK/SP/KEJU LIGHT ARM KH-002
IM02214 | Denal Chair Spares-Foshan Keju- Light Arm Straight Pole | 157001STRAIGHTPOLE |  | A Class |  |  | I-Inventory | FG-Finish Good | R | Spares | Dental Chair-Spares | Dental Equiment | Main Location | 90330000 |  | FIFO | Foshan Keju | [8 empty] | 0 | 0 | 0 | 1 | 0 | 0 | [7 empty] | 1 |  | FK/SP/KEJU LIGHT ARM STRAIGHT POLE
IM02215 | Denal Chair Spares-Foshan Keju- Light Reflector Cover | 157001REFLECTORCOVER |  | A Class |  |  | I-Inventory | FG-Finish Good | R | Spares | Dental Chair-Spares | Dental Equiment | Main Location | 90330000 |  | FIFO | Foshan Keju | [8 empty] | 0 | 0 | 0 | 1 | 0 | 0 | [7 empty] | 1 |  | FK/SP/KEJU LIGHT REFLECTOR COVER
IM02216 | Denal Chair Spares-Foshan Keju- Light Reflector Glass | 157001REFLECTORGLASS |  | A Class |  |  | I-Inventory | FG-Finish Good | c | Spares | Dental Chair-Spares | Dental Equiment | Main Location | 90330000 |  | FIFO | Foshan Keju | [8 empty] | 0 | 0 | 0 | 1 | 0 | 0 | [7 empty] | 1 |  | FK/SP/KEJU LIGHT REFLECTOR GLASS
IM02217 | Denal Chair Spares-Foshan Keju- Low Suction Cannula | 157001LOWSUCTIONCANNULA |  | A Class |  |  | I-Inventory | FG-Finish Good | R | Spares | Dental Chair-Spares | Dental Equiment | Main Location | 90330000 |  | FIFO | Foshan Keju | [8 empty] | 0 | 0 | 0 | 1 | 0 | 0 | [7 empty] | 1 |  | FK/SP/KEJU LOW SUCTION CANNULA
IM02218 | Denal Chair Spares-Foshan Keju- Main Control Wire | 157001MAINCONTROLWIRE |  | A Class |  |  | I-Inventory | FG-Finish Good | R | Spares | Dental Chair-Spares | Dental Equiment | Main Location | 90330000 |  | FIFO | Foshan Keju | [8 empty] | 0 | 0 | 0 | 1 | 0 | 0 | [7 empty] | 1 |  | FK/SP/KEJU MAIN CONTROL WIRE
IM02219 | Denal Chair Spares-Foshan Keju- Orange Headrest Upholstery | 157001HEADRESTORANGEUPHOL |  | A Class |  |  | I-Inventory | FG-Finish Good | R | Spares | Dental Chair-Spares | Dental Equiment | Main Location | 90330000 |  | FIFO | Foshan Keju | [5 empty] | . |  |  | 0 | 0 | 0 | 1 | 0 | 0 | [7 empty] | 1 |  | FK/SP/KEJU ORANGE HEADREST UPHOLSTERY
IM02220 | Denal Chair Spares-Foshan Keju- Right Handrest Arm | 157001RIGHTHANDRESTARM |  | A Class |  |  | I-Inventory | FG-Finish Good | R | Spares | Dental Chair-Spares | Dental Equiment | Main Location | 90330000 |  | FIFO | Foshan Keju | [8 empty] | 0 | 0 | 0 | 1 | 0 | 0 | [7 empty] | 1 |  | FK/SP/KEJU RIGHT HANDREST ARM
IM02221 | Denal Chair Spares-Foshan Keju- Round Tray Kp-005 | 157001ROUNDTRAYKP005 |  | A Class |  |  | I-Inventory | FG-Finish Good | R | Spares | Dental Chair-Spares | Dental Equiment | Main Location | 90330000 |  | FIFO | Foshan Keju | [8 empty] | 0 | 0 | 0 | 1 | 0 | 0 | [7 empty] | 1 |  | FK/SP/KEJU ROUND TRAY KP-005
IM02222 | Denal Chair Spares-Foshan Keju- Sensor And Week Suction Kp-017 | 157001SENSORWEAKSWITCHKP017 |  | A Class |  |  | I-Inventory | FG-Finish Good | R | Spares | Dental Chair-Spares | Dental Equiment | Main Location | 90330000 |  | FIFO | Foshan Keju | [8 empty] | 0 | 0 | 0 | 1 | 0 | 0 | [7 empty] | 1 |  | FK/SP/KEJU SENSOR AND WEEK SUCTION KP-017
IM02223 | Denal Chair Spares-Foshan Keju- Sensor Switch Ke-017 | 157001SENSORSWITCHKE017 |  | A Class |  |  | I-Inventory | FG-Finish Good | R | Spares | Dental Chair-Spares | Dental Equiment | Main Location | 90330000 |  | FIFO | Foshan Keju | [8 empty] | 0 | 0 | 0 | 1 | 0 | 0 | [7 empty] | 1 |  | FK/SP/KEJU SENSOR SWITCH KE-017
IM02224 | Denal Chair Spares-Foshan Keju- Simplified Decompressing Valve | 157001DECOMPRISSINGVALVE |  | A Class |  |  | I-Inventory | FG-Finish Good | R | Spares | Dental Chair-Spares | Dental Equiment | Main Location | 90330000 |  | FIFO | Foshan Keju | [8 empty] | 0 | 0 | 0 | 1 | 0 | 0 | [7 empty] | 1 |  | FK/SP/KEJU SIMPLIFIED DECOMPRESSING VALVE
IM02225 | Denal Chair Spares-Foshan Keju- Spit Sucking Valve Kv-002 | 157001SUCKINGVALVEKV002 |  | A Class |  |  | I-Inventory | FG-Finish Good | R | Spares | Dental Chair-Spares | Dental Equiment | Main Location | 90330000 |  | FIFO | Foshan Keju | [8 empty] | 0 | 0 | 0 | 1 | 0 | 0 | [7 empty] | 1 |  | FK/SP/KEJU SPIT SUCKING VALVE KV-002
IM02226 | Denal Chair Spares-Foshan Keju- Spitoon Assembly Base | 157001SPITTONASSEMBLYEBASE |  | A Class |  |  | I-Inventory | FG-Finish Good | R | Spares | Dental Chair-Spares | Dental Equiment | Main Location | 90330000 |  | FIFO | Foshan Keju | [8 empty] | 0 | 0 | 0 | 1 | 0 | 0 | [7 empty] | 1 |  | FK/SP/KEJU SPITOON ASSEMBLY BASE
IM02227 | Denal Chair Spares-Foshan Keju- Spitoon Filter Kit | 157001SPITOONFILTER |  | A Class |  |  | I-Inventory | FG-Finish Good | R | Spares | Dental Chair-Spares | Dental Equiment | Main Location | 90330000 |  | FIFO | Foshan Keju | [5 empty] | . |  |  | 0 | 0 | 0 | 1 | 0 | 0 | [7 empty] | 1 |  | FK/SP/KEJU SPITOON FILTER KIT
IM02228 | Denal Chair Spares-Foshan Keju- Stool Pump | 157001STOOLPUMP |  | A Class |  |  | I-Inventory | FG-Finish Good | R | Spares | Dental Chair-Spares | Dental Equiment | Main Location | 90330000 |  | FIFO | Foshan Keju | [8 empty] | 0 | 0 | 0 | 1 | 0 | 0 | [7 empty] | 1 |  | FK/SP/KEJU STOOL PUMP
IM02229 | Denal Chair Spares-Foshan Keju- Stool Upholstery Base Assembly | 157001STOOLUPHOLBASEASSMBLY |  | A Class |  |  | I-Inventory | FG-Finish Good | R | Spares | Dental Chair-Spares | Dental Equiment | Main Location | 90330000 |  | FIFO | Foshan Keju | [8 empty] | 0 | 0 | 0 | 1 | 0 | 0 | [7 empty] | 1 |  | FK/SP/KEJU STOOL UPHOLSTERY BASE ASSEMBLY
IM02230 | Denal Chair Spares-Foshan Keju- Stool Wheel | 157001STOOLWHEEL |  | A Class |  |  | I-Inventory | FG-Finish Good | R | Spares | Dental Chair-Spares | Dental Equiment | Main Location | 90330000 |  | FIFO | Foshan Keju | [8 empty] | 0 | 0 | 0 | 1 | 0 | 0 | [7 empty] | 1 |  | FK/SP/KEJU STOOL WHEEL
IM02231 | Denal Chair Spares-Foshan Keju- Stool Wheel Base | 157001STOOLWHEELBASE |  | A Class |  |  | I-Inventory | FG-Finish Good | R | Spares | Dental Chair-Spares | Dental Equiment | Main Location | 90330000 |  | FIFO | Foshan Keju | [8 empty] | 0 | 0 | 0 | 1 | 0 | 0 | [7 empty] | 1 |  | FK/SP/KEJU STOOL WHEEL BASE
IM02232 | Denal Chair Spares-Foshan Keju- Strong And Weak Suction Tube Kt-008 | 157001STRONGWEAKSUCTIONTUBEKT008 |  | A Class |  |  | I-Inventory | FG-Finish Good | R | Spares | Dental Chair-Spares | Dental Equiment | Main Location | 90330000 |  | FIFO | Foshan Keju | [8 empty] | 0 | 0 | 0 | 1 | 0 | 0 | [7 empty] | 1 |  | FK/SP/KEJU STRONG And WEAK SUCTION TUBE KT-008
IM02233 | Denal Chair Spares-Foshan Keju- Transparent Glass Spitoon | 157001TRNGLASSSPITOON |  | A Class |  |  | I-Inventory | FG-Finish Good | C | Spares | Dental Chair-Spares | Dental Equiment | Main Location | 90330000 |  | FIFO | Foshan Keju | [8 empty] | 0 | 0 | 0 | 1 | 0 | 0 | [7 empty] | 1 |  | FK/SP/KEJU TRANSPARENT GLASS SPITOON
IM02234 | Denal Chair Spares-Foshan Keju- Water Unit PCB Ke-004 | 157001WUPCBKE004 |  | A Class |  |  | I-Inventory | FG-Finish Good | R | Spares | Dental Chair-Spares | Dental Equiment | Main Location | 90330000 |  | FIFO | Foshan Keju | [8 empty] | 0 | 0 | 0 | 1 | 0 | 0 | [7 empty] | 1 |  | FK/SP/KEJU WATER UNIT PCB KE-004
IM02235 | Denal Chair Spares-Foshan Keju- New Handpiece Holder Box | 126001HANDPIECEHOLDERBOX |  | A Class |  |  | I-Inventory | FG-Finish Good | R | Spares | Dental Chair-Spares | Dental Equiment | Main Location | 90330000 |  | FIFO | Foshan Keju | [8 empty] | 0 | 0 | 0 | 1 | 0 | 0 | [7 empty] | 1 |  | FK/SP/KEJU/ NEW HANDPIECE HOLDER BOX
IM02236 | Denal Chair Spares-Foshan Keju-Asst. Side Water Unit Arm | 157001ASSTWUARM |  | A Class |  |  | I-Inventory | FG-Finish Good | R | Spares | Dental Chair-Spares | Dental Equiment | Main Location | 90330000 |  | FIFO | Foshan Keju | [8 empty] | 0 | 0 | 0 | 1 | 0 | 0 | [7 empty] | 1 |  | FK/SP/KEJU/ASST. SIDE WATER UNIT ARM
IM02237 | Denal Chair Spares-Foshan Keju-Chair Base Back Cover | 157001BASEBACKCOVER |  | A Class |  |  | I-Inventory | FG-Finish Good | R | Spares | Dental Chair-Spares | Dental Equiment | Main Location | 90330000 |  | FIFO | Foshan Keju | [8 empty] | 0 | 0 | 0 | 1 | 0 | 0 | [7 empty] | 1 |  | FK/SP/KEJU/CHAIR BASE BACK COVER
IM02238 | Denal Chair Spares-Foshan Keju-Chair Base Back Floor Cover Kp-028 | 157001BACKKP028 |  | A Class |  |  | I-Inventory | FG-Finish Good | R | Spares | Dental Chair-Spares | Dental Equiment | Main Location | 90330000 |  | FIFO | Foshan Keju | [8 empty] | 0 | 0 | 0 | 1 | 0 | 0 | [7 empty] | 1 |  | FK/SP/KEJU/CHAIR BASE BACK FLOOR COVER KP-028
IM02239 | Denal Chair Spares-Foshan Keju-Chair Base Left Side Cover | 157001BASELSIDECOVER |  | A Class |  |  | I-Inventory | FG-Finish Good | R | Spares | Dental Chair-Spares | Dental Equiment | Main Location | 90330000 |  | FIFO | Foshan Keju | [8 empty] | 0 | 0 | 0 | 1 | 0 | 0 | [7 empty] | 1 |  | FK/SP/KEJU/CHAIR BASE LEFT SIDE COVER
IM02240 | Denal Chair Spares-Foshan Keju-Chair Base Right Side Cover | 157001BASERIGHTSIDECOVER |  | A Class |  |  | I-Inventory | FG-Finish Good | R | Spares | Dental Chair-Spares | Dental Equiment | Main Location | 90330000 |  | FIFO | Foshan Keju | [8 empty] | 0 | 0 | 0 | 1 | 0 | 0 | [7 empty] | 1 |  | FK/SP/KEJU/CHAIR BASE RIGHT SIDE COVER
IM02241 | Denal Chair Spares-Foshan Keju-Delivery Unit Handle | 157001DUHANDLE |  | A Class |  |  | I-Inventory | FG-Finish Good | R | Spares | Dental Chair-Spares | Dental Equiment | Main Location | 90330000 |  | FIFO | Foshan Keju | [8 empty] | 0 | 0 | 0 | 1 | 0 | 0 | [7 empty] | 1 |  | FK/SP/KEJU/DELIVERY UNIT HANDLE
IM02242 | Denal Chair Spares-Foshan Keju-Handpiece Holder Box | 157001HPHOLDERBOX |  | A Class |  |  | I-Inventory | FG-Finish Good | R | Spares | Dental Chair-Spares | Dental Equiment | Main Location | 90330000 |  | FIFO | Foshan Keju | [8 empty] | 0 | 0 | 0 | 1 | 0 | 0 | [7 empty] | 1 |  | FK/SP/KEJU/HANDPIECE HOLDER BOX
IM02243 | Denal Chair Spares-Foshan Keju-High Suction Cannula | 157004HIGHSUCTIONCANNULA |  | A Class |  |  | I-Inventory | FG-Finish Good | C | Spares | Dental Chair-Spares | Dental Equiment | Main Location | 90330000 |  | FIFO | Foshan Keju | [8 empty] | 0 | 0 | 0 | 1 | 0 | 0 | [7 empty] | 1 |  | FK/SP/KEJU/HIGH SUCTION CANNULA
IM02244 | Denal Chair Spares-Foshan Keju-High Suction Valve Kv-006 | 157001HIGHSUCTIONVALVEKV006 |  | A Class |  |  | I-Inventory | FG-Finish Good | R | Spares | Dental Chair-Spares | Dental Equiment | Main Location | 90330000 |  | FIFO | Foshan Keju | [8 empty] | 0 | 0 | 0 | 1 | 0 | 0 | [7 empty] | 1 |  | FK/SP/KEJU/HIGH SUCTION VALVE KV-006
IM02245 | Denal Chair Spares-Foshan Keju-Light Handle | 157001LIGHTHANDLE |  | A Class |  |  | I-Inventory | FG-Finish Good | R | Spares | Dental Chair-Spares | Dental Equiment | Main Location | 90330000 |  | FIFO | Foshan Keju | [8 empty] | 0 | 0 | 0 | 1 | 0 | 0 | [7 empty] | 1 |  | FK/SP/KEJU/LIGHT HANDLE
IM02246 | Denal Chair Spares-Foshan Keju-Low Suction Valve Kv-007 | 157001LOWSUCTIONVALVEKV007 |  | A Class |  |  | I-Inventory | FG-Finish Good | R | Spares | Dental Chair-Spares | Dental Equiment | Main Location | 90330000 |  | FIFO | Foshan Keju | [8 empty] | 0 | 0 | 0 | 1 | 0 | 0 | [7 empty] | 1 |  | FK/SP/KEJU/LOW SUCTION VALVE KV-007
IM02247 | Denal Chair Spares-Foshan Keju-Normal Open Valve Kv-009 | 157001NORMALOPENVALVEKV009 |  | A Class |  |  | I-Inventory | FG-Finish Good | R | Spares | Dental Chair-Spares | Dental Equiment | Main Location | 90330000 |  | FIFO | Foshan Keju | [8 empty] | 0 | 0 | 0 | 1 | 0 | 0 | [7 empty] | 1 |  | FK/SP/KEJU/NORMAL OPEN VALVE KV-009
IM02248 | Denal Chair Spares-Foshan Keju-Reflector Ke-019 | 157001REFLECTORKE019 |  | A Class |  |  | I-Inventory | FG-Finish Good | R | Spares | Dental Chair-Spares | Dental Equiment | Main Location | 90330000 |  | FIFO | Foshan Keju | [8 empty] | 0 | 0 | 0 | 1 | 0 | 0 | [7 empty] | 1 |  | FK/SP/KEJU/REFLECTOR KE-019
IM02249 | Denal Chair Spares-Foshan Keju-Spitoon Aluminium Cannula | 126001ALUMINIUMCANNULA |  | A Class |  |  | I-Inventory | FG-Finish Good | R | Spares | Dental Chair-Spares | Dental Equiment | Main Location | 90330000 |  | FIFO | Foshan Keju | [8 empty] | 0 | 0 | 0 | 1 | 0 | 0 | [7 empty] | 1 |  | FK/SP/KEJU/SPITOON ALUMINIUM CANNULA
IM02250 | Denal Chair Spares-Foshan Keju-Spitoon Assembly | 157001SPITTONASSEMBLYE |  | A Class |  |  | I-Inventory | FG-Finish Good | R | Spares | Dental Chair-Spares | Dental Equiment | Main Location | 90330000 |  | FIFO | Foshan Keju | [8 empty] | 0 | 0 | 0 | 1 | 0 | 0 | [7 empty] | 1 |  | FK/SP/KEJU/SPITOON ASSEMBLY
IM02251 | Denal Chair Spares-Foshan Keju-Spitoon Cannula | 157001SPITOONCANNULA |  | A Class |  |  | I-Inventory | FG-Finish Good | C | Spares | Dental Chair-Spares | Dental Equiment | Main Location | 90330000 |  | FIFO | Foshan Keju | [8 empty] | 0 | 0 | 0 | 1 | 0 | 0 | [7 empty] | 1 |  | FK/SP/KEJU/SPITOON CANNULA
IM02252 | Denal Chair Spares-Foshan Keju-Suction Cannula | 157001SUCTIONCANNULA |  | A Class |  |  | I-Inventory | FG-Finish Good | R | Spares | Dental Chair-Spares | Dental Equiment | Main Location | 90330000 |  | FIFO | Foshan Keju | [8 empty] | 0 | 0 | 0 | 1 | 0 | 0 | [7 empty] | 1 |  | FK/SP/KEJU/SUCTION CANNULA
IM02253 | Denal Chair Spares-Foshan Keju-Suction Filter Kp-021 | 157001SUCKINGFILTERKP021 |  | A Class |  |  | I-Inventory | FG-Finish Good | C | Spares | Dental Chair-Spares | Dental Equiment | Main Location | 90330000 |  | FIFO | Foshan Keju | [8 empty] | 0 | 0 | 0 | 1 | 0 | 0 | [7 empty] | 1 |  | FK/SP/KEJU/SUCTION FILTER KP-021
IM02254 | Denal Chair Spares-Foshan Keju-Tumbler Cannula | 157001TUMBLERCANNULA |  | A Class |  |  | I-Inventory | FG-Finish Good | R | Spares | Dental Chair-Spares | Dental Equiment | Main Location | 90330000 |  | FIFO | Foshan Keju | [8 empty] | 0 | 0 | 0 | 1 | 0 | 0 | [7 empty] | 1 |  | FK/SP/KEJU/TUMBLER CANNULA
IM02255 | Denal Chair Spares-Foshan Keju-Water Unit Complete Cover | 157001WUCOMPLETECOVER |  | A Class |  |  | I-Inventory | FG-Finish Good | R | Spares | Dental Chair-Spares | Dental Equiment | Main Location | 90330000 |  | FIFO | Foshan Keju | [8 empty] | 0 | 0 | 0 | 1 | 0 | 0 | [7 empty] | 1 |  | FK/SP/KEJU/WATER UNIT COMPLETE COVER
IM02256 | Denal Chair Spares-Foshan Keju-Water Unit Upper Cover | 157001WUUPPERCOVER |  | A Class |  |  | I-Inventory | FG-Finish Good | R | Spares | Dental Chair-Spares | Dental Equiment | Main Location | 90330000 |  | FIFO | Foshan Keju | [8 empty] | 0 | 0 | 0 | 1 | 0 | 0 | [7 empty] | 1 |  | FK/SP/KEJU/WATER UNIT UPPER COVER
IM02257 | Denal Chair Spares-Foshan Keju-X-Ray Viewer | 157001XRAYVIEWER |  | A Class |  |  | I-Inventory | FG-Finish Good | R | Spares | Dental Chair-Spares | Dental Equiment | Main Location | 90330000 |  | FIFO | Foshan Keju | [8 empty] | 0 | 0 | 0 | 1 | 0 | 0 | [7 empty] | 1 |  | FK/SP/KEJU/X-RAY VIEWER
IM02258 | Denal Chair Spares-Foshan Keju-Air Spirit Valve Kv-016 | 157001AIRSPIRITKV016 |  | A Class |  |  | I-Inventory | FG-Finish Good | R | Spares | Dental Chair-Spares | Dental Equiment | Main Location | 90330000 |  | FIFO | Foshan Keju | [8 empty] | 0 | 0 | 0 | 1 | 0 | 0 | [7 empty] | 1 |  | FK/SP/KEJU-AIR SPIRIT VALVE KV-016
IM02259 | Denal Chair Spares-Foshan Keju-Cotton Cup Kp-027 | 157001JP027 |  | A Class |  |  | I-Inventory | FG-Finish Good | R | Spares | Dental Chair-Spares | Dental Equiment | Main Location | 90330000 |  | FIFO | Foshan Keju | [8 empty] | 0 | 0 | 0 | 1 | 0 | 0 | [7 empty] | 1 |  | FK/SP/KEJU-COTTON CUP KP-027
IM02260 | Denal Chair Spares-Foshan Keju-Headrest Cover Kp-004 | 157001HEADRESTCOVERKP004 |  | A Class |  |  | I-Inventory | FG-Finish Good | R | Spares | Dental Chair-Spares | Dental Equiment | Main Location | 90330000 |  | FIFO | Foshan Keju | [8 empty] | 0 | 0 | 0 | 1 | 0 | 0 | [7 empty] | 1 |  | FK/SP/KEJU-HEADREST COVER KP-004
IM02261 | Denal Chair Spares-Foshan Keju-Normal Close Valve Kv-008 | 157001NORMALCLOSEVALVEKV008 |  | A Class |  |  | I-Inventory | FG-Finish Good | R | Spares | Dental Chair-Spares | Dental Equiment | Main Location | 90330000 |  | FIFO | Foshan Keju | [8 empty] | 0 | 0 | 0 | 1 | 0 | 0 | [7 empty] | 1 |  | FK/SP/KEJU-NORMAL CLOSE VALVE KV-008
IM02262 | Denal Chair Spares-Foshan Keju-Power Wire Ke-007 | 157001POWERWIREKE007 |  | A Class |  |  | I-Inventory | FG-Finish Good | R | Spares | Dental Chair-Spares | Dental Equiment | Main Location | 90330000 |  | FIFO | Foshan Keju | [8 empty] | 0 | 0 | 0 | 1 | 0 | 0 | [7 empty] | 1 |  | FK/SP/KEJU-POWER WIRE KE-007
IM02263 | Denal Chair Spares-Foshan Keju-Transformer 110V,220V Ke-008 | 157001TRANSFORMERKE008 |  | A Class |  |  | I-Inventory | FG-Finish Good | R | Spares | Dental Chair-Spares | Dental Equiment | Main Location | 90330000 |  | FIFO | Foshan Keju | [8 empty] | 0 | 0 | 0 | 1 | 0 | 0 | [7 empty] | 1 |  | FK/SP/KEJU-TRANSFORMER 110V,220V KE-008
IM02264 | Denal Chair Spares-Foshan Keju-Water Adjuster Kv-012 | 157001WATERADJUSTERKV012 |  | A Class |  |  | I-Inventory | FG-Finish Good | R | Spares | Dental Chair-Spares | Dental Equiment | Main Location | 90330000 |  | FIFO | Foshan Keju | [8 empty] | 0 | 0 | 0 | 1 | 0 | 0 | [7 empty] | 1 |  | FK/SP/KEJU-WATER ADJUSTER KV-012
IM02265 | Denal Chair Spares-Foshan Keju-Water Adjuster Kv-013 | 157001WATERADJUSTERKV013 |  | A Class |  |  | I-Inventory | FG-Finish Good | R | Spares | Dental Chair-Spares | Dental Equiment | Main Location | 90330000 |  | FIFO | Foshan Keju | [8 empty] | 0 | 0 | 0 | 1 | 0 | 0 | [7 empty] | 1 |  | FK/SP/KEJU-WATER ADJUSTER KV-013
IM02266 | Denal Chair Spares-Foshan Keju-Water Exchange Switch Kv-014 | 157001EXCHANGESWITCHKV014 |  | A Class |  |  | I-Inventory | FG-Finish Good | R | Spares | Dental Chair-Spares | Dental Equiment | Main Location | 90330000 |  | FIFO | Foshan Keju | [8 empty] | 0 | 0 | 0 | 1 | 0 | 0 | [7 empty] | 1 |  | FK/SP/KEJU-WATER EXCHANGE SWITCH KV-014
IM02267 | Denal Chair Spares-Foshan Keju-Water Heater Ke-020 | 157001WATERHEATERKE020 |  | A Class |  |  | I-Inventory | FG-Finish Good | R | Spares | Dental Chair-Spares | Dental Equiment | Main Location | 90330000 |  | FIFO | Foshan Keju | [8 empty] | 0 | 0 | 0 | 1 | 0 | 0 | [7 empty] | 1 |  | FK/SP/KEJU-WATER HEATER KE-020
IM02268 | Denal Chair Spares-Foshan Keju- Spitoon And Tumbler Stand Kp-013 | 157001SPITOONTUMBLERSTANDKP013 |  | A Class |  |  | I-Inventory | FG-Finish Good | R | Spares | Dental Chair-Spares | Dental Equiment | Main Location | 90330000 |  | FIFO | Foshan Keju | [8 empty] | 0 | 0 | 0 | 1 | 0 | 0 | [7 empty] | 1 |  | FK/WU/SP/KEJU SPITOON And TUMBLER STAND KP-013
IM02269 | Denal Chair Spares-Foshan Keju- Water Unit Cover Kp-032 | 157001WUCOVERKP032 |  | A Class |  |  | I-Inventory | FG-Finish Good | R | Spares | Dental Chair-Spares | Dental Equiment | Main Location | 90330000 |  | FIFO | Foshan Keju | [8 empty] | 0 | 0 | 0 | 1 | 0 | 0 | [7 empty] | 1 |  | FK/WU/SP/KEJU WATER UNIT COVER KP-032
IM02270 | Denal Chair Spares-Foshan Keju-Chair Led Light Without Oval Shape Cover | 157001LIGHTWOOVALSHAPECOVER |  | A Class |  |  | I-Inventory | FG-Finish Good | R | Spares | Dental Chair-Spares | Dental Equiment | Main Location | 90330000 |  | FIFO | Foshan Keju | [8 empty] | 0 | 0 | 0 | 1 | 0 | 0 | [7 empty] | 1 |  | FKCH/SP/KEJU CHAIR LED LIGHT WITHOUT OVAL SHAPE COVER
IM02271 | Denal Chair Spares-Foshan Keju-Flare Water Unit PCB | 157001WUPCB |  | A Class |  |  | I-Inventory | FG-Finish Good | R | Spares | Dental Chair-Spares | Dental Equiment | Main Location | 90330000 |  | FIFO | Foshan Keju | [8 empty] | 0 | 0 | 0 | 1 | 0 | 0 | [7 empty] | 1 |  | Flare Water Unit Pcb
IM02272 | Dental Chair Spares-Gnatus- Caixa Patola Ua Syncrus 41000001075 | 10100141000001000 |  | A Class |  |  | I-Inventory | FG-Finish Good | R | Spares | Dental Chair-Spares | Dental Equiment | Main Location | 90330000 |  | FIFO | Gnatus | [8 empty] | 0 | 0 | 0 | 1 | 0 | 0 | [7 empty] | 1 |  | GN/S/C CAIXA PATOLA UA SYNCRUS 41000001075
IM02273 | Dental Chair Spares-Gnatus Fabric Lam. Navy Blue | 101001REXINNAVYBLUE |  | A Class |  |  | I-Inventory | FG-Finish Good | R | Spares | Dental Chair-Spares | Dental Equiment | Main Location | 90330000 |  | FIFO | Gnatus | [8 empty] | 0 | 0 | 0 | 1 | 0 | 0 | [7 empty] | 1 |  | GN/AC/DENTAL CHAIR FABRIC LAM. NAVY BLUE
IM02274 | Dental Chair Spares-Gnatus Fabric Metal Sky Blue | 101001REXINSKYBLUE |  | A Class |  |  | I-Inventory | FG-Finish Good | R | Spares | Dental Chair-Spares | Dental Equiment | Main Location | 90330000 |  | FIFO | Gnatus | [8 empty] | 0 | 0 | 0 | 1 | 0 | 0 | [7 empty] | 1 |  | GN/AC/DENTAL CHAIR FABRIC METAL SKY BLUE
IM02275 | Dental Chair Spares-Gnatus Fabric Silver Coated | 101001REXINSILVER |  | A Class |  |  | I-Inventory | FG-Finish Good | R | Spares | Dental Chair-Spares | Dental Equiment | Main Location | 90330000 |  | FIFO | Gnatus | [8 empty] | 0 | 0 | 0 | 1 | 0 | 0 | [7 empty] | 1 |  | GN/AC/DENTAL CHAIR FABRIC SILVER COATED
IM02276 | Dental Chair Spares-Gnatus Light Blue Rexine | 101001REXINLBLUE |  | A Class |  |  | I-Inventory | FG-Finish Good | R | Spares | Dental Chair-Spares | Dental Equiment | Main Location | 90330000 |  | FIFO | Gnatus | [8 empty] | 0 | 0 | 0 | 1 | 0 | 0 | [7 empty] | 1 |  | GN/AC/DENTAL CHAIR LIGHT BLUE REXINE
IM02277 | Dental Chair Spares-Gnatus- Max Led Only 300051104 | 101001300051104 |  | A Class |  |  | I-Inventory | FG-Finish Good | R | Spares | Dental Chair-Spares | Dental Equiment | Main Location | 90330000 |  | FIFO | Gnatus | [8 empty] | 0 | 0 | 0 | 1 | 0 | 0 | [7 empty] | 1 |  | Gn/Ld/Sp/Ld Max Led Only 300051104
IM02278 | Dental Chair Spares-Gnatus- Max Light Lower Body 365004365 | 101001365004365 |  | A Class |  |  | I-Inventory | FG-Finish Good | C | Spares | Dental Chair-Spares | Dental Equiment | Main Location | 90330000 |  | FIFO | Gnatus | [8 empty] | 0 | 0 | 0 | 1 | 0 | 0 | [7 empty] | 1 |  | GN/LD/SP/LD MAX LIGHT LOWER BODY 365004365
IM02279 | Dental Chair Spares-Gnatus- Max PCB Card 300049170 | 101001300049170 |  | A Class |  |  | I-Inventory | FG-Finish Good | R | Spares | Dental Chair-Spares | Dental Equiment | Main Location | 90330000 |  | FIFO | Gnatus | [8 empty] | 0 | 0 | 0 | 1 | 0 | 0 | [7 empty] | 1 |  | Gn/Ld/Sp/Ld Max Pcb Card 300049170
IM02280 | Dental Chair Spares-Gnatus- Mtx Lam. Navy Bluechair Backrest Upholstery 41000000163 | 101001BKRUPMTXLAMNBLUE41000000163 |  | A Class |  |  | I-Inventory | FG-Finish Good | R | Spares | Dental Chair-Spares | Dental Equiment | Main Location |  |  | FIFO | Gnatus | [8 empty] | 0 | 0 | 0 | 1 | 0 | 0 | [7 empty] | 1 |  | GN/DC/SP/ MTX LAM. NAVY BLUECHAIR BACKREST UPHOLSTERY 41000000163
IM02281 | Dental Chair Spares-Gnatus Red Rexine | 101001REXINERED |  | A Class |  |  | I-Inventory | FG-Finish Good | R | Spares | Dental Chair-Spares | Dental Equiment | Main Location | 90330000 |  | FIFO | Gnatus | [8 empty] | 0 | 0 | 0 | 1 | 0 | 0 | [7 empty] | 1 |  | GN/AC/DENTAL CHAIR RED REXINE
IM02282 | Dental Chair Spares-Gnatus- S-200 Chair Delivery Unit Upper Cover-31000002655 | 101001S200DUUCOVER31000002655 |  | A Class |  |  | I-Inventory | FG-Finish Good | R | Spares | Dental Chair-Spares | Dental Equiment | Main Location | 90330000 |  | FIFO | Gnatus | [8 empty] | 0 | 0 | 0 | 1 | 0 | 0 | [7 empty] | 1 |  | GN/DC/SP/ S-200 CHAIR DELIVERY UNIT UPPER COVER-31000002655
IM02283 | Dental Chair Spares-Gnatus-3 Way Syringe 994004630 | 101001994004630 |  | A Class |  |  | I-Inventory | FG-Finish Good | R | Spares | Dental Chair-Spares | Dental Equiment | Main Location | 90330000 |  | FIFO | Gnatus | [8 empty] | 0 | 0 | 0 | 1 | 0 | 0 | [7 empty] | 1 |  | GN/DC/SP/3 WAY SYRINGE 994004630
IM02284 | Dental Chair Spares-Gnatus-3 Way Syringe Nozzal Tip Only 604001575 | 101001604001575 |  | A Class |  |  | I-Inventory | FG-Finish Good | R | Spares | Dental Chair-Spares | Dental Equiment | Main Location | 90330000 |  | FIFO | Gnatus | [8 empty] | 0 | 0 | 0 | 1 | 0 | 0 | [7 empty] | 1 |  | GN/DC/SP/3 WAY SYRINGE NOZZAL TIP ONLY 604001575
IM02285 | Dental Chair Spares-Gnatus-3 Way Syringe Outer Pipe Only 604004144 | 101001604004144 |  | A Class |  |  | I-Inventory | FG-Finish Good | R | Spares | Dental Chair-Spares | Dental Equiment | Main Location | 90330000 |  | FIFO | Gnatus | [8 empty] | 0 | 0 | 0 | 1 | 0 | 0 | [7 empty] | 1 |  | Gn/Sp/3 Way Syringe Outer Pipe Only 604004144
IM02286 | Dental Chair Spares-Gnatus-3 Way Syringe Spring 604006300 | 101001604006300 |  | A Class |  |  | I-Inventory | FG-Finish Good | C | Spares | Dental Chair-Spares | Dental Equiment | Main Location | 90330000 |  | FIFO | Gnatus | [8 empty] | 0 | 0 | 0 | 1 | 0 | 0 | [7 empty] | 1 |  | Gn/Sp/3 Way Syringe Spring 604006300
IM02287 | Dental Chair Spares-Gnatus-3 Way Syringe Tip Inner Pin 604002524 | 101001604002524 |  | A Class |  |  | I-Inventory | FG-Finish Good | R | Spares | Dental Chair-Spares | Dental Equiment | Main Location | 90330000 |  | FIFO | Gnatus | [8 empty] | 0 | 0 | 0 | 1 | 0 | 0 | [7 empty] | 1 |  | Gn/Sp/3 Way Syringe Tip Inner Pin 604002524
IM02288 | Dental Chair Spares-Gnatus-40602009820 | 10100140602009800 |  | A Class |  |  | I-Inventory | FG-Finish Good | R | Spares | Dental Chair-Spares | Dental Equiment | Main Location | 90330000 |  | FIFO | Gnatus | [8 empty] | 0 | 0 | 0 | 1 | 0 | 0 | [7 empty] | 1 |  | GN/SP/40602009820
IM02289 | Dental Chair Spares-Gnatus-5 Led Sensor Light Head Upper Body 603006368 | 101001603006368 |  | A Class |  |  | I-Inventory | FG-Finish Good | R | Spares | Dental Chair-Spares | Dental Equiment | Main Location | 90330000 |  | FIFO | Gnatus | [8 empty] | 0 | 0 | 0 | 1 | 0 | 0 | [7 empty] | 1 |  | GN/SP/5 LED SENSOR LIGHT HEAD UPPER BODY 603006368
IM02290 | Dental Chair Spares-Gnatus-5 Led Sensor Light PCB Non Sensor | 1010015LEDPCBNONSENSOR |  | A Class |  |  | I-Inventory | FG-Finish Good | R | Spares | Dental Chair-Spares | Dental Equiment | Main Location | 90330000 |  | FIFO | Gnatus | [5 empty] | . |  |  | 0 | 0 | 0 | 1 | 0 | 0 | [7 empty] | 1 |  | GN/SP/5 LED SENSOR LIGHT PCB NON SENSOR
IM02291 | Dental Chair Spares-Gnatus-601009139 | 101001601009139 |  | A Class |  |  | I-Inventory | FG-Finish Good | R | Spares | Dental Chair-Spares | Dental Equiment | Main Location | 90330000 |  | FIFO | Gnatus | [8 empty] | 0 | 0 | 0 | 1 | 0 | 0 | [7 empty] | 1 |  | GN/SP/601009139
IM02292 | Dental Chair Spares-Gnatus-Activation Pin Syringe Ii Semil 602006288 | 101001602006288 |  | A Class |  |  | I-Inventory | FG-Finish Good | R | Spares | Dental Chair-Spares | Dental Equiment | Main Location | 90330000 |  | FIFO | Gnatus | [8 empty] | 0 | 0 | 0 | 1 | 0 | 0 | [7 empty] | 1 |  | Gn/Sp/Activation Pin Syringe II Semil 602006288
IM02293 | Dental Chair Spares-Gnatus-Adhesive For Numbered Tag 300300036 | 101001300300036 |  | A Class |  |  | I-Inventory | FG-Finish Good | C | Spares | Dental Chair-Spares | Dental Equiment | Main Location | 90330000 |  | FIFO | Gnatus | [8 empty] | 0 | 0 | 0 | 1 | 0 | 0 | [7 empty] | 1 |  | Gn/Sp/Adhesive for Numbered Tag 300300036
IM02294 | Dental Chair Spares-Gnatus-Ant-Crusing G8 Protect Cover Ret Spring 385001284 | 101001385001284 |  | A Class |  |  | I-Inventory | FG-Finish Good | C | Spares | Dental Chair-Spares | Dental Equiment | Main Location | 90330000 |  | FIFO | Gnatus | [8 empty] | 0 | 0 | 0 | 1 | 0 | 0 | [7 empty] | 1 |  | GN/SP/ANT-CRUSING G8 PROTECT COVER RET SPRING 385001284
IM02295 | Dental Chair Spares-Gnatus-Arm Cover 365002280 | 101001365002280 |  | A Class |  |  | I-Inventory | FG-Finish Good | R | Spares | Dental Chair-Spares | Dental Equiment | Main Location | 90330000 |  | FIFO | Gnatus | [8 empty] | 0 | 0 | 0 | 1 | 0 | 0 | [7 empty] | 1 |  | Gn/Sp/Arm Cover 365002280
IM02296 | Dental Chair Spares-Gnatus-Arm Joint Spotlight Plus Column 703001440 | 101001703001440 |  | A Class |  |  | I-Inventory | FG-Finish Good | R | Spares | Dental Chair-Spares | Dental Equiment | Main Location | 90330000 |  | FIFO | Gnatus | [8 empty] | 0 | 0 | 0 | 1 | 0 | 0 | [7 empty] | 1 |  | Gn/Sp/Arm Joint Spotlight Plus Column 703001440
IM02297 | Dental Chair Spares-GnatusArm Subset Syncrus G8 Dental Chair 801003907 | 101001801003907 |  | A Class |  |  | I-Inventory | FG-Finish Good | R | Spares | Dental Chair-Spares | Dental Equiment | Main Location | 90330000 |  | FIFO | Gnatus | [8 empty] | 0 | 0 | 0 | 1 | 0 | 0 | [7 empty] | 1 |  | GN/SP/ARM SUBSET SYNCRUS G8 DENTAL CHAIR 801003907
IM02298 | Dental Chair Spares-GnatusArm Syncrus Dental Chair 801003834 | 101001801003834 |  | A Class |  |  | I-Inventory | FG-Finish Good | R | Spares | Dental Chair-Spares | Dental Equiment | Main Location | 90330000 |  | FIFO | Gnatus | [8 empty] | 0 | 0 | 0 | 1 | 0 | 0 | [7 empty] | 1 |  | Gn/Sp/Arm Syncrus Dental Chair 801003834
IM02299 | Dental Chair Spares-Gnatus-Aspiration Tube 11Mm (Cinza) 365004680 | 101001365004680 |  | A Class |  |  | I-Inventory | FG-Finish Good | R | Spares | Dental Chair-Spares | Dental Equiment | Main Location | 90330000 |  | FIFO | Gnatus | [8 empty] | 0 | 0 | 0 | 1 | 0 | 0 | [7 empty] | 1 |  | Gn/Sp/Aspiration Tube 11mm (Cinza) 365004680
IM02300 | Dental Chair Spares-Gnatus-Assem Navy Blue Seat Uph Sync Gl Sf 901008236 | 101001901008236 |  | A Class |  |  | I-Inventory | FG-Finish Good | R | Spares | Dental Chair-Spares | Dental Equiment | Main Location | 90330000 |  | FIFO | Gnatus | [8 empty] | 0 | 0 | 0 | 1 | 0 | 0 | [7 empty] | 1 |  | Gn/Sp/Assem Navy Blue Seat Uph Sync GL SF 901008236
IM02301 | Dental Chair Spares-Gnatus-Assembly Persus Plus Spotlight 993000590 | 101001993000590 |  | A Class |  |  | I-Inventory | FG-Finish Good | R | Spares | Dental Chair-Spares | Dental Equiment | Main Location | 90330000 |  | FIFO | Gnatus | [8 empty] | 0 | 0 | 0 | 1 | 0 | 0 | [7 empty] | 1 |  | Gn/Sp/Assembly Persus Plus Spotlight 993000590
IM02302 | Dental Chair Spares-Gnatus-Assembly, Rod-Shut-Off Valve Eq.Syncrus 40904005170 | 10100140904005100 |  | A Class |  |  | I-Inventory | FG-Finish Good | R | Spares | Dental Chair-Spares | Dental Equiment | Main Location | 90330000 |  | FIFO | Gnatus | [8 empty] | 0 | 0 | 0 | 1 | 0 | 0 | [7 empty] | 1 |  | GN/DC/SP/ASSEMBLY, ROD/SHUT-OFF VALVE EQ.SYNCRUS 40904005170
IM02303 | Dental Chair Spares-Gnatus-Assy Upper Arm Fix Sync Dent Cha Br. Ice 801003835 | 101001801003835 |  | A Class |  |  | I-Inventory | FG-Finish Good | R | Spares | Dental Chair-Spares | Dental Equiment | Main Location | 90330000 |  | FIFO | Gnatus | [8 empty] | 0 | 0 | 0 | 1 | 0 | 0 | [7 empty] | 1 |  | GN/SP/ASSY UPPER ARM FIX SYNC DENT CHA BR. ICE 801003835
IM02304 | Dental Chair Spares-Gnatus-Assy. Light Filter Photo Ld Max 907001932 | 101001907001932 |  | A Class |  |  | I-Inventory | FG-Finish Good | R | Spares | Dental Chair-Spares | Dental Equiment | Main Location | 90330000 |  | FIFO | Gnatus | [8 empty] | 0 | 0 | 0 | 1 | 0 | 0 | [7 empty] | 1 |  | Gn/Sp/Assy. Light Filter Photo Ld Max 907001932
IM02305 | Dental Chair Spares-Gnatus-Auxiliary Arm Subset Water Unit 702002134 | 101001702002134 |  | A Class |  |  | I-Inventory | FG-Finish Good | R | Spares | Dental Chair-Spares | Dental Equiment | Main Location | 90330000 |  | FIFO | Gnatus | [8 empty] | 0 | 0 | 0 | 1 | 0 | 0 | [7 empty] | 1 |  | GN/SP/AUXILIARY ARM SUBSET WATER UNIT 702002134
IM02306 | Dental Chair Spares-Gnatus-Backrest Motor Hall Sensor 901008441 | 101001901008441 |  | A Class |  |  | I-Inventory | FG-Finish Good | R | Spares | Dental Chair-Spares | Dental Equiment | Main Location | 90330000 |  | FIFO | Gnatus | [8 empty] | 0 | 0 | 0 | 1 | 0 | 0 | [7 empty] | 1 |  | Gn/Sp/Backrest Motor Hall Sensor 901008441
IM02307 | Dental Chair Spares-Gnatus-Backrest Seat Upholdsery Met Red 16000000804 | 10100116000000800 |  | A Class |  |  | I-Inventory | FG-Finish Good | R | Spares | Dental Chair-Spares | Dental Equiment | Main Location | 90330000 |  | FIFO | Gnatus | [5 empty] | . |  |  | 0 | 0 | 0 | 1 | 0 | 0 | [7 empty] | 1 |  | GN/SP/BACKREST SEAT UPHOLDSERY MET RED 16000000804
IM02308 | Dental Chair Spares-Gnatus-Backrest Seat Upholsery 901008207 | 101001901008207 |  | A Class |  |  | I-Inventory | FG-Finish Good | R | Spares | Dental Chair-Spares | Dental Equiment | Main Location | 90330000 |  | FIFO | Gnatus | [5 empty] | . |  |  | 0 | 0 | 0 | 1 | 0 | 0 | [7 empty] | 1 |  | GN/SP/BACKREST SEAT UPHOLSERY 901008207
IM02309 | Dental Chair Spares-Gnatus-Backrest Seat Upholstery Silver 901008341 | 101001901008341 |  | A Class |  |  | I-Inventory | FG-Finish Good | R | Spares | Dental Chair-Spares | Dental Equiment | Main Location | 90330000 |  | FIFO | Gnatus | [5 empty] | . |  |  | 0 | 0 | 0 | 1 | 0 | 0 | [7 empty] | 1 |  | GN/SP/BACKREST SEAT UPHOLSTERY SILVER 901008341
IM02310 | Dental Chair Spares-Gnatus-Ballon Filter Old 902000463 | 101001902000463 |  | A Class |  |  | I-Inventory | FG-Finish Good | R | Spares | Dental Chair-Spares | Dental Equiment | Main Location | 90330000 |  | FIFO | Gnatus | [8 empty] | 0 | 0 | 0 | 1 | 0 | 0 | [7 empty] | 1 |  | Gn/Sp/Ballon Filter Old 902000463
IM02311 | Dental Chair Spares-Gnatus-Base- Biova-Iv- Motor Capacitor 300051539 | 101001300051539 |  | A Class |  |  | I-Inventory | FG-Finish Good | R | Spares | Dental Chair-Spares | Dental Equiment | Main Location | 90330000 |  | FIFO | Gnatus | [8 empty] | 0 | 0 | 0 | 1 | 0 | 0 | [7 empty] | 1 |  | GN/BA/SP/ BIOVA-IV- MOTOR CAPACITOR 300051539
IM02312 | Dental Chair Spares-Gnatus-Base Cover Chair Ii Subset Syncrus G8 601000326 | 101001601000326 |  | A Class |  |  | I-Inventory | FG-Finish Good | R | Spares | Dental Chair-Spares | Dental Equiment | Main Location | 90330000 |  | FIFO | Gnatus | [8 empty] | 0 | 0 | 0 | 1 | 0 | 0 | [7 empty] | 1 |  | GN/SP/BASE COVER CHAIR II SUBSET SYNCRUS G8 601000326
IM02313 | Dental Chair Spares-Gnatus-Base- Dissipador Reg Tensao 7812-40906000064 | 10100140906000000 |  | A Class |  |  | I-Inventory | FG-Finish Good | R | Spares | Dental Chair-Spares | Dental Equiment | Main Location | 90330000 |  | FIFO | Gnatus | [5 empty] | . |  |  | 0 | 0 | 0 | 1 | 0 | 0 | [7 empty] | 1 |  | GN/BA/SP/ DISSIPADOR REG TENSAO 7812-40906000064
IM02314 | Dental Chair Spares-Gnatus-Base- Foot Control Cable Landus Vzf 300030010 | 101001300030010 |  | A Class |  |  | I-Inventory | FG-Finish Good | R | Spares | Dental Chair-Spares | Dental Equiment | Main Location | 90330000 |  | FIFO | Gnatus | [8 empty] | 0 | 0 | 0 | 1 | 0 | 0 | [7 empty] | 1 |  | Gn/Ba.Sp Foot Control Cable Landus Vzf 300030010
IM02315 | Dental Chair Spares-Gnatus-Base- G3 Chair Mechanism Lock Headrest Subset-31000000188. | 10100131000000100 |  | A Class |  |  | I-Inventory | FG-Finish Good | R | Spares | Dental Chair-Spares | Dental Equiment | Main Location | 90330000 |  | FIFO | Gnatus | [8 empty] | 0 | 0 | 0 | 1 | 0 | 0 | [7 empty] | 1 |  | GN/BA/SP/ G3 CHAIR MECHANISM LOCK HEADREST SUBSET-31000000188.
IM02316 | Dental Chair Spares-Gnatus-Base- G3 Pci Protetor De Sobretensao 601001001 | 101001604001001 |  | A Class |  |  | I-Inventory | FG-Finish Good | R | Spares | Dental Chair-Spares | Dental Equiment | Main Location | 90330000 |  | FIFO | Gnatus | [8 empty] | 0 | 0 | 0 | 1 | 0 | 0 | [7 empty] | 1 |  | GN/BA/SP/ G3 PCI PROTETOR DE SOBRETENSAO 601001001
IM02317 | Dental Chair Spares-Gnatus-Base- Head Ii Lock Shaft- 30300055232 | 10100130300055200 |  | A Class |  |  | I-Inventory | FG-Finish Good | R | Spares | Dental Chair-Spares | Dental Equiment | Main Location | 90330000 |  | FIFO | Gnatus | [5 empty] | . |  |  | 0 | 0 | 0 | 1 | 0 | 0 | [7 empty] | 1 |  | GN/BA/SP/ HEAD II LOCK SHAFT- 30300055232
IM02318 | Dental Chair Spares-Gnatus-Base- Hose - Blue - Pu (4,35 X 7,0Mm) 361000640 | 101001361000640 |  | A Class |  |  | I-Inventory | FG-Finish Good | R | Spares | Dental Chair-Spares | Dental Equiment | Main Location | 90330000 |  | FIFO | Gnatus | [8 empty] | 0 | 0 | 0 | 1 | 0 | 0 | [7 empty] | 1 |  | GN/BA/SP/ HOSE - BLUE - PU (4,35 x 7,0mm) 361000640
IM02319 | Dental Chair Spares-Gnatus-Base- Lower Body, Suctor Support, Storus Bv Lefthanded 702001030 | 101001702001030 |  | A Class |  |  | I-Inventory | FG-Finish Good | R | Spares | Dental Chair-Spares | Dental Equiment | Main Location | 90330000 |  | FIFO | Gnatus | [8 empty] | 0 | 0 | 0 | 1 | 0 | 0 | [7 empty] | 1 |  | GN/BA/SP/ LOWER BODY, SUCTOR SUPPORT, STORUS BV LEFTHANDED 702001030
IM02320 | Dental Chair Spares-Gnatus-Base- Pvcron Laminated Microtex Red(Rexine)1,0Mm-31000000365 | 10100131000000300 |  | A Class |  |  | I-Inventory | FG-Finish Good | R | Spares | Dental Chair-Spares | Dental Equiment | Main Location | 90330000 |  | FIFO | Gnatus | [5 empty] | . |  |  | 0 | 0 | 0 | 1 | 0 | 0 | [7 empty] | 1 |  | GN/BA/SP/ PVCRON LAMINATED MICROTEX RED(Rexine)1,0mm-31000000365
IM02321 | Dental Chair Spares-Gnatus-Base Sleeve 365000467 | 101001365000467 |  | A Class |  |  | I-Inventory | FG-Finish Good | R | Spares | Dental Chair-Spares | Dental Equiment | Main Location | 90330000 |  | FIFO | Gnatus | [8 empty] | 0 | 0 | 0 | 1 | 0 | 0 | [7 empty] | 1 |  | Gn/Sp/Base Sleeve 365000467
IM02322 | Dental Chair Spares-Gnatus-Base- S-Series Main PCB With Transformer-41000003180 | 101001TRANSFORMERPCB41000003180 |  | A Class |  |  | I-Inventory | FG-Finish Good | R | Spares | Dental Chair-Spares | Dental Equiment | Main Location | 90330000 |  | FIFO | Gnatus | [8 empty] | 0 | 0 | 0 | 1 | 0 | 0 | [7 empty] | 1 |  | GN/BA/SP/ S-SERIES MAIN PCB WITH TRANSFORMER-41000003180
IM02323 | Dental Chair Spares-Gnatus-Base Straight Pole-908001452 | 101001908001452 |  | A Class |  |  | I-Inventory | FG-Finish Good | R | Spares | Dental Chair-Spares | Dental Equiment | Main Location | 90330000 |  | FIFO | Gnatus | [5 empty] | . |  |  | 0 | 0 | 0 | 1 | 0 | 0 | [7 empty] | 1 |  | GN/SP/BASE STRAIGHT POLE-908001452
IM02324 | Dental Chair Spares-Gnatus-Base- Tampa Menor Lat Capa Acab Mancal Base-31000002495 | 101001MANCALBASE31000002495 |  | A Class |  |  | I-Inventory | FG-Finish Good | C | Spares | Dental Chair-Spares | Dental Equiment | Main Location | 90330000 |  | FIFO | Gnatus | [8 empty] | 0 | 0 | 0 | 1 | 0 | 0 | [7 empty] | 1 |  | GN/BA/SP/ TAMPA MENOR LAT CAPA ACAB MANCAL BASE-31000002495
IM02325 | Dental Chair Spares-Gnatus-Base- Wire Pushbutton Syncrus Equipment 300044750 | 101001300044750 |  | A Class |  |  | I-Inventory | FG-Finish Good | R | Spares | Dental Chair-Spares | Dental Equiment | Main Location | 90330000 |  | FIFO | Gnatus | [8 empty] | 0 | 0 | 0 | 1 | 0 | 0 | [7 empty] | 1 |  | Gn/Ba/Sp/ Wire Pushbutton Syncrus Equipment 300044750
IM02326 | Dental Chair Spares-Gnatus-Base-3 Led Dental Light Optical Subset 300051598 | 101001300051598 |  | A Class |  |  | I-Inventory | FG-Finish Good | R | Spares | Dental Chair-Spares | Dental Equiment | Main Location | 90330000 |  | FIFO | Gnatus | [8 empty] | 0 | 0 | 0 | 1 | 0 | 0 | [7 empty] | 1 |  | GN/BA/SP/3 LED DENTAL LIGHT OPTICAL SUBSET 300051598
IM02327 | Dental Chair Spares-Gnatus-Base-3 Led Head Dent Lig Bicon Opt Subset 903001898 | 101001903001898 |  | A Class |  |  | I-Inventory | FG-Finish Good | R | Spares | Dental Chair-Spares | Dental Equiment | Main Location | 90330000 |  | FIFO | Gnatus | [8 empty] | 0 | 0 | 0 | 1 | 0 | 0 | [7 empty] | 1 |  | GN/BA/SP/3 LED HEAD DENT LIG BICON OPT SUBSET 903001898
IM02328 | Dental Chair Spares-Gnatus-Base-3 Way Piston 604006412 | 101001604006412 |  | A Class |  |  | I-Inventory | FG-Finish Good | R | Spares | Dental Chair-Spares | Dental Equiment | Main Location | 90330000 |  | FIFO | Gnatus | [8 empty] | 0 | 0 | 0 | 1 | 0 | 0 | [7 empty] | 1 |  | GN/BA/SP/3 WAY PISTON 604006412
IM02329 | Dental Chair Spares-Gnatus-Base-5 Led Sensor Light PCB | 1010015LEDSENLPCB |  | A Class |  |  | I-Inventory | FG-Finish Good | R | Spares | Dental Chair-Spares | Dental Equiment | Main Location | 90330000 |  | FIFO | Gnatus | [8 empty] | 0 | 0 | 0 | 1 | 0 | 0 | [7 empty] | 1 |  | GN/BA/SP/5 LED SENSOR LIGHT PCB
IM02330 | Dental Chair Spares-Gnatus-Base-Actuator Whip Syn Chair Seat 601001078 (All Chair) | 101001601001078 |  | A Class |  |  | I-Inventory | FG-Finish Good | R | Spares | Dental Chair-Spares | Dental Equiment | Main Location | 90330000 |  | FIFO | Gnatus | [8 empty] | 0 | 0 | 0 | 1 | 0 | 0 | [7 empty] | 1 |  | Gn/Ba/Sp/Actuator Whip Syn Chair Seat 601001078 (All Chair)
IM02331 | Dental Chair Spares-Gnatus-Base-Air Regulating Valve 300041950 | 101001300041950 |  | A Class |  |  | I-Inventory | FG-Finish Good | R | Spares | Dental Chair-Spares | Dental Equiment | Main Location | 90330000 |  | FIFO | Gnatus | [8 empty] | 0 | 0 | 0 | 1 | 0 | 0 | [7 empty] | 1 |  | Gn/Ba/Sp/Air Regulating Valve 300041950
IM02332 | Dental Chair Spares-Gnatus-Base-Air Regulator Nozzle 300030650 | 101001300030650 |  | A Class |  |  | I-Inventory | FG-Finish Good | R | Spares | Dental Chair-Spares | Dental Equiment | Main Location | 90330000 |  | FIFO | Gnatus | [8 empty] | 0 | 0 | 0 | 1 | 0 | 0 | [7 empty] | 1 |  | GN/BA/SP/AIR REGULATOR NOZZLE 300030650
IM02333 | Dental Chair Spares-Gnatus-Base-Amalga Mixture Cover 300043350 | 101008300043350 |  | A Class |  |  | I-Inventory | FG-Finish Good | R | Spares | Dental Chair-Spares | Dental Equiment | Main Location | 90330000 |  | FIFO | Gnatus | [5 empty] | . |  |  | 0 | 0 | 0 | 1 | 0 | 0 | [7 empty] | 1 |  | Gn/Am/Sp/Amalga Mixture Cover 300043350
IM02334 | Dental Chair Spares-Gnatus-Base-Amalgam Mixture Micro Switch 300043300 | 101008300043300 |  | A Class |  |  | I-Inventory | FG-Finish Good | R | Spares | Dental Chair-Spares | Dental Equiment | Main Location | 90330000 |  | FIFO | Gnatus | [8 empty] | 0 | 0 | 0 | 1 | 0 | 0 | [7 empty] | 1 |  | Gn/Am/Sp/Amalgam Mixture Micro Switch 300043300
IM02335 | Dental Chair Spares-Gnatus-Base-Amalgam Mixture Sticker 300043330 | 101008300043330 |  | A Class |  |  | I-Inventory | FG-Finish Good | C | Spares | Dental Chair-Spares | Dental Equiment | Main Location | 90330000 |  | FIFO | Gnatus | [8 empty] | 0 | 0 | 0 | 1 | 0 | 0 | [7 empty] | 1 |  | Gn/Am/Sp/Amalgam Mixture Sticker 300043330
IM02336 | Dental Chair Spares-Gnatus-Base-Amalgamix Mixture On Off Switch 302001189 | 101008302001189 |  | A Class |  |  | I-Inventory | FG-Finish Good | R | Spares | Dental Chair-Spares | Dental Equiment | Main Location | 90330000 |  | FIFO | Gnatus | [8 empty] | 0 | 0 | 0 | 1 | 0 | 0 | [7 empty] | 1 |  | Gn/Am/Sp/Amalgamix Mixture On Off Switch 302001189
IM02337 | Dental Chair Spares-Gnatus-Base-Amalgamixer Main PCB Card 300043370 | 101008300043370 |  | A Class |  |  | I-Inventory | FG-Finish Good | R | Spares | Dental Chair-Spares | Dental Equiment | Main Location | 90330000 |  | FIFO | Gnatus | [8 empty] | 0 | 0 | 0 | 1 | 0 | 0 | [7 empty] | 1 |  | Gn/Am/Sp/Amalgamixer Main Pcb Card 300043370
IM02338 | Dental Chair Spares-Gnatus-Base-Aqua Chair Foot Control Without Button | 101001FOOTCTRLWOBUTTON |  | A Class |  |  | I-Inventory | FG-Finish Good | R | Spares | Dental Chair-Spares | Dental Equiment | Main Location | 90330000 |  | FIFO | Gnatus | [8 empty] | 0 | 0 | 0 | 1 | 0 | 0 | [7 empty] | 1 |  | GN/BA/SP/AQUA CHAIR FOOT CONTROL WITHOUT BUTTON
IM02339 | Dental Chair Spares-Gnatus-Base-Aqua Chair Main PCB 300052015 | 101001300052015 |  | A Class |  |  | I-Inventory | FG-Finish Good | R | Spares | Dental Chair-Spares | Dental Equiment | Main Location | 90330000 |  | FIFO | Gnatus | [8 empty] | 0 | 0 | 0 | 1 | 0 | 0 | [7 empty] | 1 |  | Gn/Ba/Sp/Aqua Chair Main Pcb 300052015
IM02340 | Dental Chair Spares-Gnatus-Base-Aqua Chair Pci Mocrocontroler Subset 906000140 | 101001906000140 |  | A Class |  |  | I-Inventory | FG-Finish Good | R | Spares | Dental Chair-Spares | Dental Equiment | Main Location | 90330000 |  | FIFO | Gnatus | [8 empty] | 0 | 0 | 0 | 1 | 0 | 0 | [7 empty] | 1 |  | Gn/Ba/Sp/Aqua Chair Pci Mocrocontroler Subset 906000140
IM02341 | Dental Chair Spares-Gnatus-Base-Aqua Chair Pci Mocrocontroler Subset 906000141 | 101001906000141 |  | A Class |  |  | I-Inventory | FG-Finish Good | R | Spares | Dental Chair-Spares | Dental Equiment | Main Location | 90330000 |  | FIFO | Gnatus | [8 empty] | 0 | 0 | 0 | 1 | 0 | 0 | [7 empty] | 1 |  | Gn/Ba/Sp/Aqua Chair Pci Mocrocontroler Subset 906000141
IM02342 | Dental Chair Spares-Gnatus-Base-Arm Cover Cord 365002596 (Simplex Chair) | 101001365002596 |  | A Class |  |  | I-Inventory | FG-Finish Good | R | Spares | Dental Chair-Spares | Dental Equiment | Main Location | 90330000 |  | FIFO | Gnatus | [8 empty] | 0 | 0 | 0 | 1 | 0 | 0 | [7 empty] | 1 |  | Gn/Ba/Sp/Arm Cover Cord 365002596 (SImplex Chair)
IM02343 | Dental Chair Spares-Gnatus-Base-Arm Spring 300032430 | 101001300032430 |  | A Class |  |  | I-Inventory | FG-Finish Good | C | Spares | Dental Chair-Spares | Dental Equiment | Main Location | 90330000 |  | FIFO | Gnatus | [8 empty] | 0 | 0 | 0 | 1 | 0 | 0 | [7 empty] | 1 |  | GN/BA/SP/ARM SPRING 300032430
IM02344 | Dental Chair Spares-Gnatus-Base-Articulator Empty Box 390004390 | 101001390004390 |  | A Class |  |  | I-Inventory | FG-Finish Good | R | Spares | Dental Chair-Spares | Dental Equiment | Main Location | 90330000 |  | FIFO | Gnatus | [8 empty] | 0 | 0 | 0 | 1 | 0 | 0 | [7 empty] | 1 |  | GN/BA/SP/ARTICULATOR EMPTY BOX 390004390
IM02345 | Dental Chair Spares-Gnatus-Base-Assemble Borden Terminal With Hose 994003150 | 101001994003150 |  | A Class |  |  | I-Inventory | FG-Finish Good | R | Spares | Dental Chair-Spares | Dental Equiment | Main Location | 90330000 |  | FIFO | Gnatus | [8 empty] | 0 | 0 | 0 | 1 | 0 | 0 | [7 empty] | 1 |  | GN/BA/SP/ASSEMBLE BORDEN TERMINAL WITH HOSE 994003150
IM02346 | Dental Chair Spares-Gnatus-Base-Assembly Switch Valve 300046780 | 101001300046780 |  | A Class |  |  | I-Inventory | FG-Finish Good | R | Spares | Dental Chair-Spares | Dental Equiment | Main Location | 90330000 |  | FIFO | Gnatus | [8 empty] | 0 | 0 | 0 | 1 | 0 | 0 | [7 empty] | 1 |  | GN/BA/SP/ASSEMBLY SWITCH VALVE 300046780
IM02347 | Dental Chair Spares-Gnatus-Base-Assembly, Foot Shield For Syncrus Gl 901008120 (Gold Chair) | 101001901008120 |  | A Class |  |  | I-Inventory | FG-Finish Good | R | Spares | Dental Chair-Spares | Dental Equiment | Main Location | 90330000 |  | FIFO | Gnatus | [8 empty] | 0 | 0 | 0 | 1 | 0 | 0 | [7 empty] | 1 |  | Gn/Ba/Sp/Assembly, Foot Shield For Syncrus Gl 901008120 (Gold Chair)
IM02348 | Dental Chair Spares-Gnatus-Base-Asst Seat Upholstery Base Assembly | 101001SEATUPBASEASSM |  | A Class |  |  | I-Inventory | FG-Finish Good | R | Spares | Dental Chair-Spares | Dental Equiment | Main Location | 90330000 |  | FIFO | Gnatus | [8 empty] | 0 | 0 | 0 | 1 | 0 | 0 | [7 empty] | 1 |  | GN/BA/SP/ASST SEAT UPHOLSTERY BASE ASSEMBLY
IM02349 | Dental Chair Spares-Gnatus-Base-Auto Adhensive Plate 300022520 | 101001300022520 |  | A Class |  |  | I-Inventory | FG-Finish Good | C | Spares | Dental Chair-Spares | Dental Equiment | Main Location | 90330000 |  | FIFO | Gnatus | [8 empty] | 0 | 0 | 0 | 1 | 0 | 0 | [7 empty] | 1 |  | Gn/Ba/Sp/Auto Adhensive Plate 300022520
IM02350 | Dental Chair Spares-Gnatus-Base-Back Clip 30365004796 | 10100130365004700 |  | A Class |  |  | I-Inventory | FG-Finish Good | R | Spares | Dental Chair-Spares | Dental Equiment | Main Location | 90330000 |  | FIFO | Gnatus | [5 empty] | . |  |  | 0 | 0 | 0 | 1 | 0 | 0 | [7 empty] | 1 |  | GN/BA/SP/BACK CLIP 30365004796
IM02351 | Dental Chair Spares-Gnatus-Base-Backrest Finishing Cover Subset 8801003911 | 1010018801003910 |  | A Class |  |  | I-Inventory | FG-Finish Good | R | Spares | Dental Chair-Spares | Dental Equiment | Main Location | 90330000 |  | FIFO | Gnatus | [8 empty] | 0 | 0 | 0 | 1 | 0 | 0 | [7 empty] | 1 |  | GN/BA/SP/BACKREST FINISHING COVER SUBSET 8801003911
IM02352 | Dental Chair Spares-Gnatus-Base-Backrest Hydrolic Piston 901006720 | 101001901006720 |  | A Class |  |  | I-Inventory | FG-Finish Good | R | Spares | Dental Chair-Spares | Dental Equiment | Main Location | 90330000 |  | FIFO | Gnatus | [8 empty] | 0 | 0 | 0 | 1 | 0 | 0 | [7 empty] | 1 |  | Gn/Ba/Sp/Backrest Hydrolic Piston 901006720
IM02353 | Dental Chair Spares-Gnatus-Base-Backrest Motor 901007530 (All Chair) | 101001901007530 |  | A Class |  |  | I-Inventory | FG-Finish Good | R | Spares | Dental Chair-Spares | Dental Equiment | Main Location | 90330000 |  | FIFO | Gnatus | [8 empty] | 0 | 0 | 0 | 1 | 0 | 0 | [7 empty] | 1 |  | Gn/Ba/Sp/Backrest Motor 901007530 (All Chair)
IM02354 | Dental Chair Spares-Gnatus-Base-Backrest Motor Only Motor | 101001BACKRESTMOTOR |  | A Class |  |  | I-Inventory | FG-Finish Good | R | Spares | Dental Chair-Spares | Dental Equiment | Main Location | 90330000 |  | FIFO | Gnatus | [8 empty] | 0 | 0 | 0 | 1 | 0 | 0 | [7 empty] | 1 |  | Gn/Ba/Sp/Backrest Motor Only Motor
IM02355 | Dental Chair Spares-Gnatus-Base-Backrest Motor Sensor 300046860(All Chair) | 101001300046860 |  | A Class |  |  | I-Inventory | FG-Finish Good | R | Spares | Dental Chair-Spares | Dental Equiment | Main Location | 90330000 |  | FIFO | Gnatus | [8 empty] | 0 | 0 | 0 | 1 | 0 | 0 | [7 empty] | 1 |  | Gn/Ba/Sp/Backrest Motor Sensor 300046860(All Chair)
IM02356 | Dental Chair Spares-Gnatus-Base-Backrest Motor Shaft 300051451 | 101001300051451 |  | A Class |  |  | I-Inventory | FG-Finish Good | R | Spares | Dental Chair-Spares | Dental Equiment | Main Location | 90330000 |  | FIFO | Gnatus | [8 empty] | 0 | 0 | 0 | 1 | 0 | 0 | [7 empty] | 1 |  | GN/BA/SP/BACKREST MOTOR SHAFT 300051451
IM02357 | Dental Chair Spares-Gnatus-Base-Backrest Motor Switch 302002980 (All Chair | 101001302002980 |  | A Class |  |  | I-Inventory | FG-Finish Good | R | Spares | Dental Chair-Spares | Dental Equiment | Main Location | 90330000 |  | FIFO | Gnatus | [8 empty] | 0 | 0 | 0 | 1 | 0 | 0 | [7 empty] | 1 |  | GN/BA/SP/BACKREST MOTOR SWITCH 302002980 (All Chair
IM02358 | Dental Chair Spares-Gnatus-Base-Backrest Seat Upholdsery Met Copper 16000000811 | 10100116000000800 |  | A Class |  |  | I-Inventory | FG-Finish Good | R | Spares | Dental Chair-Spares | Dental Equiment | Main Location | 90330000 |  | FIFO | Gnatus | [5 empty] | . |  |  | 0 | 0 | 0 | 1 | 0 | 0 | [7 empty] | 1 |  | GN/BA/SP/BACKREST SEAT UPHOLDSERY MET COPPER 16000000811
IM02359 | Dental Chair Spares-Gnatus-Base-Backrest Support 701002620 (All Chair) | 101001701002620 |  | A Class |  |  | I-Inventory | FG-Finish Good | R | Spares | Dental Chair-Spares | Dental Equiment | Main Location | 90330000 |  | FIFO | Gnatus | [8 empty] | 0 | 0 | 0 | 1 | 0 | 0 | [7 empty] | 1 |  | Gn/Ba/Sp/Backrest Support 701002620 (All Chair)
IM02360 | Dental Chair Spares-Gnatus-Base-Backrest Syn Uphol Lam Green 901008335 | 101001901008335 |  | A Class |  |  | I-Inventory | FG-Finish Good | R | Spares | Dental Chair-Spares | Dental Equiment | Main Location | 90330000 |  | FIFO | Gnatus | [8 empty] | 0 | 0 | 0 | 1 | 0 | 0 | [7 empty] | 1 |  | Gn/Ba/Sp/Backrest Syn Uphol Lam Green 901008335
IM02361 | Dental Chair Spares-Gnatus-Base-Backrest Uphol Cover Long 601008780 (Top Chair) | 101001601008780 |  | A Class |  |  | I-Inventory | FG-Finish Good | R | Spares | Dental Chair-Spares | Dental Equiment | Main Location | 90330000 |  | FIFO | Gnatus | [8 empty] | 0 | 0 | 0 | 1 | 0 | 0 | [7 empty] | 1 |  | Gn/Ba/Sp/Backrest Uphol Cover Long 601008780 (Top Chair)
IM02362 | Dental Chair Spares-Gnatus-Base-Baloon Filter Assembly O-Ring 355001270 | 101001355001270 |  | A Class |  |  | I-Inventory | FG-Finish Good | C | Spares | Dental Chair-Spares | Dental Equiment | Main Location | 90330000 |  | FIFO | Gnatus | [8 empty] | 0 | 0 | 0 | 1 | 0 | 0 | [7 empty] | 1 |  | Gn/Ba/Sp/Baloon Filter Assembly O-Ring 355001270
IM02363 | Dental Chair Spares-Gnatus-Base-Bio Vac Motor Bush 300030750 | 101001300030750 |  | A Class |  |  | I-Inventory | FG-Finish Good | R | Spares | Dental Chair-Spares | Dental Equiment | Main Location | 90330000 |  | FIFO | Gnatus | [8 empty] | 0 | 0 | 0 | 1 | 0 | 0 | [7 empty] | 1 |  | GN/BA/SP/BIO VAC MOTOR BUSH 300030750
IM02364 | Dental Chair Spares-Gnatus-Base-Bio-Vac Ii Solenoid Valve 300030740 | 101001300030740 |  | A Class |  |  | I-Inventory | FG-Finish Good | C | Spares | Dental Chair-Spares | Dental Equiment | Main Location | 90330000 |  | FIFO | Gnatus | [8 empty] | 0 | 0 | 0 | 1 | 0 | 0 | [7 empty] | 1 |  | GN/BA/SP/BIO-VAC II SOLENOID VALVE 300030740
IM02365 | Dental Chair Spares-Gnatus-Base-Bite Fork Patients With Teeth 300049180 | 101001300049180 |  | A Class |  |  | I-Inventory | FG-Finish Good | R | Spares | Dental Chair-Spares | Dental Equiment | Main Location | 90330000 |  | FIFO | Gnatus | [8 empty] | 0 | 0 | 0 | 1 | 0 | 0 | [7 empty] | 1 |  | GN/BA/SP/BITE FORK PATIENTS WITH TEETH 300049180
IM02366 | Dental Chair Spares-Gnatus-Base-Black Paper Bush Small 300045010 | 101001300045010 |  | A Class |  |  | I-Inventory | FG-Finish Good | R | Spares | Dental Chair-Spares | Dental Equiment | Main Location | 90330000 |  | FIFO | Gnatus | [8 empty] | 0 | 0 | 0 | 1 | 0 | 0 | [7 empty] | 1 |  | GN/BA/SP/BLACK PAPER BUSH SMALL 300045010
IM02367 | Dental Chair Spares-Gnatus-Base-Button Cover Rubber Syringe Old 365002201 (Storus, Landus And Simplex) | 101001365002201 |  | A Class |  |  | I-Inventory | FG-Finish Good | C | Spares | Dental Chair-Spares | Dental Equiment | Main Location | 90330000 |  | FIFO | Gnatus | [8 empty] | 0 | 0 | 0 | 1 | 0 | 0 | [7 empty] | 1 |  | Gn/Ba/Sp/Button Cover Rubber Syringe Old 365002201 (storus, landus and simplex)
IM02368 | Dental Chair Spares-Gnatus-Base-Capa Lateral Esq Cad Sv S500 Bco Db-41000003416 | 101001CAPA41000003416 |  | A Class |  |  | I-Inventory | FG-Finish Good | C | Spares | Dental Chair-Spares | Dental Equiment | Main Location | 90330000 |  | FIFO | Gnatus | [8 empty] | 0 | 0 | 0 | 1 | 0 | 0 | [7 empty] | 1 |  | GN/BA/SP/CAPA LATERAL ESQ CAD SV S500 BCO DB-41000003416
IM02369 | Dental Chair Spares-Gnatus-Base-Capsual Support Spring 385001200 | 101008385001200 |  | A Class |  |  | I-Inventory | FG-Finish Good | C | Spares | Dental Chair-Spares | Dental Equiment | Main Location | 90330000 |  | FIFO | Gnatus | [8 empty] | 0 | 0 | 0 | 1 | 0 | 0 | [7 empty] | 1 |  | Gn/Am/Sp/Capsual Support Spring 385001200
IM02370 | Dental Chair Spares-Gnatus-Base-Capsule Cover 300043360 | 101008300043360 |  | A Class |  |  | I-Inventory | FG-Finish Good | R | Spares | Dental Chair-Spares | Dental Equiment | Main Location | 90330000 |  | FIFO | Gnatus | [8 empty] | 0 | 0 | 0 | 1 | 0 | 0 | [7 empty] | 1 |  | Gn/Am/Sp/Capsule Cover 300043360
IM02371 | Dental Chair Spares-Gnatus-Base-Capsule Holder Pin 707001350 | 101008707001350 |  | A Class |  |  | I-Inventory | FG-Finish Good | R | Spares | Dental Chair-Spares | Dental Equiment | Main Location | 90330000 |  | FIFO | Gnatus | [8 empty] | 0 | 0 | 0 | 1 | 0 | 0 | [7 empty] | 1 |  | Gn/Am/Sp/Capsule Holder Pin 707001350
IM02372 | Dental Chair Spares-Gnatus-Base-Centuri Saliva Ejector Set G8 Ii-31000000823 | 101001G8SALAIVAEJECTOR31000000823 |  | A Class |  |  | I-Inventory | FG-Finish Good | C | Spares | Dental Chair-Spares | Dental Equiment | Main Location | 90330000 |  | FIFO | Gnatus | [8 empty] | 0 | 0 | 0 | 1 | 0 | 0 | [7 empty] | 1 |  | GN/BA/SP/CENTURI SALIVA EJECTOR SET G8 II-31000000823
IM02373 | Dental Chair Spares-Gnatus-Base-Chair Back Assembly Long Screw 30300043660 | 101001ASSMLONGSCREW30300043660 |  | A Class |  |  | I-Inventory | FG-Finish Good | R | Spares | Dental Chair-Spares | Dental Equiment | Main Location | 90330000 |  | FIFO | Gnatus | [8 empty] | 0 | 0 | 0 | 1 | 0 | 0 | [7 empty] | 1 |  | GN/BA/SP/CHAIR BACK ASSEMBLY LONG SCREW 30300043660
IM02374 | Dental Chair Spares-Gnatus-Base-Chair Back Assembly Ripit 30300047060 | 101001ASSMRIPIT30300047060 |  | A Class |  |  | I-Inventory | FG-Finish Good | R | Spares | Dental Chair-Spares | Dental Equiment | Main Location | 90330000 |  | FIFO | Gnatus | [8 empty] | 0 | 0 | 0 | 1 | 0 | 0 | [7 empty] | 1 |  | GN/BA/SP/CHAIR BACK ASSEMBLY RIPIT 30300047060
IM02375 | Dental Chair Spares-Gnatus-Base-Chair Back Assembly Ripit C-Lock 30287000340 | 101001ASSMRIPITCLOCK30287000340 |  | A Class |  |  | I-Inventory | FG-Finish Good | R | Spares | Dental Chair-Spares | Dental Equiment | Main Location | 90330000 |  | FIFO | Gnatus | [8 empty] | 0 | 0 | 0 | 1 | 0 | 0 | [7 empty] | 1 |  | GN/BA/SP/CHAIR BACK ASSEMBLY RIPIT C-LOCK 30287000340
IM02376 | Dental Chair Spares-Gnatus-Base-Chair Back Assembly Screw Nut 30250000275 | 101001ASSMSCREWNUT30250000275 |  | A Class |  |  | I-Inventory | FG-Finish Good | R | Spares | Dental Chair-Spares | Dental Equiment | Main Location | 90330000 |  | FIFO | Gnatus | [8 empty] | 0 | 0 | 0 | 1 | 0 | 0 | [7 empty] | 1 |  | GN/BA/SP/CHAIR BACK ASSEMBLY SCREW NUT 30250000275
IM02377 | Dental Chair Spares-Gnatus-Base-Chair Back Assembly Screw Washer 31000002183 | 101001ASSMSCREWWASHER31000002183 |  | A Class |  |  | I-Inventory | FG-Finish Good | R | Spares | Dental Chair-Spares | Dental Equiment | Main Location | 90330000 |  | FIFO | Gnatus | [8 empty] | 0 | 0 | 0 | 1 | 0 | 0 | [7 empty] | 1 |  | GN/BA/SP/CHAIR BACK ASSEMBLY SCREW WASHER 31000002183
IM02378 | Dental Chair Spares-Gnatus-Base-Chair Back Rest Assembly Screw 30220000676 | 10100130220000600 |  | A Class |  |  | I-Inventory | FG-Finish Good | R | Spares | Dental Chair-Spares | Dental Equiment | Main Location | 90330000 |  | FIFO | Gnatus | [8 empty] | 0 | 0 | 0 | 1 | 0 | 0 | [7 empty] | 1 |  | GN/BA/SP/CHAIR BACK REST ASSEMBLY SCREW 30220000676
IM02379 | Dental Chair Spares-Gnatus-Base-Chair Backrest Assembly Screw Large 31000001442 | 101001BKRASSMSCREWLARGE31000001442 |  | A Class |  |  | I-Inventory | FG-Finish Good | C | Spares | Dental Chair-Spares | Dental Equiment | Main Location | 90330000 |  | FIFO | Gnatus | [8 empty] | 0 | 0 | 0 | 1 | 0 | 0 | [7 empty] | 1 |  | GN/BA/SP/CHAIR BACKREST ASSEMBLY SCREW LARGE 31000001442
IM02380 | Dental Chair Spares-Gnatus-Base-Chair Backrest Support Assembly 41000003079 | 101001BKRSUPPORTASSM41000003079 |  | A Class |  |  | I-Inventory | FG-Finish Good | R | Spares | Dental Chair-Spares | Dental Equiment | Main Location | 90330000 |  | FIFO | Gnatus | [8 empty] | 0 | 0 | 0 | 1 | 0 | 0 | [7 empty] | 1 |  | GN/BA/SP/CHAIR BACKREST SUPPORT ASSEMBLY 41000003079
IM02381 | Dental Chair Spares-Gnatus-Base-Chair Base Rabber Sleev 41000003090 | 101001BASERUBBERSLEEVE41000003090 |  | A Class |  |  | I-Inventory | FG-Finish Good | R | Spares | Dental Chair-Spares | Dental Equiment | Main Location | 90330000 |  | FIFO | Gnatus | [8 empty] | 0 | 0 | 0 | 1 | 0 | 0 | [7 empty] | 1 |  | GN/BA/SP/CHAIR BASE RABBER SLEEV 41000003090
IM02382 | Dental Chair Spares-Gnatus-Base-Chair Logo Gnatus 30300054346 | 101001CHAIRLOGO30300054346 |  | A Class |  |  | I-Inventory | FG-Finish Good | R | Spares | Dental Chair-Spares | Dental Equiment | Main Location | 90330000 |  | FIFO | Gnatus | [8 empty] | 0 | 0 | 0 | 1 | 0 | 0 | [7 empty] | 1 |  | GN/BA/SP/CHAIR LOGO GNATUS 30300054346
IM02383 | Dental Chair Spares-Gnatus-Base-Chair Metallic Deflector 703000700 | 101001703000700 |  | A Class |  |  | I-Inventory | FG-Finish Good | R | Spares | Dental Chair-Spares | Dental Equiment | Main Location | 90330000 |  | FIFO | Gnatus | [8 empty] | 0 | 0 | 0 | 1 | 0 | 0 | [7 empty] | 1 |  | Gn/Ba/Sp/Chair Metallic Deflector 703000700
IM02384 | Dental Chair Spares-Gnatus-Base-Chair Motor Micro Switch Ripit 32000001403 | 101001MMSWITCHRIPIT32000001403 |  | A Class |  |  | I-Inventory | FG-Finish Good | R | Spares | Dental Chair-Spares | Dental Equiment | Main Location | 90330000 |  | FIFO | Gnatus | [8 empty] | 0 | 0 | 0 | 1 | 0 | 0 | [7 empty] | 1 |  | GN/BA/SP/CHAIR MOTOR MICRO SWITCH RIPIT 32000001403
IM02385 | Dental Chair Spares-Gnatus-Base-Chair Screw Nut 30250100020 | 101001CHAIRSCREWNUT30250100020 |  | A Class |  |  | I-Inventory | FG-Finish Good | R | Spares | Dental Chair-Spares | Dental Equiment | Main Location | 90330000 |  | FIFO | Gnatus | [8 empty] | 0 | 0 | 0 | 1 | 0 | 0 | [7 empty] | 1 |  | GN/BA/SP/CHAIR SCREW NUT 30250100020
IM02386 | Dental Chair Spares-Gnatus-Base-Chair Screw30220000586 | 10100130220000500 |  | A Class |  |  | I-Inventory | FG-Finish Good | R | Spares | Dental Chair-Spares | Dental Equiment | Main Location | 90330000 |  | FIFO | Gnatus | [8 empty] | 0 | 0 | 0 | 1 | 0 | 0 | [7 empty] | 1 |  | GN/BA/SP/CHAIR SCREW30220000586
IM02387 | Dental Chair Spares-Gnatus-Base-Chair Seat Leg Frame 41000003000 | 101001CHAIRSEATLEGFRAME41000003000 |  | A Class |  |  | I-Inventory | FG-Finish Good | R | Spares | Dental Chair-Spares | Dental Equiment | Main Location | 90330000 |  | FIFO | Gnatus | [8 empty] | 0 | 0 | 0 | 1 | 0 | 0 | [7 empty] | 1 |  | GN/BA/SP/CHAIR SEAT LEG FRAME 41000003000
IM02388 | Dental Chair Spares-Gnatus-Base-Chair Updown Motor Hidden Cover Spring 30385001240 | 101001MOTORSPRING30385001240 |  | A Class |  |  | I-Inventory | FG-Finish Good | R | Spares | Dental Chair-Spares | Dental Equiment | Main Location | 90330000 |  | FIFO | Gnatus | [8 empty] | 0 | 0 | 0 | 1 | 0 | 0 | [7 empty] | 1 |  | GN/BA/SP/CHAIR UPDOWN MOTOR HIDDEN COVER SPRING 30385001240
IM02389 | Dental Chair Spares-Gnatus-Base-Chassi Pedal 7 Teclas P1 Bnf-32000001330 | 101001CHASSIPEDAL32000001330 |  | A Class |  |  | I-Inventory | FG-Finish Good | C | Spares | Dental Chair-Spares | Dental Equiment | Main Location | 90330000 |  | FIFO | Gnatus | [8 empty] | 0 | 0 | 0 | 1 | 0 | 0 | [7 empty] | 1 |  | GN/BA/SP/CHASSI PEDAL 7 TECLAS P1 BNF-32000001330
IM02390 | Dental Chair Spares-Gnatus-Base-Cj Estof Enc Cabeca Cad Syncrus Pink 901008218 | 101001901008218 |  | A Class |  |  | I-Inventory | FG-Finish Good | R | Spares | Dental Chair-Spares | Dental Equiment | Main Location | 90330000 |  | FIFO | Gnatus | [8 empty] | 0 | 0 | 0 | 1 | 0 | 0 | [7 empty] | 1 |  | Gn/Ba/Sp/Cj Estof Enc Cabeca Cad Syncrus Pink 901008218
IM02391 | Dental Chair Spares-Gnatus-Base-Cup Filler Tube, Ua Syn Pop 702001987 | 101001702001987 |  | A Class |  |  | I-Inventory | FG-Finish Good | R | Spares | Dental Chair-Spares | Dental Equiment | Main Location | 90330000 |  | FIFO | Gnatus | [8 empty] | 0 | 0 | 0 | 1 | 0 | 0 | [7 empty] | 1 |  | GN/BA/SP/CUP FILLER TUBE, UA SYN POP 702001987
IM02392 | Dental Chair Spares-Gnatus-Base-Delivery Unit Foot Control Repair Kit-16000002045 | 101001DUFCREPAIRKIT16000002045 |  | A Class |  |  | I-Inventory | FG-Finish Good | C | Spares | Dental Chair-Spares | Dental Equiment | Main Location | 90330000 |  | FIFO | Gnatus | [8 empty] | 0 | 0 | 0 | 1 | 0 | 0 | [7 empty] | 1 |  | GN/BA/SP/DELIVERY UNIT FOOT CONTROL REPAIR KIT-16000002045
IM02393 | Dental Chair Spares-Gnatus-Base-Encosto Do Mocha Syn Metalic Pink 300051484 | 101001300051484 |  | A Class |  |  | I-Inventory | FG-Finish Good | R | Spares | Dental Chair-Spares | Dental Equiment | Main Location | 90330000 |  | FIFO | Gnatus | [8 empty] | 0 | 0 | 0 | 1 | 0 | 0 | [7 empty] | 1 |  | Gn/Ba/Sp/Encosto Do Mocha Syn Metalic Pink 300051484
IM02394 | Dental Chair Spares-Gnatus-Base-Finishing Steel Plate 300049360 | 101001300049360 |  | A Class |  |  | I-Inventory | FG-Finish Good | R | Spares | Dental Chair-Spares | Dental Equiment | Main Location | 90330000 |  | FIFO | Gnatus | [8 empty] | 0 | 0 | 0 | 1 | 0 | 0 | [7 empty] | 1 |  | GN/BA/SP/FINISHING STEEL PLATE 300049360
IM02395 | Dental Chair Spares-Gnatus-Base-Fixed Decorative Cover Seat Syn Chair 601008820 | 101001601008820 |  | A Class |  |  | I-Inventory | FG-Finish Good | C | Spares | Dental Chair-Spares | Dental Equiment | Main Location | 90330000 |  | FIFO | Gnatus | [8 empty] | 0 | 0 | 0 | 1 | 0 | 0 | [7 empty] | 1 |  | Gn/Ba/Sp/Fixed Decorative Cover Seat Syn Chair 601008820
IM02396 | Dental Chair Spares-Gnatus-Base-Floor Box 994003730 | 101001994003730 |  | A Class |  |  | I-Inventory | FG-Finish Good | R | Spares | Dental Chair-Spares | Dental Equiment | Main Location | 90330000 |  | FIFO | Gnatus | [8 empty] | 0 | 0 | 0 | 1 | 0 | 0 | [7 empty] | 1 |  | GN/BA/SP/FLOOR BOX 994003730
IM02397 | Dental Chair Spares-Gnatus-Base-Foot Control Body 365004323 | 101001365004323 |  | A Class |  |  | I-Inventory | FG-Finish Good | R | Spares | Dental Chair-Spares | Dental Equiment | Main Location | 90330000 |  | FIFO | Gnatus | [8 empty] | 0 | 0 | 0 | 1 | 0 | 0 | [7 empty] | 1 |  | Gn/Ba/Sp/Foot Control Body 365004323
IM02398 | Dental Chair Spares-Gnatus-Base-Foot Control Lower Body 904005149 | 101001904005149 |  | A Class |  |  | I-Inventory | FG-Finish Good | R | Spares | Dental Chair-Spares | Dental Equiment | Main Location | 90330000 |  | FIFO | Gnatus | [8 empty] | 0 | 0 | 0 | 1 | 0 | 0 | [7 empty] | 1 |  | Gn/Ba/Sp/Foot Control Lower Body 904005149
IM02399 | Dental Chair Spares-Gnatus-Base-Foot Control Micro Switch 302000233 (All Chair) | 101001302000233 |  | A Class |  |  | I-Inventory | FG-Finish Good | R | Spares | Dental Chair-Spares | Dental Equiment | Main Location | 90330000 |  | FIFO | Gnatus | [8 empty] | 0 | 0 | 0 | 1 | 0 | 0 | [7 empty] | 1 |  | Gn/Ba/Sp/Foot Control Micro Switch 302000233 (All Chair)
IM02400 | Dental Chair Spares-Gnatus-Base-Foot Control Pedal Btn 365004756(Dark Gray) | 101001365004756 |  | A Class |  |  | I-Inventory | FG-Finish Good | R | Spares | Dental Chair-Spares | Dental Equiment | Main Location | 90330000 |  | FIFO | Gnatus | [8 empty] | 0 | 0 | 0 | 1 | 0 | 0 | [7 empty] | 1 |  | GN/BA/SP/FOOT CONTROL PEDAL BTN 365004756(DARK GRAY)
IM02401 | Dental Chair Spares-Gnatus-Base-Foot Control Sticker 300044120 | 101001300044120 |  | A Class |  |  | I-Inventory | FG-Finish Good | C | Spares | Dental Chair-Spares | Dental Equiment | Main Location | 90330000 |  | FIFO | Gnatus | [8 empty] | 0 | 0 | 0 | 1 | 0 | 0 | [7 empty] | 1 |  | Gn/Ba/Sp/Foot Control Sticker 300044120
IM02402 | Dental Chair Spares-Gnatus-Base-Foot Control Sticker 300052992 | 101001300052992 |  | A Class |  |  | I-Inventory | FG-Finish Good | C | Spares | Dental Chair-Spares | Dental Equiment | Main Location | 90330000 |  | FIFO | Gnatus | [8 empty] | 0 | 0 | 0 | 1 | 0 | 0 | [7 empty] | 1 |  | Gn/Ba/Sp/Foot Control Sticker 300052992
IM02403 | Dental Chair Spares-Gnatus-Base-Foot Control Tubing 361000053 (All Chair) | 101001361000053 |  | A Class |  |  | I-Inventory | FG-Finish Good | C | Spares | Dental Chair-Spares | Dental Equiment | Main Location | 90330000 |  | FIFO | Gnatus | [8 empty] | 0 | 0 | 0 | 1 | 0 | 0 | [7 empty] | 1 |  | Gn/Ba/Sp/Foot Control Tubing 361000053 (All Chair)
IM02404 | Dental Chair Spares-Gnatus-Base-Foot Control Wire 300043780 (Old Top Chair) | 101001300043780 |  | A Class |  |  | I-Inventory | FG-Finish Good | R | Spares | Dental Chair-Spares | Dental Equiment | Main Location | 90330000 |  | FIFO | Gnatus | [8 empty] | 0 | 0 | 0 | 1 | 0 | 0 | [7 empty] | 1 |  | Gn/Ba/Sp/Foot Control Wire 300043780 (Old Top Chair)
IM02405 | Dental Chair Spares-Gnatus-Base-Front Clip G8 40603006378 | 10100140603006300 |  | A Class |  |  | I-Inventory | FG-Finish Good | R | Spares | Dental Chair-Spares | Dental Equiment | Main Location | 90330000 |  | FIFO | Gnatus | [8 empty] | 0 | 0 | 0 | 1 | 0 | 0 | [7 empty] | 1 |  | GN/BA/SP/FRONT CLIP G8 40603006378
IM02406 | Dental Chair Spares-Gnatus-Base-Fuse 1 Amp 302001278 (All Chair) | 101001302001278 |  | A Class |  |  | I-Inventory | FG-Finish Good | C | Spares | Dental Chair-Spares | Dental Equiment | Main Location | 90330000 |  | FIFO | Gnatus | [8 empty] | 0 | 0 | 0 | 1 | 0 | 0 | [7 empty] | 1 |  | Gn/Ba/Sp/Fuse 1 Amp 302001278 (All Chair)
IM02407 | Dental Chair Spares-Gnatus-Base-Fuse 8A 20Ag Small 302001456 (All Chair) | 101001302001456 |  | A Class |  |  | I-Inventory | FG-Finish Good | C | Spares | Dental Chair-Spares | Dental Equiment | Main Location | 90330000 |  | FIFO | Gnatus | [8 empty] | 0 | 0 | 0 | 1 | 0 | 0 | [7 empty] | 1 |  | Gn/Ba/Sp/Fuse 8A 20Ag Small 302001456 (All Chair)
IM02408 | Dental Chair Spares-Gnatus-Base-Fuse Holder 302001720 | 101008302001720 |  | A Class |  |  | I-Inventory | FG-Finish Good | C | Spares | Dental Chair-Spares | Dental Equiment | Main Location | 90330000 |  | FIFO | Gnatus | [8 empty] | 0 | 0 | 0 | 1 | 0 | 0 | [7 empty] | 1 |  | Gn/Am/Sp/Fuse Holder 302001720
IM02409 | Dental Chair Spares-Gnatus-Base-Fuse Holder 302003647 | 101001302003647 |  | A Class |  |  | I-Inventory | FG-Finish Good | R | Spares | Dental Chair-Spares | Dental Equiment | Main Location | 90330000 |  | FIFO | Gnatus | [8 empty] | 0 | 0 | 0 | 1 | 0 | 0 | [7 empty] | 1 |  | Gn/Ba/Sp/Fuse Holder 302003647
IM02410 | Dental Chair Spares-Gnatus-Base-G3 Chair Backrest Upholsteryy Ornage 41 At-16000000699 | 101001G3BKRUPORANGE41AT16000000699 |  | A Class |  |  | I-Inventory | FG-Finish Good | R | Spares | Dental Chair-Spares | Dental Equiment | Main Location | 90330000 |  | FIFO | Gnatus | [8 empty] | 0 | 0 | 0 | 1 | 0 | 0 | [7 empty] | 1 |  | GN/BA/SP/G3 CHAIR BACKREST UPHOLSTERYY ORNAGE 41 AT-16000000699
IM02411 | Dental Chair Spares-Gnatus-Base-G3 Chair Backrest Uphostery Lilac 34 | 101001BKRUPLILAC34 |  | A Class |  |  | I-Inventory | FG-Finish Good | R | Spares | Dental Chair-Spares | Dental Equiment | Main Location | 90330000 |  | FIFO | Gnatus | [8 empty] | 0 | 0 | 0 | 1 | 0 | 0 | [7 empty] | 1 |  | GN/BA/SP/G3 CHAIR BACKREST UPHOSTERY LILAC 34
IM02412 | Dental Chair Spares-Gnatus-Base-G3 Chair Headrest Clamp-41000000073 | 10100141000000000 |  | A Class |  |  | I-Inventory | FG-Finish Good | R | Spares | Dental Chair-Spares | Dental Equiment | Main Location | 90330000 |  | FIFO | Gnatus | [8 empty] | 0 | 0 | 0 | 1 | 0 | 0 | [7 empty] | 1 |  | GN/BA/SP/G3 CHAIR HEADREST CLAMP-41000000073
IM02413 | Dental Chair Spares-Gnatus-Base-G3 Chair Headrest Upholstery Ornage-41At -16000000713 | 101001G3HRDUPORANGE41AT16000000713 |  | A Class |  |  | I-Inventory | FG-Finish Good | R | Spares | Dental Chair-Spares | Dental Equiment | Main Location | 90330000 |  | FIFO | Gnatus | [8 empty] | 0 | 0 | 0 | 1 | 0 | 0 | [7 empty] | 1 |  | GN/BA/SP/G3 CHAIR HEADREST UPHOLSTERY ORNAGE-41AT -16000000713
IM02414 | Dental Chair Spares-Gnatus-Base-G3 Chair Headrest Uphostery Lilac 34 | 101001HDRUPLILAC34 |  | A Class |  |  | I-Inventory | FG-Finish Good | R | Spares | Dental Chair-Spares | Dental Equiment | Main Location | 90330000 |  | FIFO | Gnatus | [8 empty] | 0 | 0 | 0 | 1 | 0 | 0 | [7 empty] | 1 |  | GN/BA/SP/G3 CHAIR HEADREST UPHOSTERY LILAC 34
IM02415 | Dental Chair Spares-Gnatus-Base-G3 Chair Plus Silver Seat Upholstery 30 | 101001CHUPHOLSIL30 |  | A Class |  |  | I-Inventory | FG-Finish Good | R | Spares | Dental Chair-Spares | Dental Equiment | Main Location | 90330000 |  | FIFO | Gnatus | [8 empty] | 0 | 0 | 0 | 1 | 0 | 0 | [7 empty] | 1 |  | GN/BA/SP/G3 CHAIR PLUS SILVER SEAT UPHOLSTERY 30
IM02416 | Dental Chair Spares-Gnatus-Base-G3 Chair Seat Upholstery Orange-41At-16000000685 | 101001G3CHUPORANGE41AT16000000685 |  | A Class |  |  | I-Inventory | FG-Finish Good | R | Spares | Dental Chair-Spares | Dental Equiment | Main Location | 90330000 |  | FIFO | Gnatus | [8 empty] | 0 | 0 | 0 | 1 | 0 | 0 | [7 empty] | 1 |  | GN/BA/SP/G3 CHAIR SEAT UPHOLSTERY ORANGE-41AT-16000000685
IM02417 | Dental Chair Spares-Gnatus-Base-G3 Chair Seat Uphostery Lilac 34 | 101001G3LILAC34 |  | A Class |  |  | I-Inventory | FG-Finish Good | R | Spares | Dental Chair-Spares | Dental Equiment | Main Location | 90330000 |  | FIFO | Gnatus | [5 empty] | .. |  |  | 0 | 0 | 0 | 1 | 0 | 0 | [7 empty] | 1 |  | GN/BA/SP/G3 CHAIR SEAT UPHOSTERY LILAC 34
IM02418 | Dental Chair Spares-Gnatus-Base-G3 Chair Seat Uphostery Mint Green 42 | 101001SEATUP42 |  | A Class |  |  | I-Inventory | FG-Finish Good | R | Spares | Dental Chair-Spares | Dental Equiment | Main Location | 90330000 |  | FIFO | Gnatus | [5 empty] | .. |  |  | 0 | 0 | 0 | 1 | 0 | 0 | [7 empty] | 1 |  | GN/BA/SP/G3 CHAIR SEAT UPHOSTERY MINT GREEN 42
IM02419 | Dental Chair Spares-Gnatus-Base-G3 Chair Seat Uphostery White 40 | 1010013white40 |  | A Class |  |  | I-Inventory | FG-Finish Good | R | Spares | Dental Chair-Spares | Dental Equiment | Main Location | 90330000 |  | FIFO | Gnatus | [8 empty] | 0 | 0 | 0 | 1 | 0 | 0 | [7 empty] | 1 |  | GN/BA/SP/G3 CHAIR SEAT UPHOSTERY WHITE 40
IM02420 | Dental Chair Spares-Gnatus-Base-G3 Chair Water Unit Sensor 41000000098 | 10100141000000000 |  | A Class |  |  | I-Inventory | FG-Finish Good | R | Spares | Dental Chair-Spares | Dental Equiment | Main Location | 90330000 |  | FIFO | Gnatus | [8 empty] | 0 | 0 | 0 | 1 | 0 | 0 | [7 empty] | 1 |  | GN/BA/SP/G3 CHAIR WATER UNIT SENSOR 41000000098
IM02421 | Dental Chair Spares-Gnatus-Base-G3 Delivery Unit Lower Cover 31000000144 | 10100131000000100 |  | A Class |  |  | I-Inventory | FG-Finish Good | R | Spares | Dental Chair-Spares | Dental Equiment | Main Location | 90330000 |  | FIFO | Gnatus | [8 empty] | 0 | 0 | 0 | 1 | 0 | 0 | [7 empty] | 1 |  | GN/BA/SP/G3 DELIVERY UNIT LOWER COVER 31000000144
IM02422 | Dental Chair Spares-Gnatus-Base-G3 Plus Chair Backrest Metalic Red Upholstery | 101001BACKRESTMREDUPHOL |  | A Class |  |  | I-Inventory | FG-Finish Good | R | Spares | Dental Chair-Spares | Dental Equiment | Main Location | 90330000 |  | FIFO | Gnatus | [8 empty] | 0 | 0 | 0 | 1 | 0 | 0 | [7 empty] | 1 |  | GN/BA/SP/G3 PLUS CHAIR BACKREST METALIC RED UPHOLSTERY
IM02423 | Dental Chair Spares-Gnatus-Base-G3 Plus Chair Headrest Metalic Red Upholstery | 101001G3PLUSREDHRDUPHOL |  | A Class |  |  | I-Inventory | FG-Finish Good | R | Spares | Dental Chair-Spares | Dental Equiment | Main Location | 90330000 |  | FIFO | Gnatus | [8 empty] | 0 | 0 | 0 | 1 | 0 | 0 | [7 empty] | 1 |  | GN/BA/SP/G3 PLUS CHAIR HEADREST METALIC RED UPHOLSTERY
IM02424 | Dental Chair Spares-Gnatus-Base-G3 Plus Chair Seat Metalic Red Upholstery | 101001G3SEATREDUPHOL |  | A Class |  |  | I-Inventory | FG-Finish Good | R | Spares | Dental Chair-Spares | Dental Equiment | Main Location | 90330000 |  | FIFO | Gnatus | [8 empty] | 0 | 0 | 0 | 1 | 0 | 0 | [7 empty] | 1 |  | GN/BA/SP/G3 PLUS CHAIR SEAT METALIC RED UPHOLSTERY
IM02425 | Dental Chair Spares-Gnatus-Base-G4 Chair Left Side Arm Handrest Arm 41000001008 | 101001G4LEFTARM41000001008 |  | A Class |  |  | I-Inventory | FG-Finish Good | R | Spares | Dental Chair-Spares | Dental Equiment | Main Location | 90330000 |  | FIFO | Gnatus | [8 empty] | 0 | 0 | 0 | 1 | 0 | 0 | [7 empty] | 1 |  | GN/BA/SP/G4 CHAIR LEFT SIDE ARM HANDREST ARM 41000001008
IM02426 | Dental Chair Spares-Gnatus-Base-G4 Chair Left Side Handrest Arm Lower Assembly 41000001006 | 101001G4LEFTARMLASSM41000001006 |  | A Class |  |  | I-Inventory | FG-Finish Good | R | Spares | Dental Chair-Spares | Dental Equiment | Main Location | 90330000 |  | FIFO | Gnatus | [8 empty] | 0 | 0 | 0 | 1 | 0 | 0 | [7 empty] | 1 |  | GN/BA/SP/G4 CHAIR LEFT SIDE HANDREST ARM LOWER ASSEMBLY 41000001006
IM02427 | Dental Chair Spares-Gnatus-Base-G4 Chair Metal Base-41000001544 | 101001G4METALBASE41000001544 |  | A Class |  |  | I-Inventory | FG-Finish Good | R | Spares | Dental Chair-Spares | Dental Equiment | Main Location | 90330000 |  | FIFO | Gnatus | [8 empty] | 0 | 0 | 0 | 1 | 0 | 0 | [7 empty] | 1 |  | GN/BA/SP/G4 CHAIR METAL BASE-41000001544
IM02428 | Dental Chair Spares-Gnatus-Base-G4 Chair Right Side Arm Lower Assembly 41000001007 | 101001G4RIGHTARMLASSM41000001007 |  | A Class |  |  | I-Inventory | FG-Finish Good | R | Spares | Dental Chair-Spares | Dental Equiment | Main Location | 90330000 |  | FIFO | Gnatus | [8 empty] | 0 | 0 | 0 | 1 | 0 | 0 | [7 empty] | 1 |  | GN/BA/SP/G4 CHAIR RIGHT SIDE ARM LOWER ASSEMBLY 41000001007
IM02429 | Dental Chair Spares-Gnatus-Base-G4 Chair Right Side Handrest Arm 41000001009 | 101001G4RIGHTARM41000001009 |  | A Class |  |  | I-Inventory | FG-Finish Good | R | Spares | Dental Chair-Spares | Dental Equiment | Main Location | 90330000 |  | FIFO | Gnatus | [8 empty] | 0 | 0 | 0 | 1 | 0 | 0 | [7 empty] | 1 |  | GN/BA/SP/G4 CHAIR RIGHT SIDE HANDREST ARM 41000001009
IM02430 | Dental Chair Spares-Gnatus-Base-G8 Chair Headrest Plastic Cover-31000000194 | 10100131000000100 |  | A Class |  |  | I-Inventory | FG-Finish Good | R | Spares | Dental Chair-Spares | Dental Equiment | Main Location | 90330000 |  | FIFO | Gnatus | [5 empty] | . |  |  | 0 | 0 | 0 | 1 | 0 | 0 | [7 empty] | 1 |  | GN/BA/SP/G8 CHAIR HEADREST PLASTIC COVER-31000000194
IM02431 | Dental Chair Spares-Gnatus-Base-G8 Chair Headrest Plastic Cover-41000000771 | 1010041000000770 |  | A Class |  |  | I-Inventory | FG-Finish Good | R | Spares | Dental Chair-Spares | Dental Equiment | Main Location | 90330000 |  | FIFO | Gnatus | [8 empty] | 0 | 0 | 0 | 1 | 0 | 0 | [7 empty] | 1 |  | GN/BA/SP/G8 CHAIR HEADREST PLASTIC COVER-41000000771
IM02432 | Dental Chair Spares-Gnatus-Base-G8 Chair Remote Holding Cover Fixing Plate With Magnet | 101001FIXINGPLATE |  | A Class |  |  | I-Inventory | FG-Finish Good | R | Spares | Dental Chair-Spares | Dental Equiment | Main Location | 90330000 |  | FIFO | Gnatus | [5 empty] | . |  |  | 0 | 0 | 0 | 1 | 0 | 0 | [7 empty] | 1 |  | GN/BA/G8 CHAIR REMOTE HOLDING COVER FIXING PLATE WITH MAGNET
IM02433 | Dental Chair Spares-Gnatus-Base-G-8 Chair Right Side Handrest Arm-41000000126 | 10100141000000100 |  | A Class |  |  | I-Inventory | FG-Finish Good | R | Spares | Dental Chair-Spares | Dental Equiment | Main Location | 90330000 |  | FIFO | Gnatus | [8 empty] | 0 | 0 | 0 | 1 | 0 | 0 | [7 empty] | 1 |  | GN/BA/SP/G-8 CHAIR RIGHT SIDE HANDREST ARM-41000000126
IM02434 | Dental Chair Spares-Gnatus-Base-G8 Chair Seat Upholstery Vd Mint-41000000339 | 101001G8CHUPVDMINT41000000339 |  | A Class |  |  | I-Inventory | FG-Finish Good | R | Spares | Dental Chair-Spares | Dental Equiment | Main Location | 90330000 |  | FIFO | Gnatus | [8 empty] | 0 | 0 | 0 | 1 | 0 | 0 | [7 empty] | 1 |  | GN/BA/SP/G8 CHAIR SEAT UPHOLSTERY VD MINT-41000000339
IM02435 | Dental Chair Spares-Gnatus-Base-G8 Chair Vibration Control Remote Stand 901008667 | 101001901008667 |  | A Class |  |  | I-Inventory | FG-Finish Good | R | Spares | Dental Chair-Spares | Dental Equiment | Main Location | 90330000 |  | FIFO | Gnatus | [8 empty] | 0 | 0 | 0 | 1 | 0 | 0 | [7 empty] | 1 |  | GN/BA/SP/G8 CHAIR VIBRATION CONTROL REMOTE STAND 901008667
IM02436 | Dental Chair Spares-Gnatus-Base-G8 Chair Vibration Controller Remote 901008668 | 101001901008668 |  | A Class |  |  | I-Inventory | FG-Finish Good | R | Spares | Dental Chair-Spares | Dental Equiment | Main Location | 90330000 |  | FIFO | Gnatus | [8 empty] | 0 | 0 | 0 | 1 | 0 | 0 | [7 empty] | 1 |  | Gn/Ba/Sp/G8 Chair Vibration Controller Remote 901008668
IM02437 | Dental Chair Spares-Gnatus-Base-G8 Thorax Rest Reinforcement Plate-701002971 | 101001701002971 |  | A Class |  |  | I-Inventory | FG-Finish Good | R | Spares | Dental Chair-Spares | Dental Equiment | Main Location | 90330000 |  | FIFO | Gnatus | [8 empty] | 0 | 0 | 0 | 1 | 0 | 0 | [7 empty] | 1 |  | GN/BA/SP/G8 THORAX REST REINFORCEMENT PLATE-701002971
IM02438 | Dental Chair Spares-Gnatus-Base-G8-G4 Chair Updown Motor 901008867 | 101001901008867 |  | A Class |  |  | I-Inventory | FG-Finish Good | R | Spares | Dental Chair-Spares | Dental Equiment | Main Location | 90330000 |  | FIFO | Gnatus | [8 empty] | 0 | 0 | 0 | 1 | 0 | 0 | [7 empty] | 1 |  | GN/BA/G8-G4 CHAIR UPDOWN MOTOR 901008867
IM02439 | Dental Chair Spares-Gnatus-Base-Glass Reflector Olympic | 101001OLYMPIC |  | A Class |  |  | I-Inventory | FG-Finish Good | R | Spares | Dental Chair-Spares | Dental Equiment | Main Location | 90330000 |  | FIFO | Gnatus | [8 empty] | 0 | 0 | 0 | 1 | 0 | 0 | [7 empty] | 1 |  | GN/BA/SP/GLASS REFLECTOR OLYMPIC
IM02440 | Dental Chair Spares-Gnatus-Base-Gnatus Light Base Pole | 101001LIGHTBASEPOLE |  | A Class |  |  | I-Inventory | FG-Finish Good | R | Spares | Dental Chair-Spares | Dental Equiment | Main Location | 90330000 |  | FIFO | Gnatus | [8 empty] | 0 | 0 | 0 | 1 | 0 | 0 | [7 empty] | 1 |  | GN/BA/SP/GNATUS LIGHT BASE POLE
IM02441 | Dental Chair Spares-Gnatus-Base-Gnatus S -Seriesâ Â Motorâ Support Cover-31000002600 | 101001S500SSERSUPPORTCOVER31000002600 |  | A Class |  |  | I-Inventory | FG-Finish Good | C | Spares | Dental Chair-Spares | Dental Equiment | Main Location | 90330000 |  | FIFO | Gnatus | [8 empty] | 0 | 0 | 0 | 1 | 0 | 0 | [7 empty] | 1 |  | GN/BA/SP/GNATUS S -SERIESÂ Â MOTORÂ SUPPORT COVER-31000002600
IM02442 | Dental Chair Spares-Gnatus-Base-Gold Chair Back Cover Upholsery 601009300 | 101001601009300 |  | A Class |  |  | I-Inventory | FG-Finish Good | R | Spares | Dental Chair-Spares | Dental Equiment | Main Location | 90330000 |  | FIFO | Gnatus | [8 empty] | 0 | 0 | 0 | 1 | 0 | 0 | [7 empty] | 1 |  | Gn/Ba/Sp/Gold Chair Back Cover Upholsery 601009300
IM02443 | Dental Chair Spares-Gnatus-Base-Gold Chair Foot Control Wire 300046810 | 101001300046810 |  | A Class |  |  | I-Inventory | FG-Finish Good | R | Spares | Dental Chair-Spares | Dental Equiment | Main Location | 90330000 |  | FIFO | Gnatus | [8 empty] | 0 | 0 | 0 | 1 | 0 | 0 | [7 empty] | 1 |  | Gn/Ba/Sp/Gold Chair Foot Control Wire 300046810
IM02444 | Dental Chair Spares-Gnatus-Base-Gold Chair Left Arm 991003710 | 101001991003710 |  | A Class |  |  | I-Inventory | FG-Finish Good | R | Spares | Dental Chair-Spares | Dental Equiment | Main Location | 90330000 |  | FIFO | Gnatus | [8 empty] | 0 | 0 | 0 | 1 | 0 | 0 | [7 empty] | 1 |  | Gn/Ba/Sp/Gold Chair Left Arm 991003710
IM02445 | Dental Chair Spares-Gnatus-Base-Handpiece Holder | 101001HPHOLDER |  | A Class |  |  | I-Inventory | FG-Finish Good | R | Spares | Dental Chair-Spares | Dental Equiment | Main Location | 90330000 |  | FIFO | Gnatus | [8 empty] | 0 | 0 | 0 | 1 | 0 | 0 | [7 empty] | 1 |  | GN/BA/SP/HANDPIECE HOLDER
IM02446 | Dental Chair Spares-Gnatus-Base-Head Rest 901007120 (All Chair) | 101001901007120 |  | A Class |  |  | I-Inventory | FG-Finish Good | R | Spares | Dental Chair-Spares | Dental Equiment | Main Location | 90330000 |  | FIFO | Gnatus | [8 empty] | 0 | 0 | 0 | 1 | 0 | 0 | [7 empty] | 1 |  | Gn/Ba/Sp/Head Rest 901007120 (All Chair)
IM02447 | Dental Chair Spares-Gnatus-Base-Headrest Upholsery Screw 240000281 (All Chair) | 101001240000281 |  | A Class |  |  | I-Inventory | FG-Finish Good | C | Spares | Dental Chair-Spares | Dental Equiment | Main Location | 90330000 |  | FIFO | Gnatus | [8 empty] | 0 | 0 | 0 | 1 | 0 | 0 | [7 empty] | 1 |  | Gn/Ba/Sp/Headrest Upholsery Screw 240000281 (All Chair)
IM02448 | Dental Chair Spares-Gnatus-Base-High Speeed Handpiece Fo Hose Term 300030360 | 101001300030360 |  | A Class |  |  | I-Inventory | FG-Finish Good | R | Spares | Dental Chair-Spares | Dental Equiment | Main Location | 90330000 |  | FIFO | Gnatus | [8 empty] | 0 | 0 | 0 | 1 | 0 | 0 | [7 empty] | 1 |  | GN/BA/SP/HIGH SPEEED HANDPIECE FO HOSE TERM 300030360
IM02449 | Dental Chair Spares-Gnatus-Base-Hose 04.7 X 03.7 (0.007M) 361000742 | 101001361000742 |  | A Class |  |  | I-Inventory | FG-Finish Good | C | Spares | Dental Chair-Spares | Dental Equiment | Main Location | 90330000 |  | FIFO | Gnatus | [8 empty] | 0 | 0 | 0 | 1 | 0 | 0 | [7 empty] | 1 |  | Gn/Ba/Sp/Hose 04.7 x 03.7 (0.007m) 361000742
IM02450 | Dental Chair Spares-Gnatus-Base-Hose Blue-Pu (1.6X3.00Mm) 361000256 | 101001361000256 |  | A Class |  |  | I-Inventory | FG-Finish Good | C | Spares | Dental Chair-Spares | Dental Equiment | Main Location | 90330000 |  | FIFO | Gnatus | [8 empty] | 0 | 0 | 0 | 1 | 0 | 0 | [7 empty] | 1 |  | GN/BA/SP/HOSE BLUE-PU (1.6X3.00MM) 361000256
IM02451 | Dental Chair Spares-Gnatus-Base-Inova Chair Backrest Uphol Lam M Red 05 | 101001BKRLAMMRED |  | A Class |  |  | I-Inventory | FG-Finish Good | R | Spares | Dental Chair-Spares | Dental Equiment | Main Location | 90330000 |  | FIFO | Gnatus | [8 empty] | 0 | 0 | 0 | 1 | 0 | 0 | [7 empty] | 1 |  | GN/BA/SP/INOVA CHAIR BACKREST UPHOL LAM M RED 05
IM02452 | Dental Chair Spares-Gnatus-Base-Inova Chair Headrest Uphol Lam M Red 05 | 101001HDRLAMMRED |  | A Class |  |  | I-Inventory | FG-Finish Good | R | Spares | Dental Chair-Spares | Dental Equiment | Main Location | 90330000 |  | FIFO | Gnatus | [8 empty] | 0 | 0 | 0 | 1 | 0 | 0 | [7 empty] | 1 |  | GN/BA/SP/INOVA CHAIR HEADREST UPHOL LAM M RED 05
IM02453 | Dental Chair Spares-Gnatus-Base-Inova Pad Fe PCB 300051111 | 101001300051111 |  | A Class |  |  | I-Inventory | FG-Finish Good | R | Spares | Dental Chair-Spares | Dental Equiment | Main Location | 90330000 |  | FIFO | Gnatus | [8 empty] | 0 | 0 | 0 | 1 | 0 | 0 | [7 empty] | 1 |  | Gn/Ba/Sp/Inova Pad Fe Pcb 300051111
IM02454 | Dental Chair Spares-Gnatus-Base-Inova Pad Plus I.C. 906000178 | 101001906000178 |  | A Class |  |  | I-Inventory | FG-Finish Good | R | Spares | Dental Chair-Spares | Dental Equiment | Main Location | 90330000 |  | FIFO | Gnatus | [8 empty] | 0 | 0 | 0 | 1 | 0 | 0 | [7 empty] | 1 |  | GN/BA/SP INOVA PAD PLUS I.C. 906000178
IM02455 | Dental Chair Spares-Gnatus-Base-Inova Pad Uphol Lower Frame | 101001UPHOLLOFRAME |  | A Class |  |  | I-Inventory | FG-Finish Good | R | Spares | Dental Chair-Spares | Dental Equiment | Main Location | 90330000 |  | FIFO | Gnatus | [8 empty] | 0 | 0 | 0 | 1 | 0 | 0 | [7 empty] | 1 |  | GN/BA/SP/INOVA PAD UPHOL LOWER FRAME
IM02456 | Dental Chair Spares-Gnatus-Base-Inova Star Main PCB Ic 906000176 | 101001906000176 |  | A Class |  |  | I-Inventory | FG-Finish Good | R | Spares | Dental Chair-Spares | Dental Equiment | Main Location | 90330000 |  | FIFO | Gnatus | [8 empty] | 0 | 0 | 0 | 1 | 0 | 0 | [7 empty] | 1 |  | Gn/Ba/Sp/Inova Star Main Pcb Ic 906000176
IM02457 | Dental Chair Spares-Gnatus-Base-Instrument Tray Lower Cover | 101001COVER |  | A Class |  |  | I-Inventory | FG-Finish Good | R | Spares | Dental Chair-Spares | Dental Equiment | Main Location | 90330000 |  | FIFO | Gnatus | [8 empty] | 0 | 0 | 0 | 1 | 0 | 0 | [7 empty] | 1 |  | GN/BA/SP/INSTRUMENT TRAY LOWER COVER
IM02458 | Dental Chair Spares-Gnatus-Base-I-Pad, Old Ipad, S-Gold Chair PCB-300050630 | 101001300050630 |  | A Class |  |  | I-Inventory | FG-Finish Good | R | Spares | Dental Chair-Spares | Dental Equiment | Main Location | 90330000 |  | FIFO | Gnatus | [8 empty] | 0 | 0 | 0 | 1 | 0 | 0 | [7 empty] | 1 |  | GN/BA/SP/I-PAD, OLD IPAD, S-GOLD CHAIR PCB-300050630
IM02459 | Dental Chair Spares-Gnatus-Base-I-Pad, Old Ipad, S-Gold Chair PCB-300050630 Without Ic | 101001WOIC300050630 |  | A Class |  |  | I-Inventory | FG-Finish Good | R | Spares | Dental Chair-Spares | Dental Equiment | Main Location | 90330000 |  | FIFO | Gnatus | [5 empty] | . |  |  | 0 | 0 | 0 | 1 | 0 | 0 | [7 empty] | 1 |  | GN/BA/SP/I-PAD, OLD IPAD, S-GOLD CHAIR PCB-300050630 without IC
IM02460 | Dental Chair Spares-Gnatus-Base-Joint Ii Headrest 701002734 (All Chair) | 101001701002734 |  | A Class |  |  | I-Inventory | FG-Finish Good | C | Spares | Dental Chair-Spares | Dental Equiment | Main Location | 90330000 |  | FIFO | Gnatus | [8 empty] | 0 | 0 | 0 | 1 | 0 | 0 | [7 empty] | 1 |  | Gn/Ba/Sp/Joint Ii Headrest 701002734 (All Chair)
IM02461 | Dental Chair Spares-Gnatus-Base-Knob Footswitch Chip Blower G8-30365004755 | 101001G8KNOBFOOTSWITCH30365004753 |  | A Class |  |  | I-Inventory | FG-Finish Good | C | Spares | Dental Chair-Spares | Dental Equiment | Main Location | 90330000 |  | FIFO | Gnatus | [8 empty] | 0 | 0 | 0 | 1 | 0 | 0 | [7 empty] | 1 |  | GN/BA/SP/KNOB FOOTSWITCH CHIP BLOWER G8-30365004755
IM02462 | Dental Chair Spares-Gnatus-Base-Landus Ch Up Down Piston Hydraulic 901002430 | 101001901002430 |  | A Class |  |  | I-Inventory | FG-Finish Good | R | Spares | Dental Chair-Spares | Dental Equiment | Main Location | 90330000 |  | FIFO | Gnatus | [8 empty] | 0 | 0 | 0 | 1 | 0 | 0 | [7 empty] | 1 |  | Gn/Ba/Sp/Landus Ch Up Down Piston Hydraulic 901002430
IM02463 | Dental Chair Spares-Gnatus-Base-Landus Chair Back Cover 601006396 | 101001601006396 |  | A Class |  |  | I-Inventory | FG-Finish Good | R | Spares | Dental Chair-Spares | Dental Equiment | Main Location | 90330000 |  | FIFO | Gnatus | [8 empty] | 0 | 0 | 0 | 1 | 0 | 0 | [7 empty] | 1 |  | Gn/Ba/Sp/Landus Chair Back Cover 601006396
IM02464 | Dental Chair Spares-Gnatus-Base-Landus Chair Motor Disc 365003900 | 101001365003900 |  | A Class |  |  | I-Inventory | FG-Finish Good | C | Spares | Dental Chair-Spares | Dental Equiment | Main Location | 90330000 |  | FIFO | Gnatus | [8 empty] | 0 | 0 | 0 | 1 | 0 | 0 | [7 empty] | 1 |  | Gn/Ba/Sp/Landus Chair Motor Disc 365003900
IM02465 | Dental Chair Spares-Gnatus-Base-Landus Chair O Ring 2-015 355000127 | 101001355000127 |  | A Class |  |  | I-Inventory | FG-Finish Good | C | Spares | Dental Chair-Spares | Dental Equiment | Main Location | 90330000 |  | FIFO | Gnatus | [8 empty] | 0 | 0 | 0 | 1 | 0 | 0 | [7 empty] | 1 |  | Gn/Ba/Sp/Landus Chair O Ring 2-015 355000127
IM02466 | Dental Chair Spares-Gnatus-Base-Landus Chair PCB 300026220 | 101001300026220 |  | A Class |  |  | I-Inventory | FG-Finish Good | R | Spares | Dental Chair-Spares | Dental Equiment | Main Location | 90330000 |  | FIFO | Gnatus | [8 empty] | 0 | 0 | 0 | 1 | 0 | 0 | [7 empty] | 1 |  | Gn/Ba/Sp/Landus Chair Pcb 300026220
IM02467 | Dental Chair Spares-Gnatus-Base-Landus Chair Piston Spring 1818 385000414 | 101001385000414 |  | A Class |  |  | I-Inventory | FG-Finish Good | C | Spares | Dental Chair-Spares | Dental Equiment | Main Location | 90330000 |  | FIFO | Gnatus | [8 empty] | 0 | 0 | 0 | 1 | 0 | 0 | [7 empty] | 1 |  | Gn/Ba/Sp/Landus Chair Piston Spring 1818 385000414
IM02468 | Dental Chair Spares-Gnatus-Base-Landus Chair Pump Spring 385000108 | 101001385000108 |  | A Class |  |  | I-Inventory | FG-Finish Good | C | Spares | Dental Chair-Spares | Dental Equiment | Main Location | 90330000 |  | FIFO | Gnatus | [8 empty] | 0 | 0 | 0 | 1 | 0 | 0 | [7 empty] | 1 |  | Gn/Ba/Sp/Landus Chair Pump Spring 385000108
IM02469 | Dental Chair Spares-Gnatus-Base-Landus Oil Bottle 901000026 | 101001901000026 |  | A Class |  |  | I-Inventory | FG-Finish Good | C | Spares | Dental Chair-Spares | Dental Equiment | Main Location | 90330000 |  | FIFO | Gnatus | [8 empty] | 0 | 0 | 0 | 1 | 0 | 0 | [7 empty] | 1 |  | Gn/Ba/Sp/Landus Oil Bottle 901000026
IM02470 | Dental Chair Spares-Gnatus-Base-Landus Right Arm Kit 991003250 | 101001991003250 |  | A Class |  |  | I-Inventory | FG-Finish Good | R | Spares | Dental Chair-Spares | Dental Equiment | Main Location | 90330000 |  | FIFO | Gnatus | [8 empty] | 0 | 0 | 0 | 1 | 0 | 0 | [7 empty] | 1 |  | Gn/Ba/Sp/Landus Right Arm Kit 991003250
IM02471 | Dental Chair Spares-Gnatus-Base-Landus Up Down Pump 901006760 | 101001901006760 |  | A Class |  |  | I-Inventory | FG-Finish Good | R | Spares | Dental Chair-Spares | Dental Equiment | Main Location | 90330000 |  | FIFO | Gnatus | [8 empty] | 0 | 0 | 0 | 1 | 0 | 0 | [7 empty] | 1 |  | GN/BA/SP/LANDUS UP DOWN PUMP 901006760
IM02472 | Dental Chair Spares-Gnatus-Base-Left Arm Screw 201000521 (All Chair) | 101001201000521 |  | A Class |  |  | I-Inventory | FG-Finish Good | C | Spares | Dental Chair-Spares | Dental Equiment | Main Location | 90330000 |  | FIFO | Gnatus | [8 empty] | 0 | 0 | 0 | 1 | 0 | 0 | [7 empty] | 1 |  | Gn/Ba/Sp/Left Arm Screw 201000521 (All Chair)
IM02473 | Dental Chair Spares-Gnatus-Base-Leg Stopper 300041670 | 101008300041670 |  | A Class |  |  | I-Inventory | FG-Finish Good | C | Spares | Dental Chair-Spares | Dental Equiment | Main Location | 90330000 |  | FIFO | Gnatus | [8 empty] | 0 | 0 | 0 | 1 | 0 | 0 | [7 empty] | 1 |  | Gn/Am/Sp/Leg Stopper 300041670
IM02474 | Dental Chair Spares-Gnatus-Base-Lgt Head Spin Ajust Ring-41000000996 | 101052RING41000000996 |  | A Class |  |  | I-Inventory | FG-Finish Good | C | Spares | Dental Chair-Spares | Dental Equiment | Main Location | 90330000 |  | FIFO | Gnatus | [8 empty] | 0 | 0 | 0 | 1 | 0 | 0 | [7 empty] | 1 |  | GN/BA/SP/LGT HEAD SPIN AJUST RING-41000000996
IM02475 | Dental Chair Spares-Gnatus-Base-Light Bush 300027230 | 101001300027230 |  | A Class |  |  | I-Inventory | FG-Finish Good | R | Spares | Dental Chair-Spares | Dental Equiment | Main Location | 90330000 |  | FIFO | Gnatus | [8 empty] | 0 | 0 | 0 | 1 | 0 | 0 | [7 empty] | 1 |  | GN/BA/SP/LIGHT BUSH 300027230
IM02476 | Dental Chair Spares-Gnatus-Base-Light Screw 201001670 | 101001201001670 |  | A Class |  |  | I-Inventory | FG-Finish Good | C | Spares | Dental Chair-Spares | Dental Equiment | Main Location | 90330000 |  | FIFO | Gnatus | [8 empty] | 0 | 0 | 0 | 1 | 0 | 0 | [7 empty] | 1 |  | Gn/ba/Sp/Light Screw 201001670
IM02477 | Dental Chair Spares-Gnatus-Base-Locking Valve Support 300028050 (All Chair) | 101001300028050 |  | A Class |  |  | I-Inventory | FG-Finish Good | C | Spares | Dental Chair-Spares | Dental Equiment | Main Location | 90330000 |  | FIFO | Gnatus | [8 empty] | 0 | 0 | 0 | 1 | 0 | 0 | [7 empty] | 1 |  | Gn/Ba/Sp/Locking Valve Support 300028050 (All Chair)
IM02478 | Dental Chair Spares-Gnatus-Base-Lower Bush 365003540 (All Chair) | 101001365003540 |  | A Class |  |  | I-Inventory | FG-Finish Good | C | Spares | Dental Chair-Spares | Dental Equiment | Main Location | 90330000 |  | FIFO | Gnatus | [8 empty] | 0 | 0 | 0 | 1 | 0 | 0 | [7 empty] | 1 |  | Gn/Ba/Sp/Lower Bush 365003540 (All Chair)
IM02479 | Dental Chair Spares-Gnatus-Base-Mangueria Pu 1,6 X 3.0 Mm (0.20Mm) Amarleo 361000231 | 101001361000231 |  | A Class |  |  | I-Inventory | FG-Finish Good | C | Spares | Dental Chair-Spares | Dental Equiment | Main Location | 90330000 |  | FIFO | Gnatus | [8 empty] | 0 | 0 | 0 | 1 | 0 | 0 | [7 empty] | 1 |  | GN/BA/SP/MANGUERIA PU 1,6 X 3.0 MM (0.20MM) AMARLEO 361000231
IM02480 | Dental Chair Spares-Gnatus-Base-Mangueria Pu 1,6 X 3.0 Mm (0.20Mm) Verde 361000249 | 101001361000249 |  | A Class |  |  | I-Inventory | FG-Finish Good | C | Spares | Dental Chair-Spares | Dental Equiment | Main Location | 90330000 |  | FIFO | Gnatus | [8 empty] | 0 | 0 | 0 | 1 | 0 | 0 | [7 empty] | 1 |  | GN/BA/SP/MANGUERIA PU 1,6 x 3.0 MM (0.20MM) VERDE 361000249
IM02481 | Dental Chair Spares-Gnatus-Base-Mcb Bio Vac | 101001MCBBIOVAC |  | A Class |  |  | I-Inventory | FG-Finish Good | R | Spares | Dental Chair-Spares | Dental Equiment | Main Location | 90330000 |  | FIFO | Gnatus | [8 empty] | 0 | 0 | 0 | 1 | 0 | 0 | [7 empty] | 1 |  | GN/BA/SP/MCB BIO VAC
IM02482 | Dental Chair Spares-Gnatus-Base-Metal O Ring 300029360 | 101001300029360 |  | A Class |  |  | I-Inventory | FG-Finish Good | C | Spares | Dental Chair-Spares | Dental Equiment | Main Location | 90330000 |  | FIFO | Gnatus | [8 empty] | 0 | 0 | 0 | 1 | 0 | 0 | [7 empty] | 1 |  | GN/BA/SP/METAL O RING 300029360
IM02483 | Dental Chair Spares-Gnatus-Base-Metal Ring 300028560 (All Chair) | 101001300028560 |  | A Class |  |  | I-Inventory | FG-Finish Good | R | Spares | Dental Chair-Spares | Dental Equiment | Main Location | 90330000 |  | FIFO | Gnatus | [8 empty] | 0 | 0 | 0 | 1 | 0 | 0 | [7 empty] | 1 |  | Gn/Ba/Sp/Metal Ring 300028560 (All Chair)
IM02484 | Dental Chair Spares-Gnatus-Base-Motor 707001470 | 101008707001470 |  | A Class |  |  | I-Inventory | FG-Finish Good | R | Spares | Dental Chair-Spares | Dental Equiment | Main Location | 90330000 |  | FIFO | Gnatus | [8 empty] | 0 | 0 | 0 | 1 | 0 | 0 | [7 empty] | 1 |  | Gn/Am/Sp/Motor 707001470
IM02485 | Dental Chair Spares-Gnatus-Base-Motor Nozzle 901005530 | 101001901005530 |  | A Class |  |  | I-Inventory | FG-Finish Good | R | Spares | Dental Chair-Spares | Dental Equiment | Main Location | 90330000 |  | FIFO | Gnatus | [8 empty] | 0 | 0 | 0 | 1 | 0 | 0 | [7 empty] | 1 |  | Gn/Ba/Sp/Motor Nozzle 901005530
IM02486 | Dental Chair Spares-Gnatus-Base-Motor Ripit 601009050 | 101001601009050 |  | A Class |  |  | I-Inventory | FG-Finish Good | R | Spares | Dental Chair-Spares | Dental Equiment | Main Location | 90330000 |  | FIFO | Gnatus | [8 empty] | 0 | 0 | 0 | 1 | 0 | 0 | [7 empty] | 1 |  | Gn/Ba/Sp/Motor Ripit 601009050
IM02487 | Dental Chair Spares-Gnatus-Base-Natural Smooth Hose 6.5Mmx9.5Mm 361000748 | 101001361000748 |  | A Class |  |  | I-Inventory | FG-Finish Good | R | Spares | Dental Chair-Spares | Dental Equiment | Main Location | 90330000 |  | FIFO | Gnatus | [8 empty] | 0 | 0 | 0 | 1 | 0 | 0 | [7 empty] | 1 |  | Gn/Ba/Sp/Natural Smooth Hose 6.5mmx9.5mm 361000748
IM02488 | Dental Chair Spares-Gnatus-Base-Nozzle 300026740 | 101001300026740 |  | A Class |  |  | I-Inventory | FG-Finish Good | R | Spares | Dental Chair-Spares | Dental Equiment | Main Location | 90330000 |  | FIFO | Gnatus | [8 empty] | 0 | 0 | 0 | 1 | 0 | 0 | [7 empty] | 1 |  | GN/BA/SP/NOZZLE 300026740
IM02489 | Dental Chair Spares-Gnatus-Base-Oil Pipe Big 370000223 (Landus And Simplex Chair) | 101001370000223 |  | A Class |  |  | I-Inventory | FG-Finish Good | R | Spares | Dental Chair-Spares | Dental Equiment | Main Location | 90330000 |  | FIFO | Gnatus | [8 empty] | 0 | 0 | 0 | 1 | 0 | 0 | [7 empty] | 1 |  | Gn/Ba/Oil Pipe Big 370000223 (Landus and simplex Chair)
IM02490 | Dental Chair Spares-Gnatus-Base-Oil Pipe Big 370000270 (Landus And Simplex Chair) | 101001370000270 |  | A Class |  |  | I-Inventory | FG-Finish Good | R | Spares | Dental Chair-Spares | Dental Equiment | Main Location | 90330000 |  | FIFO | Gnatus | [8 empty] | 0 | 0 | 0 | 1 | 0 | 0 | [7 empty] | 1 |  | Gn/Ba/Oil Pipe Big 370000270 (Landus and simplex Chair)
IM02491 | Dental Chair Spares-Gnatus-Base-Oil Pipe Big 370000290 (Landus And Simplex Chair) | 101001370000290 |  | A Class |  |  | I-Inventory | FG-Finish Good | R | Spares | Dental Chair-Spares | Dental Equiment | Main Location | 90330000 |  | FIFO | Gnatus | [8 empty] | 0 | 0 | 0 | 1 | 0 | 0 | [7 empty] | 1 |  | Gn/Ba/Oil Pipe Big 370000290 (Landus and simplex Chair)
IM02492 | Dental Chair Spares-Gnatus-Base-Oil Pipe Big 370000300 (Landus And Simplex Chair) | 101001370000300 |  | A Class |  |  | I-Inventory | FG-Finish Good | R | Spares | Dental Chair-Spares | Dental Equiment | Main Location | 90330000 |  | FIFO | Gnatus | [8 empty] | 0 | 0 | 0 | 1 | 0 | 0 | [7 empty] | 1 |  | Gn/Ba/Oil Pipe Big 370000300 (Landus and simplex Chair)
IM02493 | Dental Chair Spares-Gnatus-Base-Oil Pipe Medium Big 370000255 (Landus And Simplex Chair) | 101001370000255 |  | A Class |  |  | I-Inventory | FG-Finish Good | R | Spares | Dental Chair-Spares | Dental Equiment | Main Location | 90330000 |  | FIFO | Gnatus | [8 empty] | 0 | 0 | 0 | 1 | 0 | 0 | [7 empty] | 1 |  | Gn/Ba/Oil Pipe Medium Big 370000255 (Landus and simplex Chair)
IM02494 | Dental Chair Spares-Gnatus-Base-Oil Solenoid Landus Valve Brass | 101001SOLVALBRASS |  | A Class |  |  | I-Inventory | FG-Finish Good | R | Spares | Dental Chair-Spares | Dental Equiment | Main Location | 90330000 |  | FIFO | Gnatus | [8 empty] | 0 | 0 | 0 | 1 | 0 | 0 | [7 empty] | 1 |  | Gn/Ba/Sp/Oil Solenoid Landus Valve Brass
IM02495 | Dental Chair Spares-Gnatus-Base-Old Up Down Motor 300043690 | 101001300043690 |  | A Class |  |  | I-Inventory | FG-Finish Good | R | Spares | Dental Chair-Spares | Dental Equiment | Main Location | 90330000 |  | FIFO | Gnatus | [8 empty] | 0 | 0 | 0 | 1 | 0 | 0 | [7 empty] | 1 |  | Gn/Ba/Sp/Old Up Down Motor 300043690
IM02496 | Dental Chair Spares-Gnatus-Base-One Way Valve Vernay 300050488 | 101001300050488 |  | A Class |  |  | I-Inventory | FG-Finish Good | R | Spares | Dental Chair-Spares | Dental Equiment | Main Location | 90330000 |  | FIFO | Gnatus | [8 empty] | 0 | 0 | 0 | 1 | 0 | 0 | [7 empty] | 1 |  | Gn/Ba/Sp/One Way Valve Vernay 300050488
IM02497 | Dental Chair Spares-Gnatus-Base-Parker Ring 6-022 Int.32,2 W2,01 C.-1 N.- 26003-227 | 101001RING26003-227 |  | A Class |  |  | I-Inventory | FG-Finish Good | C | Spares | Dental Chair-Spares | Dental Equiment | Main Location | 90330000 |  | FIFO | Gnatus | [8 empty] | 0 | 0 | 0 | 1 | 0 | 0 | [7 empty] | 1 |  | GN/BA/SP/PARKER RING 6-022 INT.32,2 W2,01 C.-1 N.- 26003-227
IM02498 | Dental Chair Spares-Gnatus-Base-Pci Chair Syncrus Pop With Hall Sensor 601001208 | 101001601001208 |  | A Class |  |  | I-Inventory | FG-Finish Good | R | Spares | Dental Chair-Spares | Dental Equiment | Main Location | 90330000 |  | FIFO | Gnatus | [8 empty] | 0 | 0 | 0 | 1 | 0 | 0 | [7 empty] | 1 |  | Gn/Ba/Sp/PCI Chair Syncrus Pop With Hall Sensor 601001208
IM02499 | Dental Chair Spares-Gnatus-Base-Pci Microcontroller Subset 906000142 | 101001906000142 |  | A Class |  |  | I-Inventory | FG-Finish Good | R | Spares | Dental Chair-Spares | Dental Equiment | Main Location | 90330000 |  | FIFO | Gnatus | [8 empty] | 0 | 0 | 0 | 1 | 0 | 0 | [7 empty] | 1 |  | GN/BA/SP/PCI MICROCONTROLLER SUBSET 906000142
IM02500 | Dental Chair Spares-Gnatus-Base-Persus Arm Cover | 101001ARMCOVER |  | A Class |  |  | I-Inventory | FG-Finish Good | R | Spares | Dental Chair-Spares | Dental Equiment | Main Location | 90330000 |  | FIFO | Gnatus | [8 empty] | 0 | 0 | 0 | 1 | 0 | 0 | [7 empty] | 1 |  | Gn/Ba/Sp/Persus Arm Cover
IM02501 | Dental Chair Spares-Gnatus-Base-Persus Foot Control | 101001FOOTCNTRL |  | A Class |  |  | I-Inventory | FG-Finish Good | R | Spares | Dental Chair-Spares | Dental Equiment | Main Location | 90330000 |  | FIFO | Gnatus | [8 empty] | 0 | 0 | 0 | 1 | 0 | 0 | [7 empty] | 1 |  | GN/BA/SP/PERSUS FOOT CONTROL
IM02502 | Dental Chair Spares-Gnatus-Base-Pf Aco Cab Fl Ph Mitopl 4 X 12Mm30233000038 | 10105230233000000 |  | A Class |  |  | I-Inventory | FG-Finish Good | C | Spares | Dental Chair-Spares | Dental Equiment | Main Location | 90330000 |  | FIFO | Gnatus | [8 empty] | 0 | 0 | 0 | 1 | 0 | 0 | [7 empty] | 1 |  | GN/BA/SP/PF ACO CAB FL PH MITOPL 4 X 12MM30233000038
IM02503 | Dental Chair Spares-Gnatus-Base-Pin Holder 300043490 | 101008300043490 |  | A Class |  |  | I-Inventory | FG-Finish Good | C | Spares | Dental Chair-Spares | Dental Equiment | Main Location | 90330000 |  | FIFO | Gnatus | [8 empty] | 0 | 0 | 0 | 1 | 0 | 0 | [7 empty] | 1 |  | Gn/Am/Sp/Pin Holder 300043490
IM02504 | Dental Chair Spares-Gnatus-Base-Plastic Bush 31000004050 | 101001PLASTICBUSH31000004050 |  | A Class |  |  | I-Inventory | FG-Finish Good | R | Spares | Dental Chair-Spares | Dental Equiment | Main Location | 90330000 |  | FIFO | Gnatus | [8 empty] | 0 | 0 | 0 | 1 | 0 | 0 | [7 empty] | 1 |  | GN/BA/SP/PLASTIC BUSH 31000004050
IM02505 | Dental Chair Spares-Gnatus-Base-Power Code 300043450 | 101008300043450 |  | A Class |  |  | I-Inventory | FG-Finish Good | R | Spares | Dental Chair-Spares | Dental Equiment | Main Location | 90330000 |  | FIFO | Gnatus | [8 empty] | 0 | 0 | 0 | 1 | 0 | 0 | [7 empty] | 1 |  | Gn/Am/Sp/Power Code 300043450
IM02506 | Dental Chair Spares-Gnatus-Base-Power Code And Fuse Holder Lid 601009995 | 101001601009995 |  | A Class |  |  | I-Inventory | FG-Finish Good | R | Spares | Dental Chair-Spares | Dental Equiment | Main Location | 90330000 |  | FIFO | Gnatus | [8 empty] | 0 | 0 | 0 | 1 | 0 | 0 | [7 empty] | 1 |  | GN/BA/SP/POWER CODE And FUSE HOLDER LID 601009995
IM02507 | Dental Chair Spares-Gnatus-Base-Power Socket 300015884 | 101001300015884 |  | A Class |  |  | I-Inventory | FG-Finish Good | R | Spares | Dental Chair-Spares | Dental Equiment | Main Location | 90330000 |  | FIFO | Gnatus | [8 empty] | 0 | 0 | 0 | 1 | 0 | 0 | [7 empty] | 1 |  | Gn/Ba/Sp/Power Socket 300015884
IM02508 | Dental Chair Spares-Gnatus-Base-Pump Block | 101001PUMPBLOCK |  | A Class |  |  | I-Inventory | FG-Finish Good | R | Spares | Dental Chair-Spares | Dental Equiment | Main Location | 90330000 |  | FIFO | Gnatus | [8 empty] | 0 | 0 | 0 | 1 | 0 | 0 | [7 empty] | 1 |  | GN/BA/SP/PUMP BLOCK
IM02509 | Dental Chair Spares-Gnatus-Base-Pvcron Uph Col Inov Nw Light Green Coat 011000042 | 101001011000042 |  | A Class |  |  | I-Inventory | FG-Finish Good | R | Spares | Dental Chair-Spares | Dental Equiment | Main Location | 90330000 |  | FIFO | Gnatus | [8 empty] | 0 | 0 | 0 | 1 | 0 | 0 | [7 empty] | 1 |  | Gn/Ba/Sp/Pvcron Uph Col Inov NW Light Green Coat 011000042
IM02510 | Dental Chair Spares-Gnatus-Base-Quick Tight Knob Syn Chair 365003500 (All Chair) | 101001365003500 |  | A Class |  |  | I-Inventory | FG-Finish Good | R | Spares | Dental Chair-Spares | Dental Equiment | Main Location | 90330000 |  | FIFO | Gnatus | [8 empty] | 0 | 0 | 0 | 1 | 0 | 0 | [7 empty] | 1 |  | Gn/Ba/Sp/Quick Tight Knob Syn Chair 365003500 (all Chair)
IM02511 | Dental Chair Spares-Gnatus-Base-Raising Socket Screw Decorative 601006550 (All Chair) | 101001601006550 |  | A Class |  |  | I-Inventory | FG-Finish Good | C | Spares | Dental Chair-Spares | Dental Equiment | Main Location | 90330000 |  | FIFO | Gnatus | [8 empty] | 0 | 0 | 0 | 1 | 0 | 0 | [7 empty] | 1 |  | Gn/Ba/Sp/Raising Socket Screw Decorative 601006550 (All Chair)
IM02512 | Dental Chair Spares-Gnatus-Base-Reflector Led Sensor 3 Subset Without PCB | 101001REFLED3SUBWOPCB |  | A Class |  |  | I-Inventory | FG-Finish Good | R | Spares | Dental Chair-Spares | Dental Equiment | Main Location | 90330000 |  | FIFO | Gnatus | [8 empty] | 0 | 0 | 0 | 1 | 0 | 0 | [7 empty] | 1 |  | GN/BA/SP/REFLECTOR LED SENSOR 3 SUBSET WITHOUT PCB
IM02513 | Dental Chair Spares-Gnatus-Base-Repair Kit Shut Off Valve Sycrus 300045770 | 101001300045770 |  | A Class |  |  | I-Inventory | FG-Finish Good | C | Spares | Dental Chair-Spares | Dental Equiment | Main Location | 90330000 |  | FIFO | Gnatus | [8 empty] | 0 | 0 | 0 | 1 | 0 | 0 | [7 empty] | 1 |  | GN/BA/SP/REPAIR KIT SHUT OFF VALVE SYCRUS 300045770
IM02514 | Dental Chair Spares-Gnatus-Base-Return Spring Lifting Actuator Cover-31000002602 | 10105231000002600 |  | A Class |  |  | I-Inventory | FG-Finish Good | C | Spares | Dental Chair-Spares | Dental Equiment | Main Location | 90330000 |  | FIFO | Gnatus | [8 empty] | 0 | 0 | 0 | 1 | 0 | 0 | [7 empty] | 1 |  | GN/BA/SP RETURN SPRING LIFTING ACTUATOR COVER-31000002602
IM02515 | Dental Chair Spares-Gnatus-Base-Rexien Green Min-1.0Mm-31000000375 | 101001REXINGREEN31000000375 |  | A Class |  |  | I-Inventory | FG-Finish Good | R | Spares | Dental Chair-Spares | Dental Equiment | Main Location | 90330000 |  | FIFO | Gnatus | [8 empty] | 0 | 0 | 0 | 1 | 0 | 0 | [7 empty] | 1 |  | GN/BA/SP/REXIEN GREEN MIN-1.0MM-31000000375
IM02516 | Dental Chair Spares-Gnatus-Base-Right Arm Block 365003680 (All Chair) | 101001365003680 |  | A Class |  |  | I-Inventory | FG-Finish Good | C | Spares | Dental Chair-Spares | Dental Equiment | Main Location | 90330000 |  | FIFO | Gnatus | [8 empty] | 0 | 0 | 0 | 1 | 0 | 0 | [7 empty] | 1 |  | Gn/Ba/Sp/Right Arm Block 365003680 (All Chair)
IM02517 | Dental Chair Spares-Gnatus-Base-Right Arm Screw 250000250 (All Chair) | 101001250000250 |  | A Class |  |  | I-Inventory | FG-Finish Good | C | Spares | Dental Chair-Spares | Dental Equiment | Main Location | 90330000 |  | FIFO | Gnatus | [8 empty] | 0 | 0 | 0 | 1 | 0 | 0 | [7 empty] | 1 |  | Gn/Ba/Sp/Right Arm Screw 250000250 (All Chair)
IM02518 | Dental Chair Spares-Gnatus-Base-Right Arm Spring 385001273 (All Chair) | 101001385001273 |  | A Class |  |  | I-Inventory | FG-Finish Good | C | Spares | Dental Chair-Spares | Dental Equiment | Main Location | 90330000 |  | FIFO | Gnatus | [8 empty] | 0 | 0 | 0 | 1 | 0 | 0 | [7 empty] | 1 |  | Gn/Ba/Sp/Right Arm Spring 385001273 (All Chair)
IM02519 | Dental Chair Spares-Gnatus-Base-S200 Chair Air Rotor Kit-16000002776 | 101001S200AIRROTOTKIT16000002776 |  | A Class |  |  | I-Inventory | FG-Finish Good | R | Spares | Dental Chair-Spares | Dental Equiment | Main Location | 90330000 |  | FIFO | Gnatus | [8 empty] | 0 | 0 | 0 | 1 | 0 | 0 | [7 empty] | 1 |  | GN/BA/SP/S200 CHAIR AIR ROTOR KIT-16000002776
IM02520 | Dental Chair Spares-Gnatus-Base-S-200,S300, Headrest Cover-31000002560 | 101001S200S300HDRCOVER31000002560 |  | A Class |  |  | I-Inventory | FG-Finish Good | R | Spares | Dental Chair-Spares | Dental Equiment | Main Location | 90330000 |  | FIFO | Gnatus | [8 empty] | 0 | 0 | 0 | 1 | 0 | 0 | [7 empty] | 1 |  | GN/BA/SP/S-200,S300, HEADREST COVER-31000002560
IM02521 | Dental Chair Spares-Gnatus-Base-S200-S300 Cahir Left Handrest Arm-16000001112 | 10100116000001100 |  | A Class |  |  | I-Inventory | FG-Finish Good | C | Spares | Dental Chair-Spares | Dental Equiment | Main Location | 90330000 |  | FIFO | Gnatus | [8 empty] | 0 | 0 | 0 | 1 | 0 | 0 | [7 empty] | 1 |  | GN/BA/SPS200/300 CAHIR LEFT HANDREST ARM-16000001112
IM02522 | Dental Chair Spares-Gnatus-Base-S-300 Chair Complete Upholtsery Navy Blue-39-16000002423 | 101001UPHLNBLUE3916000002423 |  | A Class |  |  | I-Inventory | FG-Finish Good | R | Spares | Dental Chair-Spares | Dental Equiment | Main Location | 90330000 |  | FIFO | Gnatus | [8 empty] | 0 | 0 | 0 | 1 | 0 | 0 | [7 empty] | 1 |  | GN/BA/SP/S-300 CHAIR COMPLETE UPHOLTSERY NAVY BLUE-39-16000002423
IM02523 | Dental Chair Spares-Gnatus-Base-S-300 Chair Seat Uphol Pvc Bl-Mar-39At-16000003318 | 101001S300PVC39AT16000003318 |  | A Class |  |  | I-Inventory | FG-Finish Good | C | Spares | Dental Chair-Spares | Dental Equiment | Main Location | 90330000 |  | FIFO | Gnatus | [8 empty] | 0 | 0 | 0 | 1 | 0 | 0 | [7 empty] | 1 |  | GN/BA/SP/S-300 CHAIR SEAT UPHOL PVC BL-MAR-39AT-16000003318
IM02524 | Dental Chair Spares-Gnatus-Base-S-300 Chair Seat Uphol Pvc Bl-Mar-39At-16000003318 | 101001S300PVC39AT16000003318 |  | A Class |  |  | I-Inventory | FG-Finish Good | C | Spares | Dental Chair-Spares | Dental Equiment | Main Location | 90330000 |  | FIFO | Gnatus | [8 empty] | 0 | 0 | 0 | 1 | 0 | 0 | [7 empty] | 1 |  | GN/BA/SP/S-300 CHAIR SEAT UPHOL PVC BL-MAR-39AT-16000003318
IM02525 | Dental Chair Spares-Gnatus-Base-S400 Chair Base Up Down Motor Hidden Cover L Shape | 101001S400MOTORLSHAPECOVER |  | A Class |  |  | I-Inventory | FG-Finish Good | C | Spares | Dental Chair-Spares | Dental Equiment | Main Location | 90330000 |  | FIFO | Gnatus | [8 empty] | 0 | 0 | 0 | 1 | 0 | 0 | [7 empty] | 1 |  | GN/BA/SP/S400 CHAIR BASE UP DOWN MOTOR HIDDEN COVER L SHAPE
IM02526 | Dental Chair Spares-Gnatus-Base-S-400 Up Down Motor Hidden Cover-41000003335 | 101001S400UPDMOTORHIDDENCOVER41000003335 |  | A Class |  |  | I-Inventory | FG-Finish Good | R | Spares | Dental Chair-Spares | Dental Equiment | Main Location | 90330000 |  | FIFO | Gnatus | [8 empty] | 0 | 0 | 0 | 1 | 0 | 0 | [7 empty] | 1 |  | GN/BA/SP/S-400 UP DOWN MOTOR HIDDEN COVER-41000003335
IM02527 | Dental Chair Spares-Gnatus-Base-S-500 Chair Back Cover-41000003417 | 101001S500BACKCOVER41000003417 |  | A Class |  |  | I-Inventory | FG-Finish Good | R | Spares | Dental Chair-Spares | Dental Equiment | Main Location | 90330000 |  | FIFO | Gnatus | [8 empty] | 0 | 0 | 0 | 1 | 0 | 0 | [7 empty] | 1 |  | GN/BA/SP/S-500 CHAIR BACK COVER-41000003417
IM02528 | Dental Chair Spares-Gnatus-Base-S-500 Chair Backrest Cover-41000003093 | 10100141000003000 |  | A Class |  |  | I-Inventory | FG-Finish Good | C | Spares | Dental Chair-Spares | Dental Equiment | Main Location | 90330000 |  | FIFO | Gnatus | [8 empty] | 0 | 0 | 0 | 1 | 0 | 0 | [7 empty] | 1 |  | GN/BA/SP/S-500 CHAIR BACKREST COVER-41000003093
IM02529 | Dental Chair Spares-Gnatus-Base-S500 Chair Foot Control Joystick PCB-41000002889 | 101001S500FCJOYSTICKPCB41000002889 |  | A Class |  |  | I-Inventory | FG-Finish Good | R | Spares | Dental Chair-Spares | Dental Equiment | Main Location | 90330000 |  | FIFO | Gnatus | [8 empty] | 0 | 0 | 0 | 1 | 0 | 0 | [7 empty] | 1 |  | GN/BA/SP/S500 CHAIR FOOT CONTROL JOYSTICK PCB-41000002889
IM02530 | Dental Chair Spares-Gnatus-Base-S500 Chair Foot Control Micro Switch-31000002629 | 101001S500FCMICROSWITCH31000002629 |  | A Class |  |  | I-Inventory | FG-Finish Good | C | Spares | Dental Chair-Spares | Dental Equiment | Main Location | 90330000 |  | FIFO | Gnatus | [8 empty] | 0 | 0 | 0 | 1 | 0 | 0 | [7 empty] | 1 |  | GN/BA/SP/S500 CHAIR FOOT CONTROL MICRO SWITCH-31000002629
IM02531 | Dental Chair Spares-Gnatus-Base-S500 Chair Foot Control Moveable Pulley Lever 42028-101 | 101001S500FCPULLEYLEVER42028101 |  | A Class |  |  | I-Inventory | FG-Finish Good | R | Spares | Dental Chair-Spares | Dental Equiment | Main Location | 90330000 |  | FIFO | Gnatus | [8 empty] | 0 | 0 | 0 | 1 | 0 | 0 | [7 empty] | 1 |  | GN/BA/SP/S500 CHAIR FOOT CONTROL MOVEABLE PULLEY LEVER 42028-101
IM02532 | Dental Chair Spares-Gnatus-Base-S-500 Chair Seat Base Frame 41000003418 | 101001S500BASEFRAME41000003418 |  | A Class |  |  | I-Inventory | FG-Finish Good | R | Spares | Dental Chair-Spares | Dental Equiment | Main Location | 90330000 |  | FIFO | Gnatus | [8 empty] | 0 | 0 | 0 | 1 | 0 | 0 | [7 empty] | 1 |  | GN/BA/SP/S-500 CHAIR SEAT BASE FRAME 41000003418
IM02533 | Dental Chair Spares-Gnatus-Base-S-500 Chair Seat Upholstery Lower Cover-41000003310 | 101001S500CHUPLOWERCOVER41000003310 |  | A Class |  |  | I-Inventory | FG-Finish Good | R | Spares | Dental Chair-Spares | Dental Equiment | Main Location | 90330000 |  | FIFO | Gnatus | [8 empty] | 0 | 0 | 0 | 1 | 0 | 0 | [7 empty] | 1 |  | GN/BA/SP/S-500 CHAIR SEAT UPHOLSTERY LOWER COVER-41000003310
IM02534 | Dental Chair Spares-Gnatus-Base-S-500 Right Side Handrest Cover-41000003397 | 101001S500RIGEHDRCOVER41000003397 |  | A Class |  |  | I-Inventory | FG-Finish Good | R | Spares | Dental Chair-Spares | Dental Equiment | Main Location | 90330000 |  | FIFO | Gnatus | [8 empty] | 0 | 0 | 0 | 1 | 0 | 0 | [7 empty] | 1 |  | GN/BA/SP/S-500 RIGHT SIDE HANDREST COVER-41000003397
IM02535 | Dental Chair Spares-Gnatus-Base-S-500 Series Foot Control Lever-31000001379 | 101001S500FCLEVER31000001379 |  | A Class |  |  | I-Inventory | FG-Finish Good | C | Spares | Dental Chair-Spares | Dental Equiment | Main Location | 90330000 |  | FIFO | Gnatus | [8 empty] | 0 | 0 | 0 | 1 | 0 | 0 | [7 empty] | 1 |  | GN/BA/SP/S-500 SERIES FOOT CONTROL LEVER-31000001379
IM02536 | Dental Chair Spares-Gnatus-Base-S500-Series Chair Foot Control Cover-41000002867 | 101001S500FCCOVER41000002867 |  | A Class |  |  | I-Inventory | FG-Finish Good | C | Spares | Dental Chair-Spares | Dental Equiment | Main Location | 90330000 |  | FIFO | Gnatus | [8 empty] | 0 | 0 | 0 | 1 | 0 | 0 | [7 empty] | 1 |  | GN/BA/SP/S500-SERIES CHAIR FOOT CONTROL COVER-41000002867
IM02537 | Dental Chair Spares-Gnatus-Base-Safety Device 300050933 (All Chair) | 101001300050933 |  | A Class |  |  | I-Inventory | FG-Finish Good | R | Spares | Dental Chair-Spares | Dental Equiment | Main Location | 90330000 |  | FIFO | Gnatus | [8 empty] | 0 | 0 | 0 | 1 | 0 | 0 | [7 empty] | 1 |  | Gn/Ba/Sp/Safety Device 300050933 (All Chair)
IM02538 | Dental Chair Spares-Gnatus-Base-Screw 201000845 | 101001201000845 |  | A Class |  |  | I-Inventory | FG-Finish Good | C | Spares | Dental Chair-Spares | Dental Equiment | Main Location | 90330000 |  | FIFO | Gnatus | [8 empty] | 0 | 0 | 0 | 1 | 0 | 0 | [7 empty] | 1 |  | GN/BA/SP/SCREW 201000845
IM02539 | Dental Chair Spares-Gnatus-Base-Screw 202000047 | 101001202000047 |  | A Class |  |  | I-Inventory | FG-Finish Good | C | Spares | Dental Chair-Spares | Dental Equiment | Main Location | 90330000 |  | FIFO | Gnatus | [8 empty] | 0 | 0 | 0 | 1 | 0 | 0 | [7 empty] | 1 |  | GN/BA/SP/SCREW 202000047
IM02540 | Dental Chair Spares-Gnatus-Base-Screw 203000018 | 101001203000018 |  | A Class |  |  | I-Inventory | FG-Finish Good | C | Spares | Dental Chair-Spares | Dental Equiment | Main Location | 90330000 |  | FIFO | Gnatus | [8 empty] | 0 | 0 | 0 | 1 | 0 | 0 | [7 empty] | 1 |  | GN/BA/SP/SCREW 203000018
IM02541 | Dental Chair Spares-Gnatus-Base-Screw Steel Head 3 X 10 23300013 (All Chair) | 10100123300013 |  | A Class |  |  | I-Inventory | FG-Finish Good | C | Spares | Dental Chair-Spares | Dental Equiment | Main Location | 90330000 |  | FIFO | Gnatus | [8 empty] | 0 | 0 | 0 | 1 | 0 | 0 | [7 empty] | 1 |  | Gn/Ba/Sp/Screw Steel Head 3 X 10 23300013 (All Chair)
IM02542 | Dental Chair Spares-Gnatus-Base-Screw Steel Head M3X5Mm 238000071 | 101001238000071 |  | A Class |  |  | I-Inventory | FG-Finish Good | C | Spares | Dental Chair-Spares | Dental Equiment | Main Location | 90330000 |  | FIFO | Gnatus | [8 empty] | 0 | 0 | 0 | 1 | 0 | 0 | [7 empty] | 1 |  | Gn/Ba/Sp/Screw Steel Head M3X5Mm 238000071
IM02543 | Dental Chair Spares-Gnatus-Base-Screw Steel Phill Self-Tapp4 2X9 5Mm St-31000001746 | 10105231000001700 |  | A Class |  |  | I-Inventory | FG-Finish Good | C | Spares | Dental Chair-Spares | Dental Equiment | Main Location | 90330000 |  | FIFO | Gnatus | [8 empty] | 0 | 0 | 0 | 1 | 0 | 0 | [7 empty] | 1 |  | GN/BA/SP/SCREW STEEL PHILL SELF-TAPP4 2X9 5MM ST-31000001746
IM02544 | Dental Chair Spares-Gnatus-Base-Screw Steel Phillips Round Head M4X8Mm-30236000029 | 101001SCREWHEADM4X8MM30236000029 |  | A Class |  |  | I-Inventory | FG-Finish Good | R | Spares | Dental Chair-Spares | Dental Equiment | Main Location | 90330000 |  | FIFO | Gnatus | [8 empty] | 0 | 0 | 0 | 1 | 0 | 0 | [7 empty] | 1 |  | GN/BA/SP/SCREW STEEL PHILLIPS ROUND HEAD M4X8MM-30236000029
IM02545 | Dental Chair Spares-Gnatus-Base-Screw-30201000592 | 101001SCREW30201000592 |  | A Class |  |  | I-Inventory | FG-Finish Good | R | Spares | Dental Chair-Spares | Dental Equiment | Main Location | 90330000 |  | FIFO | Gnatus | [8 empty] | 0 | 0 | 0 | 1 | 0 | 0 | [7 empty] | 1 |  | GN/BA/SP/SCREW-30201000592
IM02546 | Dental Chair Spares-Gnatus-Base-Screw-30201000628 | 101001SCREW30201000628 |  | A Class |  |  | I-Inventory | FG-Finish Good | R | Spares | Dental Chair-Spares | Dental Equiment | Main Location | 90330000 |  | FIFO | Gnatus | [8 empty] | 0 | 0 | 0 | 1 | 0 | 0 | [7 empty] | 1 |  | GN/BA/SP/SCREW-30201000628
IM02547 | Dental Chair Spares-Gnatus-Base-Screw-30210000690 | 10100130210000600 |  | A Class |  |  | I-Inventory | FG-Finish Good | R | Spares | Dental Chair-Spares | Dental Equiment | Main Location | 90330000 |  | FIFO | Gnatus | [8 empty] | 0 | 0 | 0 | 1 | 0 | 0 | [7 empty] | 1 |  | GN/BA/SP/SCREW-30210000690
IM02548 | Dental Chair Spares-Gnatus-Base-Seat Soft Uphols Met Copper-11 At 16000000799 | 10100116000000700 |  | A Class |  |  | I-Inventory | FG-Finish Good | R | Spares | Dental Chair-Spares | Dental Equiment | Main Location | 90330000 |  | FIFO | Gnatus | [5 empty] | .. |  |  | 0 | 0 | 0 | 1 | 0 | 0 | [7 empty] | 1 |  | GN/BA/SP/SEAT SOFT UPHOLS MET COPPER-11 AT 16000000799
IM02549 | Dental Chair Spares-Gnatus-Base-Seat Soft Uphols Wat Green-17 At | 101001SEATUPHOLGREEN |  | A Class |  |  | I-Inventory | FG-Finish Good | R | Spares | Dental Chair-Spares | Dental Equiment | Main Location | 90330000 |  | FIFO | Gnatus | [8 empty] | 0 | 0 | 0 | 1 | 0 | 0 | [7 empty] | 1 |  | GN/BA/SP/SEAT SOFT UPHOLS WAT GREEN-17 AT
IM02550 | Dental Chair Spares-Gnatus-Base-Seat Uph Set Syncrus Gl Soft Metal Red 901008242 | 101001901008242 |  | A Class |  |  | I-Inventory | FG-Finish Good | R | Spares | Dental Chair-Spares | Dental Equiment | Main Location | 90330000 |  | FIFO | Gnatus | [8 empty] | 0 | 0 | 0 | 1 | 0 | 0 | [7 empty] | 1 |  | GN/BA/SP/SEAT UPH SET SYNCRUS GL SOFT METAL RED 901008242
IM02551 | Dental Chair Spares-Gnatus-Base-Seat Uphol Set Syn Gl Soft M Pink 901008206 | 101001901008206 |  | A Class |  |  | I-Inventory | FG-Finish Good | R | Spares | Dental Chair-Spares | Dental Equiment | Main Location | 90330000 |  | FIFO | Gnatus | [8 empty] | 0 | 0 | 0 | 1 | 0 | 0 | [7 empty] | 1 |  | GN/BASP/SEAT UPHOL SET SYN GL SOFT M PINK 901008206
IM02552 | Dental Chair Spares-Gnatus-Base-Seat Upholsery Metalic Blue Seat 16000000790 | 10100116000000700 |  | A Class |  |  | I-Inventory | FG-Finish Good | R | Spares | Dental Chair-Spares | Dental Equiment | Main Location | 90330000 |  | FIFO | Gnatus | [8 empty] | 0 | 0 | 0 | 1 | 0 | 0 | [7 empty] | 1 |  | GN/BA/SP/SEAT UPHOLSERY METALIC BLUE SEAT 16000000790
IM02553 | Dental Chair Spares-Gnatus-Base-Sensor Wire 300005139 (All Chair) | 101001300005139 |  | A Class |  |  | I-Inventory | FG-Finish Good | R | Spares | Dental Chair-Spares | Dental Equiment | Main Location | 90330000 |  | FIFO | Gnatus | [8 empty] | 0 | 0 | 0 | 1 | 0 | 0 | [7 empty] | 1 |  | Gn/Ba/Sp/Sensor Wire 300005139 (All Chair)
IM02554 | Dental Chair Spares-Gnatus-Base-Simplex Chair Backrest Switch 302001424 | 101001302001424 |  | A Class |  |  | I-Inventory | FG-Finish Good | R | Spares | Dental Chair-Spares | Dental Equiment | Main Location | 90330000 |  | FIFO | Gnatus | [8 empty] | 0 | 0 | 0 | 1 | 0 | 0 | [7 empty] | 1 |  | Gn/Ba/Sp/Simplex Chair Backrest Switch 302001424
IM02555 | Dental Chair Spares-Gnatus-Base-Simplex Chair Up Down Switch 302001417 | 101001302001417 |  | A Class |  |  | I-Inventory | FG-Finish Good | R | Spares | Dental Chair-Spares | Dental Equiment | Main Location | 90330000 |  | FIFO | Gnatus | [8 empty] | 0 | 0 | 0 | 1 | 0 | 0 | [7 empty] | 1 |  | Gn/Ba/Sp/Simplex Chair Up Down Switch 302001417
IM02556 | Dental Chair Spares-Gnatus-Base-Small Capsule Support Pin 300019061 | 101008300019061 |  | A Class |  |  | I-Inventory | FG-Finish Good | R | Spares | Dental Chair-Spares | Dental Equiment | Main Location | 90330000 |  | FIFO | Gnatus | [8 empty] | 0 | 0 | 0 | 1 | 0 | 0 | [7 empty] | 1 |  | Gn/Am/Sp/Small Capsule Support Pin 300019061
IM02557 | Dental Chair Spares-Gnatus-Base-Spray Chip Blower Air Valve Set 300051707 | 101001300051707 |  | A Class |  |  | I-Inventory | FG-Finish Good | R | Spares | Dental Chair-Spares | Dental Equiment | Main Location | 90330000 |  | FIFO | Gnatus | [8 empty] | 0 | 0 | 0 | 1 | 0 | 0 | [7 empty] | 1 |  | GN/BA/SP/SPRAY CHIP BLOWER AIR VALVE SET 300051707
IM02558 | Dental Chair Spares-Gnatus-Base-Spring 385000478 (All Chair) | 101001385000478 |  | A Class |  |  | I-Inventory | FG-Finish Good | C | Spares | Dental Chair-Spares | Dental Equiment | Main Location | 90330000 |  | FIFO | Gnatus | [8 empty] | 0 | 0 | 0 | 1 | 0 | 0 | [7 empty] | 1 |  | Gn/Ba/Sp/Spring 385000478 (All Chair)
IM02559 | Dental Chair Spares-Gnatus-Base-S-Series 200 Chair Base Cover-31000002493 | 101001S200BASECOVER31000002493 |  | A Class |  |  | I-Inventory | FG-Finish Good | R | Spares | Dental Chair-Spares | Dental Equiment | Main Location | 90330000 |  | FIFO | Gnatus | [8 empty] | 0 | 0 | 0 | 1 | 0 | 0 | [7 empty] | 1 |  | GN/BA/SP/S-SERIES 200 CHAIR BASE COVER-31000002493
IM02560 | Dental Chair Spares-Gnatus-Base-S-Series Chair Backrest Lower Support Cover-31000002601 | 101001SBKRLSUPPORTCOVER31000002601 |  | A Class |  |  | I-Inventory | FG-Finish Good | R | Spares | Dental Chair-Spares | Dental Equiment | Main Location | 90330000 |  | FIFO | Gnatus | [8 empty] | 0 | 0 | 0 | 1 | 0 | 0 | [7 empty] | 1 |  | GN/BA/SP/S-SERIES CHAIR BACKREST LOWER SUPPORT COVER-31000002601
IM02561 | Dental Chair Spares-Gnatus-Base-S-Series Chair Backrest Motor-41000003081 | 10105241000003000 |  | A Class |  |  | I-Inventory | FG-Finish Good | R | Spares | Dental Chair-Spares | Dental Equiment | Main Location | 90330000 |  | FIFO | Gnatus | [8 empty] | 0 | 0 | 0 | 1 | 0 | 0 | [7 empty] | 1 |  | GN/BA/SP/S-SERIES CHAIR BACKREST MOTOR-41000003081
IM02562 | Dental Chair Spares-Gnatus-Base-S-Series Chair Backrest Uphol Plate 41000003004 | 101001SBKRUPPLATE41000003004 |  | A Class |  |  | I-Inventory | FG-Finish Good | R | Spares | Dental Chair-Spares | Dental Equiment | Main Location | 90330000 |  | FIFO | Gnatus | [8 empty] | 0 | 0 | 0 | 1 | 0 | 0 | [7 empty] | 1 |  | GN/BA/SP/S-SERIES CHAIR BACKREST UPHOL PLATE 41000003004
IM02563 | Dental Chair Spares-Gnatus-Base-S-Series Chair Foot Control Ribbon Wire 31000002617 | 101001SSERIESFCRIBBONWIRE31000002617 |  | A Class |  |  | I-Inventory | FG-Finish Good | C | Spares | Dental Chair-Spares | Dental Equiment | Main Location | 90330000 |  | FIFO | Gnatus | [8 empty] | 0 | 0 | 0 | 1 | 0 | 0 | [7 empty] | 1 |  | GN/BA/SP/S-SERIES CHAIR FOOT CONTROL RIBBON WIRE 31000002617
IM02564 | Dental Chair Spares-Gnatus-Base-S-Series Chair Foot Control Wire Multiple Jack-31000002618 | 101001SSERIESFCMULTIPLEJACK31000002618 |  | A Class |  |  | I-Inventory | FG-Finish Good | C | Spares | Dental Chair-Spares | Dental Equiment | Main Location | 90330000 |  | FIFO | Gnatus | [8 empty] | 0 | 0 | 0 | 1 | 0 | 0 | [7 empty] | 1 |  | GN/BA/SP/S-SERIES CHAIR FOOT CONTROL WIRE MULTIPLE JACK-31000002618
IM02565 | Dental Chair Spares-Gnatus-Base-S-Series Chair Foot Control Wire Pin Jack-31000002853 | 101001SSERIESFCWIREPINJACK31000002853 |  | A Class |  |  | I-Inventory | FG-Finish Good | C | Spares | Dental Chair-Spares | Dental Equiment | Main Location | 90330000 |  | FIFO | Gnatus | [8 empty] | 0 | 0 | 0 | 1 | 0 | 0 | [7 empty] | 1 |  | GN/BA/SP/S-SERIES CHAIR FOOT CONTROL WIRE PIN JACK-31000002853
IM02566 | Dental Chair Spares-Gnatus-Base-S-Series Chair Headrest Clamp Cover 31000002557 | 101001SSERIESHDRCLAMPCOVER31000002557 |  | A Class |  |  | I-Inventory | FG-Finish Good | R | Spares | Dental Chair-Spares | Dental Equiment | Main Location | 90330000 |  | FIFO | Gnatus | [8 empty] | 0 | 0 | 0 | 1 | 0 | 0 | [7 empty] | 1 |  | GN/BA/SP/S-SERIES CHAIR HEADREST CLAMP COVER 31000002557
IM02567 | Dental Chair Spares-Gnatus-Base-S-Series Chair Main PCB-31000002477 | 101001SSREIESCHAIRMAINPCB31000002477 |  | A Class |  |  | I-Inventory | FG-Finish Good | R | Spares | Dental Chair-Spares | Dental Equiment | Main Location | 90330000 |  | FIFO | Gnatus | [8 empty] | 0 | 0 | 0 | 1 | 0 | 0 | [7 empty] | 1 |  | GN/BA/SP/S-SERIES CHAIR MAIN PCB-31000002477
IM02568 | Dental Chair Spares-Gnatus-Base-S-Series Chair On Off Switch 31000002886 | 101001SONOFFSWITCH31000002886 |  | A Class |  |  | I-Inventory | FG-Finish Good | R | Spares | Dental Chair-Spares | Dental Equiment | Main Location | 90330000 |  | FIFO | Gnatus | [8 empty] | 0 | 0 | 0 | 1 | 0 | 0 | [7 empty] | 1 |  | GN/BA/SP/S-SERIES CHAIR ON OFF SWITCH 31000002886
IM02569 | Dental Chair Spares-Gnatus-Base-S-Series Chair Seat Frame 41000002997 | 101001SCHAIRSEATFRAME41000002997 |  | A Class |  |  | I-Inventory | FG-Finish Good | R | Spares | Dental Chair-Spares | Dental Equiment | Main Location | 90330000 |  | FIFO | Gnatus | [8 empty] | 0 | 0 | 0 | 1 | 0 | 0 | [7 empty] | 1 |  | GN/BA/SP/S-SERIES CHAIR SEAT FRAME 41000002997
IM02570 | Dental Chair Spares-Gnatus-Base-S-Series Chair Suction Kit 66000000274 | 101001SSUCTIONKIT66000000274 |  | A Class |  |  | I-Inventory | FG-Finish Good | R | Spares | Dental Chair-Spares | Dental Equiment | Main Location | 90330000 |  | FIFO | Gnatus | [8 empty] | 0 | 0 | 0 | 1 | 0 | 0 | [7 empty] | 1 |  | GN/BA/SP/S-SERIES CHAIR SUCTION KIT 66000000274
IM02571 | Dental Chair Spares-Gnatus-Base-S-Series Chair Suction Kit With Screw66000000285 | 101001SSUCTIONKITSCREW66000000285 |  | A Class |  |  | I-Inventory | FG-Finish Good | R | Spares | Dental Chair-Spares | Dental Equiment | Main Location | 90330000 |  | FIFO | Gnatus | [8 empty] | 0 | 0 | 0 | 1 | 0 | 0 | [7 empty] | 1 |  | GN/BA/SP/S-SERIES CHAIR SUCTION KIT WITH SCREW66000000285
IM02572 | Dental Chair Spares-Gnatus-Base-S-Series Chair Transfomer 41000003235 | 101001SSERIESTRF41000003235 |  | A Class |  |  | I-Inventory | FG-Finish Good | R | Spares | Dental Chair-Spares | Dental Equiment | Main Location | 90330000 |  | FIFO | Gnatus | [8 empty] | 0 | 0 | 0 | 1 | 0 | 0 | [7 empty] | 1 |  | GN/BA/SP/S-SERIES CHAIR TRANSFOMER 41000003235
IM02573 | Dental Chair Spares-Gnatus-Base-S-Series Chair Updown Motor Hidden Cover Cap-31000002598 | 101001SSERIESCOVERCAP31000002598 |  | A Class |  |  | I-Inventory | FG-Finish Good | C | Spares | Dental Chair-Spares | Dental Equiment | Main Location | 90330000 |  | FIFO | Gnatus | [8 empty] | 0 | 0 | 0 | 1 | 0 | 0 | [7 empty] | 1 |  | GN/BA/SP/S-SERIES CHAIR UPDOWN MOTOR HIDDEN COVER CAP-31000002598
IM02574 | Dental Chair Spares-Gnatus-Base-S-Series Command Wire-31000002546 | 101001SSERIESWIRE31000002546 |  | A Class |  |  | I-Inventory | FG-Finish Good | C | Spares | Dental Chair-Spares | Dental Equiment | Main Location | 90330000 |  | FIFO | Gnatus | [8 empty] | 0 | 0 | 0 | 1 | 0 | 0 | [7 empty] | 1 |  | GN/BA/SP/S-SERIES COMMAND WIRE-31000002546
IM02575 | Dental Chair Spares-Gnatus-Base-S-Series Light Arm Pole Ring-31000002521 | 10105231000002500 |  | A Class |  |  | I-Inventory | FG-Finish Good | C | Spares | Dental Chair-Spares | Dental Equiment | Main Location | 90330000 |  | FIFO | Gnatus | [8 empty] | 0 | 0 | 0 | 1 | 0 | 0 | [7 empty] | 1 |  | GN/BA/SP/S-SERIES LIGHT ARM POLE RING-31000002521
IM02576 | Dental Chair Spares-Gnatus-Base-S-Series Stool L Type Assembly-26400-201 | 101052STOOL26400201 |  | A Class |  |  | I-Inventory | FG-Finish Good | C | Spares | Dental Chair-Spares | Dental Equiment | Main Location | 90330000 |  | FIFO | Gnatus | [8 empty] | 0 | 0 | 0 | 1 | 0 | 0 | [7 empty] | 1 |  | GN/BA/SP/S-SERIES STOOL L TYPE ASSEMBLY-26400-201
IM02577 | Dental Chair Spares-Gnatus-Base-Stool Backrest Assembly 66000000034 | 101037STBKRASSM66000000034 |  | A Class |  |  | I-Inventory | FG-Finish Good | R | Spares | Dental Chair-Spares | Dental Equiment | Main Location | 90330000 |  | FIFO | Gnatus | [8 empty] | 0 | 0 | 0 | 1 | 0 | 0 | [7 empty] | 1 |  | GN/BA/SP/STOOL BACKREST ASSEMBLY 66000000034
IM02578 | Dental Chair Spares-Gnatus-Base-Stool Backrest E00710 Light Gray 300039740 | 101001300039740 |  | A Class |  |  | I-Inventory | FG-Finish Good | R | Spares | Dental Chair-Spares | Dental Equiment | Main Location | 90330000 |  | FIFO | Gnatus | [8 empty] | 0 | 0 | 0 | 1 | 0 | 0 | [7 empty] | 1 |  | Gn/Ba/Sp/Stool Backrest E00710 Light Gray 300039740
IM02579 | Dental Chair Spares-Gnatus-Base-Stool Backrest Uphol Naranga -41-16000000962 | 101037STUPBKRNARANGA16000000962 |  | A Class |  |  | I-Inventory | FG-Finish Good | R | Spares | Dental Chair-Spares | Dental Equiment | Main Location |  |  | FIFO | Gnatus | [8 empty] | 0 | 0 | 0 | 1 | 0 | 0 | [7 empty] | 1 |  | GN/BA/SP/STOOL BACKREST UPHOL NARANGA -41-16000000962
IM02580 | Dental Chair Spares-Gnatus-Base-Stool Base 300053550 (All Chair) | 101001300053550 |  | A Class |  |  | I-Inventory | FG-Finish Good | R | Spares | Dental Chair-Spares | Dental Equiment | Main Location | 90330000 |  | FIFO | Gnatus | [8 empty] | 0 | 0 | 0 | 1 | 0 | 0 | [7 empty] | 1 |  | Gn/Ba/Sp/Stool Base 300053550 (All Chair)
IM02581 | Dental Chair Spares-Gnatus-Base-Stool Base Foot Metal Ring 300041300 | 101001300041300 |  | A Class |  |  | I-Inventory | FG-Finish Good | C | Spares | Dental Chair-Spares | Dental Equiment | Main Location | 90330000 |  | FIFO | Gnatus | [8 empty] | 0 | 0 | 0 | 1 | 0 | 0 | [7 empty] | 1 |  | GN/BA/SP/STOOL BASE FOOT METAL RING 300041300
IM02582 | Dental Chair Spares-Gnatus-Base-Stool Base Metal Non Plastic Cover | 101001STMETALBASE |  | A Class |  |  | I-Inventory | FG-Finish Good | C | Spares | Dental Chair-Spares | Dental Equiment | Main Location | 90330000 |  | FIFO | Gnatus | [8 empty] | 0 | 0 | 0 | 1 | 0 | 0 | [7 empty] | 1 |  | Gn/Ba/Sp/Stool Base Metal Non Plastic Cover
IM02583 | Dental Chair Spares-Gnatus-Base-Stool Base Plastic Cover | 101001STPLASTICCOVER |  | A Class |  |  | I-Inventory | FG-Finish Good | C | Spares | Dental Chair-Spares | Dental Equiment | Main Location | 90330000 |  | FIFO | Gnatus | [8 empty] | 0 | 0 | 0 | 1 | 0 | 0 | [7 empty] | 1 |  | Gn/Ba/Sp/Stool Base Plastic Cover
IM02584 | Dental Chair Spares-Gnatus-Base-Stool Base Ring | 101001STBASERING |  | A Class |  |  | I-Inventory | FG-Finish Good | C | Spares | Dental Chair-Spares | Dental Equiment | Main Location | 90330000 |  | FIFO | Gnatus | [8 empty] | 0 | 0 | 0 | 1 | 0 | 0 | [7 empty] | 1 |  | Gn/Ba/Sp/Stool Base Ring
IM02585 | Dental Chair Spares-Gnatus-Base-Stool Cover 300051881 | 101001300051881 |  | A Class |  |  | I-Inventory | FG-Finish Good | C | Spares | Dental Chair-Spares | Dental Equiment | Main Location | 90330000 |  | FIFO | Gnatus | [8 empty] | 0 | 0 | 0 | 1 | 0 | 0 | [7 empty] | 1 |  | Gn/Ba/Sp/Stool Cover 300051881
IM02586 | Dental Chair Spares-Gnatus-Base-Stool Machanism 300050380 | 101001300050380 |  | A Class |  |  | I-Inventory | FG-Finish Good | R | Spares | Dental Chair-Spares | Dental Equiment | Main Location | 90330000 |  | FIFO | Gnatus | [8 empty] | 0 | 0 | 0 | 1 | 0 | 0 | [7 empty] | 1 |  | Gn/Ba/Sp/Stool Machanism 300050380
IM02587 | Dental Chair Spares-Gnatus-Base-Stool Mechanism Iron | 101001STMECHNISMIRON |  | A Class |  |  | I-Inventory | FG-Finish Good | R | Spares | Dental Chair-Spares | Dental Equiment | Main Location | 90330000 |  | FIFO | Gnatus | [8 empty] | 0 | 0 | 0 | 1 | 0 | 0 | [7 empty] | 1 |  | Gn/Ba/Sp/Stool Mechanism Iron
IM02588 | Dental Chair Spares-Gnatus-Base-Stool Mechanism L Cover | 101001STMECHNISMLCOVER |  | A Class |  |  | I-Inventory | FG-Finish Good | C | Spares | Dental Chair-Spares | Dental Equiment | Main Location | 90330000 |  | FIFO | Gnatus | [8 empty] | 0 | 0 | 0 | 1 | 0 | 0 | [7 empty] | 1 |  | GN/BA/SP/STOOL MECHANISM L COVER
IM02589 | Dental Chair Spares-Gnatus-Base-Stool Metal Assembly 300053758 | 101001300053758 |  | A Class |  |  | I-Inventory | FG-Finish Good | R | Spares | Dental Chair-Spares | Dental Equiment | Main Location | 90330000 |  | FIFO | Gnatus | [8 empty] | 0 | 0 | 0 | 1 | 0 | 0 | [7 empty] | 1 |  | Gn/Ba/Sp/Stool Metal Assembly 300053758
IM02590 | Dental Chair Spares-Gnatus-Base-Stool Pump 300041280 (All Chair) | 101001300041280 |  | A Class |  |  | I-Inventory | FG-Finish Good | R | Spares | Dental Chair-Spares | Dental Equiment | Main Location | 90330000 |  | FIFO | Gnatus | [8 empty] | 0 | 0 | 0 | 1 | 0 | 0 | [7 empty] | 1 |  | Gn/Ba/Sp/Stool Pump 300041280 (All Chair)
IM02591 | Dental Chair Spares-Gnatus-Base-Stool Pump 300055294 (Small) | 101001300055294 |  | A Class |  |  | I-Inventory | FG-Finish Good | R | Spares | Dental Chair-Spares | Dental Equiment | Main Location | 90330000 |  | FIFO | Gnatus | [8 empty] | 0 | 0 | 0 | 1 | 0 | 0 | [7 empty] | 1 |  | GN/BA/SP/STOOL PUMP 300055294 (SMALL)
IM02592 | Dental Chair Spares-Gnatus-Base-Stool Screw-66000000161 | 101037STOOLCREW6000000161 |  | A Class |  |  | I-Inventory | FG-Finish Good | C | Spares | Dental Chair-Spares | Dental Equiment | Main Location | 90330000 |  | FIFO | Gnatus | [8 empty] | 0 | 0 | 0 | 1 | 0 | 0 | [7 empty] | 1 |  | GN/BA/SP/STOOL SCREW-66000000161
IM02593 | Dental Chair Spares-Gnatus-Base-Stool Seat Metalic Red 300051481 (All Chair) | 101001300051481 |  | A Class |  |  | I-Inventory | FG-Finish Good | R | Spares | Dental Chair-Spares | Dental Equiment | Main Location | 90330000 |  | FIFO | Gnatus | [8 empty] | 0 | 0 | 0 | 1 | 0 | 0 | [7 empty] | 1 |  | Gn/Ba/Sp/Stool Seat Metalic Red 300051481 (All Chair)
IM02594 | Dental Chair Spares-Gnatus-Base-Stool Seat Upholsery M.Copper 300051479 (All Chair) | 101001300051479 |  | A Class |  |  | I-Inventory | FG-Finish Good | R | Spares | Dental Chair-Spares | Dental Equiment | Main Location | 90330000 |  | FIFO | Gnatus | [8 empty] | 0 | 0 | 0 | 1 | 0 | 0 | [7 empty] | 1 |  | Gn/Ba/Sp/Stool Seat Upholsery M.Copper 300051479 (All Chair)
IM02595 | Dental Chair Spares-Gnatus-Base-Stool Upholsery Base | 101001STUPBASE |  | A Class |  |  | I-Inventory | FG-Finish Good | R | Spares | Dental Chair-Spares | Dental Equiment | Main Location | 90330000 |  | FIFO | Gnatus | [8 empty] | 0 | 0 | 0 | 1 | 0 | 0 | [7 empty] | 1 |  | Gn/Ba/Sp/Stool Upholsery Base
IM02596 | Dental Chair Spares-Gnatus-Base-Stool Without Wheel | 101001STWOWHEEL |  | A Class |  |  | I-Inventory | FG-Finish Good | R | Spares | Dental Chair-Spares | Dental Equiment | Main Location | 90330000 |  | FIFO | Gnatus | [8 empty] | 0 | 0 | 0 | 1 | 0 | 0 | [7 empty] | 1 |  | Gn/Ba/Sp/Stool Without Wheel
IM02597 | Dental Chair Spares-Gnatus-Base-Storus Backrest Joint Part 701001674 | 101001701001674 |  | A Class |  |  | I-Inventory | FG-Finish Good | C | Spares | Dental Chair-Spares | Dental Equiment | Main Location | 90330000 |  | FIFO | Gnatus | [8 empty] | 0 | 0 | 0 | 1 | 0 | 0 | [7 empty] | 1 |  | Gn/Ba/Sp/Storus Backrest Joint Part 701001674
IM02598 | Dental Chair Spares-Gnatus-Base-Storus Backrest Motor 300017091 | 101001300017091 |  | A Class |  |  | I-Inventory | FG-Finish Good | R | Spares | Dental Chair-Spares | Dental Equiment | Main Location | 90330000 |  | FIFO | Gnatus | [8 empty] | 0 | 0 | 0 | 1 | 0 | 0 | [7 empty] | 1 |  | GN/BA/SP/STORUS BACKREST MOTOR 300017091
IM02599 | Dental Chair Spares-Gnatus-Base-Storus Backrest Sensor- 300016872 | 101001300016872 |  | A Class |  |  | I-Inventory | FG-Finish Good | R | Spares | Dental Chair-Spares | Dental Equiment | Main Location | 90330000 |  | FIFO | Gnatus | [8 empty] | 0 | 0 | 0 | 1 | 0 | 0 | [7 empty] | 1 |  | Gn/Ba/Sp/Storus Backrest Sensor- 300016872
IM02600 | Dental Chair Spares-Gnatus-Base-Storus Chair Headrest Cover 601008070 | 101001601008070 |  | A Class |  |  | I-Inventory | FG-Finish Good | R | Spares | Dental Chair-Spares | Dental Equiment | Main Location | 90330000 |  | FIFO | Gnatus | [8 empty] | 0 | 0 | 0 | 1 | 0 | 0 | [7 empty] | 1 |  | Gn/Ba/Sp/Storus Chair Headrest Cover 601008070
IM02601 | Dental Chair Spares-Gnatus-Base-Storus Chair Motor Disc 300016930 | 101001300016930 |  | A Class |  |  | I-Inventory | FG-Finish Good | R | Spares | Dental Chair-Spares | Dental Equiment | Main Location | 90330000 |  | FIFO | Gnatus | [8 empty] | 0 | 0 | 0 | 1 | 0 | 0 | [7 empty] | 1 |  | Gn/Ba/Sp/Storus Chair Motor Disc 300016930
IM02602 | Dental Chair Spares-Gnatus-Base-Storus Chair PCB 300016720 | 101001300016720 |  | A Class |  |  | I-Inventory | FG-Finish Good | R | Spares | Dental Chair-Spares | Dental Equiment | Main Location | 90330000 |  | FIFO | Gnatus | [8 empty] | 0 | 0 | 0 | 1 | 0 | 0 | [7 empty] | 1 |  | Gn/Ba/Sp/Storus Chair Pcb 300016720
IM02603 | Dental Chair Spares-Gnatus-Base-Storus Chair Upholstery Lower Cover 601005853 | 101001601005853 |  | A Class |  |  | I-Inventory | FG-Finish Good | R | Spares | Dental Chair-Spares | Dental Equiment | Main Location | 90330000 |  | FIFO | Gnatus | [8 empty] | 0 | 0 | 0 | 1 | 0 | 0 | [7 empty] | 1 |  | Gn/Ba/Sp/Storus Chair Upholstery Lower Cover 601005853
IM02604 | Dental Chair Spares-Gnatus-Base-Storus Head Rest 901003905 | 101001901003905 |  | A Class |  |  | I-Inventory | FG-Finish Good | R | Spares | Dental Chair-Spares | Dental Equiment | Main Location | 90330000 |  | FIFO | Gnatus | [8 empty] | 0 | 0 | 0 | 1 | 0 | 0 | [7 empty] | 1 |  | GN/BA/SP/STORUS HEAD REST 901003905
IM02605 | Dental Chair Spares-Gnatus-Base-Storus Water Solnenoid Valve 300026770 | 101001300026770 |  | A Class |  |  | I-Inventory | FG-Finish Good | R | Spares | Dental Chair-Spares | Dental Equiment | Main Location | 90330000 |  | FIFO | Gnatus | [8 empty] | 0 | 0 | 0 | 1 | 0 | 0 | [7 empty] | 1 |  | GN/BA/SP/STORUS WATER SOLNENOID VALVE 300026770
IM02606 | Dental Chair Spares-Gnatus-Base-Sub Assembly Reg Artus 704003220 | 101001704003220 |  | A Class |  |  | I-Inventory | FG-Finish Good | R | Spares | Dental Chair-Spares | Dental Equiment | Main Location | 90330000 |  | FIFO | Gnatus | [8 empty] | 0 | 0 | 0 | 1 | 0 | 0 | [7 empty] | 1 |  | Gn/Ba/Sp/Sub Assembly Reg Artus 704003220
IM02607 | Dental Chair Spares-Gnatus-Base-Subassembly Left Condylar Inclination 300049420 | 101001300049420 |  | A Class |  |  | I-Inventory | FG-Finish Good | R | Spares | Dental Chair-Spares | Dental Equiment | Main Location | 90330000 |  | FIFO | Gnatus | [8 empty] | 0 | 0 | 0 | 1 | 0 | 0 | [7 empty] | 1 |  | GN/BA/SP/SUBASSEMBLY LEFT CONDYLAR INCLINATION 300049420
IM02608 | Dental Chair Spares-Gnatus-Base-Subassembly Right Condylar Inclination 300049440 | 101001300049440 |  | A Class |  |  | I-Inventory | FG-Finish Good | R | Spares | Dental Chair-Spares | Dental Equiment | Main Location | 90330000 |  | FIFO | Gnatus | [8 empty] | 0 | 0 | 0 | 1 | 0 | 0 | [7 empty] | 1 |  | GN/BA/SP/SUBASSEMBLY RIGHT CONDYLAR INCLINATION 300049440
IM02609 | Dental Chair Spares-Gnatus-Base-Subassembly Seat Complement Syn Pop Chair- 701002737 | 101001701002737 |  | A Class |  |  | I-Inventory | FG-Finish Good | R | Spares | Dental Chair-Spares | Dental Equiment | Main Location | 90330000 |  | FIFO | Gnatus | [8 empty] | 0 | 0 | 0 | 1 | 0 | 0 | [7 empty] | 1 |  | Gn/BA/SUBASSEMBLY SEAT COMPLEMENT SYN POP CHAIR- 701002737
IM02610 | Dental Chair Spares-Gnatus-Base-Suction Filter With Filter & Cap-31000002279 | 101001FILTER31000002279 |  | A Class |  |  | I-Inventory | FG-Finish Good | C | Spares | Dental Chair-Spares | Dental Equiment | Main Location | 90330000 |  | FIFO | Gnatus | [8 empty] | 0 | 0 | 0 | 1 | 0 | 0 | [7 empty] | 1 |  | GN/BA/SP/SUCTION FILTER WITH FILTER & CAP-31000002279
IM02611 | Dental Chair Spares-Gnatus-Base-Suction Inner Tubing-30361000434 | 101001S500SUCTIONTUBING30361000434 |  | A Class |  |  | I-Inventory | FG-Finish Good | C | Spares | Dental Chair-Spares | Dental Equiment | Main Location | 90330000 |  | FIFO | Gnatus | [8 empty] | 0 | 0 | 0 | 1 | 0 | 0 | [7 empty] | 1 |  | GN/BA/SP/SUCTION INNER TUBING-30361000434
IM02612 | Dental Chair Spares-Gnatus-Base-Super Gold Chair PCB Ic 906000079 | 101001906000079 |  | A Class |  |  | I-Inventory | FG-Finish Good | R | Spares | Dental Chair-Spares | Dental Equiment | Main Location | 90330000 |  | FIFO | Gnatus | [8 empty] | 0 | 0 | 0 | 1 | 0 | 0 | [7 empty] | 1 |  | Gn/Ba/Sp/Super Gold Chair Pcb Ic 906000079
IM02613 | Dental Chair Spares-Gnatus-Base-Super Gold Chair Small Floor Box 601009290 | 101001601009290 |  | A Class |  |  | I-Inventory | FG-Finish Good | R | Spares | Dental Chair-Spares | Dental Equiment | Main Location | 90330000 |  | FIFO | Gnatus | [8 empty] | 0 | 0 | 0 | 1 | 0 | 0 | [7 empty] | 1 |  | Gn/Ba/Sp/Super Gold Chair Small Floor Box 601009290
IM02614 | Dental Chair Spares-Gnatus-Base-Super Gold PCB Ic 906000078 | 101001906000078 |  | A Class |  |  | I-Inventory | FG-Finish Good | R | Spares | Dental Chair-Spares | Dental Equiment | Main Location | 90330000 |  | FIFO | Gnatus | [8 empty] | 0 | 0 | 0 | 1 | 0 | 0 | [7 empty] | 1 |  | Gn/Ba/Sp/Super Gold Pcb Ic 906000078
IM02615 | Dental Chair Spares-Gnatus-Base-Suporte Regulador Ar Ua P1 Bco Db-41000004048 | 10105241000004000 |  | A Class |  |  | I-Inventory | FG-Finish Good | C | Spares | Dental Chair-Spares | Dental Equiment | Main Location | 90330000 |  | FIFO | Gnatus | [8 empty] | 0 | 0 | 0 | 1 | 0 | 0 | [7 empty] | 1 |  | GN/BA/SP/SUPORTE REGULADOR AR UA P1 BCO DB-41000004048
IM02616 | Dental Chair Spares-Gnatus-Base-Support Rod Bite Fork 300049450 | 101001300049450 |  | A Class |  |  | I-Inventory | FG-Finish Good | R | Spares | Dental Chair-Spares | Dental Equiment | Main Location | 90330000 |  | FIFO | Gnatus | [8 empty] | 0 | 0 | 0 | 1 | 0 | 0 | [7 empty] | 1 |  | GN/BA/SP/SUPPORT ROD BITE FORK 300049450
IM02617 | Dental Chair Spares-Gnatus-Base-Switch Chair For In-St, In-Pa, S-Gold 302002800 | 101001302002800 |  | A Class |  |  | I-Inventory | FG-Finish Good | R | Spares | Dental Chair-Spares | Dental Equiment | Main Location | 90330000 |  | FIFO | Gnatus | [8 empty] | 0 | 0 | 0 | 1 | 0 | 0 | [7 empty] | 1 |  | Gn/Ba/Sp/Switch Chair for In-St, In-Pa, S-Gold 302002800
IM02618 | Dental Chair Spares-Gnatus-Base-Swivel Arm Syncrus Dental Ch Br Ice 801003836 | 101001801003836 |  | A Class |  |  | I-Inventory | FG-Finish Good | C | Spares | Dental Chair-Spares | Dental Equiment | Main Location | 90330000 |  | FIFO | Gnatus | [8 empty] | 0 | 0 | 0 | 1 | 0 | 0 | [7 empty] | 1 |  | GN/BA/SP/SWIVEL ARM SYNCRUS DENTAL CH BR ICE 801003836
IM02619 | Dental Chair Spares-Gnatus-Base-Syn Chair Lower Body 601009720 | 101001601009720 |  | A Class |  |  | I-Inventory | FG-Finish Good | R | Spares | Dental Chair-Spares | Dental Equiment | Main Location | 90330000 |  | FIFO | Gnatus | [8 empty] | 0 | 0 | 0 | 1 | 0 | 0 | [7 empty] | 1 |  | GN/BA/SP/SYN CHAIR LOWER BODY 601009720
IM02620 | Dental Chair Spares-Gnatus-Base-Syn Right Arm 991003500 | 101001991003500 |  | A Class |  |  | I-Inventory | FG-Finish Good | R | Spares | Dental Chair-Spares | Dental Equiment | Main Location | 90330000 |  | FIFO | Gnatus | [8 empty] | 0 | 0 | 0 | 1 | 0 | 0 | [7 empty] | 1 |  | GN/BA/SP/SYN RIGHT ARM 991003500
IM02621 | Dental Chair Spares-Gnatus-Base-Syn. Gl Soft Ass Uph Seat Plast Met Red 901008360 | 101001901008360 |  | A Class |  |  | I-Inventory | FG-Finish Good | R | Spares | Dental Chair-Spares | Dental Equiment | Main Location | 90330000 |  | FIFO | Gnatus | [8 empty] | 0 | 0 | 0 | 1 | 0 | 0 | [7 empty] | 1 |  | Gn/Ba/Sp/Syn. GL Soft Ass Uph Seat Plast Met Red 901008360
IM02622 | Dental Chair Spares-Gnatus-Base-Syn. Headrest Cover 601005312 | 101001601005312 |  | A Class |  |  | I-Inventory | FG-Finish Good | R | Spares | Dental Chair-Spares | Dental Equiment | Main Location | 90330000 |  | FIFO | Gnatus | [8 empty] | 0 | 0 | 0 | 1 | 0 | 0 | [7 empty] | 1 |  | Gn/Ba/Sp/Syn. Headrest Cover 601005312
IM02623 | Dental Chair Spares-Gnatus-Base-Syn.Upholstery Lower Cover-601008800 | 101001601008800 |  | A Class |  |  | I-Inventory | FG-Finish Good | R | Spares | Dental Chair-Spares | Dental Equiment | Main Location | 90330000 |  | FIFO | Gnatus | [8 empty] | 0 | 0 | 0 | 1 | 0 | 0 | [7 empty] | 1 |  | Gn/Ba/Sp/Syn.Upholstery Lower Cover-601008800
IM02624 | Dental Chair Spares-Gnatus-Base-Syncrus Down Uphol Bush 365003470 | 101001365003470 |  | A Class |  |  | I-Inventory | FG-Finish Good | C | Spares | Dental Chair-Spares | Dental Equiment | Main Location | 90330000 |  | FIFO | Gnatus | [8 empty] | 0 | 0 | 0 | 1 | 0 | 0 | [7 empty] | 1 |  | Gn/Ba/Sp/Syncrus Down Uphol Bush 365003470
IM02625 | Dental Chair Spares-Gnatus-Base-Syncrus Feet Protector Uph Cover 901007340 | 101001901007340 |  | A Class |  |  | I-Inventory | FG-Finish Good | C | Spares | Dental Chair-Spares | Dental Equiment | Main Location | 90330000 |  | FIFO | Gnatus | [8 empty] | 0 | 0 | 0 | 1 | 0 | 0 | [7 empty] | 1 |  | Gn/Ba/Sp/Syncrus Feet Protector Uph Cover 901007340
IM02626 | Dental Chair Spares-Gnatus-Base-Syncrus Gl Dent Ch Foot Control Base-40701002510 | 101001SYNCONTROLBASE40701002510 |  | A Class |  |  | I-Inventory | FG-Finish Good | C | Spares | Dental Chair-Spares | Dental Equiment | Main Location | 90330000 |  | FIFO | Gnatus | [8 empty] | 0 | 0 | 0 | 1 | 0 | 0 | [7 empty] | 1 |  | GN/BA/SP/SYNCRUS GL DENT CH FOOT CONTROL BASE-40701002510
IM02627 | Dental Chair Spares-Gnatus-Base-Syringe Ii Roght Activating Butt (Blue) 365004421 | 101001365004421 |  | A Class |  |  | I-Inventory | FG-Finish Good | R | Spares | Dental Chair-Spares | Dental Equiment | Main Location | 90330000 |  | FIFO | Gnatus | [8 empty] | 0 | 0 | 0 | 1 | 0 | 0 | [7 empty] | 1 |  | GN/BA/SP/SYRINGE II ROGHT ACTIVATING BUTT (BLUE) 365004421
IM02628 | Dental Chair Spares-Gnatus-Base-Table Gray 365004408 | 101001365004408 |  | A Class |  |  | I-Inventory | FG-Finish Good | R | Spares | Dental Chair-Spares | Dental Equiment | Main Location | 90330000 |  | FIFO | Gnatus | [8 empty] | 0 | 0 | 0 | 1 | 0 | 0 | [7 empty] | 1 |  | GN/BA/SP/TABLE GRAY 365004408
IM02629 | Dental Chair Spares-Gnatus-Base-Tampa Maior Lat Capa Acab Mancal Base-31000002494 | 101001MANCALBASE31000002494 |  | A Class |  |  | I-Inventory | FG-Finish Good | C | Spares | Dental Chair-Spares | Dental Equiment | Main Location | 90330000 |  | FIFO | Gnatus | [8 empty] | 0 | 0 | 0 | 1 | 0 | 0 | [7 empty] | 1 |  | GN/BA/SP/TAMPA MAIOR LAT CAPA ACAB MANCAL BASE-31000002494
IM02630 | Dental Chair Spares-Gnatus-Base-Thor Rest Soft Uph Coat Light Blue-15 At 000000813 | 101001000000813 |  | A Class |  |  | I-Inventory | FG-Finish Good | R | Spares | Dental Chair-Spares | Dental Equiment | Main Location | 90330000 |  | FIFO | Gnatus | [8 empty] | 0 | 0 | 0 | 1 | 0 | 0 | [7 empty] | 1 |  | GN/BA/SP/THOR REST SOFT UPH COAT LIGHT BLUE-15 AT 000000813
IM02631 | Dental Chair Spares-Gnatus-Base-Top Chair Up Down Sensor 300017084 | 101001300017084 |  | A Class |  |  | I-Inventory | FG-Finish Good | R | Spares | Dental Chair-Spares | Dental Equiment | Main Location | 90330000 |  | FIFO | Gnatus | [8 empty] | 0 | 0 | 0 | 1 | 0 | 0 | [7 empty] | 1 |  | GN/BA/SP/TOP CHAIR UP DOWN SENSOR 300017084
IM02632 | Dental Chair Spares-Gnatus-Base-Top Chair-Ic 906000152 | 101001906000152 |  | A Class |  |  | I-Inventory | FG-Finish Good | R | Spares | Dental Chair-Spares | Dental Equiment | Main Location | 90330000 |  | FIFO | Gnatus | [8 empty] | 0 | 0 | 0 | 1 | 0 | 0 | [7 empty] | 1 |  | Gn/Ba/Sp/Top Chair-Ic 906000152
IM02633 | Dental Chair Spares-Gnatus-Base-Transfomer Fix Plate-41000006391 | 101052PLATE41000006391 |  | A Class |  |  | I-Inventory | FG-Finish Good | C | Spares | Dental Chair-Spares | Dental Equiment | Main Location | 90330000 |  | FIFO | Gnatus | [8 empty] | 0 | 0 | 0 | 1 | 0 | 0 | [7 empty] | 1 |  | GN/BA/SP/TRANSFOMER FIX PLATE-41000006391
IM02634 | Dental Chair Spares-Gnatus-Base-Transformer 0 24 90700170 | 10100190700170 |  | A Class |  |  | I-Inventory | FG-Finish Good | R | Spares | Dental Chair-Spares | Dental Equiment | Main Location | 90330000 |  | FIFO | Gnatus | [8 empty] | 0 | 0 | 0 | 1 | 0 | 0 | [7 empty] | 1 |  | GN/BA/SP/TRANSFORMER 0 24 90700170
IM02635 | Dental Chair Spares-Gnatus-Base-Transformer 302002790 (S-Gold, I-Pad, I-Star) | 101001302002790 |  | A Class |  |  | I-Inventory | FG-Finish Good | R | Spares | Dental Chair-Spares | Dental Equiment | Main Location | 90330000 |  | FIFO | Gnatus | [8 empty] | 0 | 0 | 0 | 1 | 0 | 0 | [7 empty] | 1 |  | GN/BA/SP/TRANSFORMER 302002790 (S-Gold, I-Pad, I-Star)
IM02636 | Dental Chair Spares-Gnatus-Base-Transformer Cover 601008760 (Top Chair) | 101001601008760 |  | A Class |  |  | I-Inventory | FG-Finish Good | R | Spares | Dental Chair-Spares | Dental Equiment | Main Location | 90330000 |  | FIFO | Gnatus | [8 empty] | 0 | 0 | 0 | 1 | 0 | 0 | [7 empty] | 1 |  | Gn/Ba/Sp/Transformer Cover 601008760 (Top Chair)
IM02637 | Dental Chair Spares-Gnatus-Base-Transformer Of Amalgamix | 101008TRANSFORMER |  | A Class |  |  | I-Inventory | FG-Finish Good | R | Spares | Dental Chair-Spares | Dental Equiment | Main Location | 90330000 |  | FIFO | Gnatus | [8 empty] | 0 | 0 | 0 | 1 | 0 | 0 | [7 empty] | 1 |  | GN/AM/SP/TRANSFORMER OF AMALGAMIX
IM02638 | Dental Chair Spares-Gnatus-Base-Up Down Motor 901007540 | 101001901007540 |  | A Class |  |  | I-Inventory | FG-Finish Good | R | Spares | Dental Chair-Spares | Dental Equiment | Main Location | 90330000 |  | FIFO | Gnatus | [8 empty] | 0 | 0 | 0 | 1 | 0 | 0 | [7 empty] | 1 |  | Gn/Ba/Sp/Up Down Motor 901007540
IM02639 | Dental Chair Spares-Gnatus-Base-Up Down Motor Hidden Cover-41000003419 | 101001UPDMOTORHIDDENCOVER41000003419 |  | A Class |  |  | I-Inventory | FG-Finish Good | R | Spares | Dental Chair-Spares | Dental Equiment | Main Location | 90330000 |  | FIFO | Gnatus | [8 empty] | 0 | 0 | 0 | 1 | 0 | 0 | [7 empty] | 1 |  | GN/BA/SP/UP DOWN MOTOR HIDDEN COVER-41000003419
IM02640 | Dental Chair Spares-Gnatus-Base-Up Down Motor Inbuilt Sensor Without Shaft-30300053951 | 101001MTRWOSHAFT30300053951 |  | A Class |  |  | I-Inventory | FG-Finish Good | R | Spares | Dental Chair-Spares | Dental Equiment | Main Location | 90330000 |  | FIFO | Gnatus | [8 empty] | 0 | 0 | 0 | 1 | 0 | 0 | [7 empty] | 1 |  | GN/BA/SP/UP DOWN MOTOR INBUILT SENSOR WITHOUT SHAFT-30300053951
IM02641 | Dental Chair Spares-Gnatus-Base-Up Down Motor Only Motor | 101001UPDOWNMTR |  | A Class |  |  | I-Inventory | FG-Finish Good | R | Spares | Dental Chair-Spares | Dental Equiment | Main Location | 90330000 |  | FIFO | Gnatus | [8 empty] | 0 | 0 | 0 | 1 | 0 | 0 | [7 empty] | 1 |  | Gn/Ba/Sp/Up Down Motor Only Motor
IM02642 | Dental Chair Spares-Gnatus-Base-Up Down Motor Only Sensor | 101001UPDOWNSEN |  | A Class |  |  | I-Inventory | FG-Finish Good | R | Spares | Dental Chair-Spares | Dental Equiment | Main Location | 90330000 |  | FIFO | Gnatus | [8 empty] | 0 | 0 | 0 | 1 | 0 | 0 | [7 empty] | 1 |  | Gn/Ba/Sp/Up Down Motor Only Sensor
IM02643 | Dental Chair Spares-Gnatus-Base-Updown Motor PCB Card 601001079 (All Chair) | 101001601001079 |  | A Class |  |  | I-Inventory | FG-Finish Good | R | Spares | Dental Chair-Spares | Dental Equiment | Main Location | 90330000 |  | FIFO | Gnatus | [8 empty] | 0 | 0 | 0 | 1 | 0 | 0 | [7 empty] | 1 |  | Gn/Ba/Sp/Updown Motor Pcb Card 601001079 (All Chair)
IM02644 | Dental Chair Spares-Gnatus-Base-Uphol.Back Support Cover 365003950 (All Chair) | 101001365003950 |  | A Class |  |  | I-Inventory | FG-Finish Good | R | Spares | Dental Chair-Spares | Dental Equiment | Main Location | 90330000 |  | FIFO | Gnatus | [8 empty] | 0 | 0 | 0 | 1 | 0 | 0 | [7 empty] | 1 |  | Gn/Ba/Sp/Uphol.Back Support Cover 365003950 (All Chair)
IM02645 | Dental Chair Spares-Gnatus-Base-Upholsery Of Headrest Silver 901008355 | 101001901008355 |  | A Class |  |  | I-Inventory | FG-Finish Good | R | Spares | Dental Chair-Spares | Dental Equiment | Main Location | 90330000 |  | FIFO | Gnatus | [8 empty] | 0 | 0 | 0 | 1 | 0 | 0 | [7 empty] | 1 |  | GN/BA/SP/UPHOLSERY OF HEADREST SILVER 901008355
IM02646 | Dental Chair Spares-Gnatus-Base-Upholsery Seat Silver 901008361 | 101001901008361 |  | A Class |  |  | I-Inventory | FG-Finish Good | R | Spares | Dental Chair-Spares | Dental Equiment | Main Location | 90330000 |  | FIFO | Gnatus | [8 empty] | 0 | 0 | 0 | 1 | 0 | 0 | [7 empty] | 1 |  | Gn/Ba/Sp/Upholsery Seat Silver 901008361
IM02647 | Dental Chair Spares-Gnatus-Base-Upholstery Back Cover (Syn. And Top)601009710 | 101001601009710 |  | A Class |  |  | I-Inventory | FG-Finish Good | R | Spares | Dental Chair-Spares | Dental Equiment | Main Location | 90330000 |  | FIFO | Gnatus | [8 empty] | 0 | 0 | 0 | 1 | 0 | 0 | [7 empty] | 1 |  | Gn/Ba/Sp/Upholstery Back Cover (Syn. and Top)601009710
IM02648 | Dental Chair Spares-Gnatus-Base-Upholstery Seat Subset Lan Vzl Az-Ce 901008030 | 101001901008030 |  | A Class |  |  | I-Inventory | FG-Finish Good | R | Spares | Dental Chair-Spares | Dental Equiment | Main Location | 90330000 |  | FIFO | Gnatus | [8 empty] | 0 | 0 | 0 | 1 | 0 | 0 | [7 empty] | 1 |  | Gn/Ba/Sp/Upholstery Seat Subset Lan VZL Az-Ce 901008030
IM02649 | Dental Chair Spares-Gnatus-Base-Velcro Backrest 701002240 (Top And S-Gold) | 101001701002240 |  | A Class |  |  | I-Inventory | FG-Finish Good | C | Spares | Dental Chair-Spares | Dental Equiment | Main Location | 90330000 |  | FIFO | Gnatus | [8 empty] | 0 | 0 | 0 | 1 | 0 | 0 | [7 empty] | 1 |  | Gn/Ba/Sp/Velcro Backrest 701002240 (Top and S-Gold)
IM02650 | Dental Chair Spares-Gnatus-Base-Velcro Backrest 701002260 (Top And S-Gold) | 101001701002260 |  | A Class |  |  | I-Inventory | FG-Finish Good | C | Spares | Dental Chair-Spares | Dental Equiment | Main Location | 90330000 |  | FIFO | Gnatus | [8 empty] | 0 | 0 | 0 | 1 | 0 | 0 | [7 empty] | 1 |  | Gn/Ba/Sp/Velcro Backrest 701002260 (Top and S-Gold)
IM02651 | Dental Chair Spares-Gnatus-Base-Wire 300039690 | 101001300039690 |  | A Class |  |  | I-Inventory | FG-Finish Good | C | Spares | Dental Chair-Spares | Dental Equiment | Main Location | 90330000 |  | FIFO | Gnatus | [8 empty] | 0 | 0 | 0 | 1 | 0 | 0 | [7 empty] | 1 |  | GN/BA/SP/WIRE 300039690
IM02652 | Dental Chair Spares-Gnatus-Base-Wire Harness Printed Circuit Board Bv Ii Motor Therm 300051018 | 101001300051018 |  | A Class |  |  | I-Inventory | FG-Finish Good | R | Spares | Dental Chair-Spares | Dental Equiment | Main Location | 90330000 |  | FIFO | Gnatus | [8 empty] | 0 | 0 | 0 | 1 | 0 | 0 | [7 empty] | 1 |  | GN/BA/SP/WIRE HARNESS PRINTED CIRCUIT BOARD BV II MOTOR THERM 300051018
IM02653 | Dental Chair Spares-Gnatus-Base-Wire Harness Transformer Bv Ii Motor Therm 300051016 | 101001300051016 |  | A Class |  |  | I-Inventory | FG-Finish Good | R | Spares | Dental Chair-Spares | Dental Equiment | Main Location | 90330000 |  | FIFO | Gnatus | [8 empty] | 0 | 0 | 0 | 1 | 0 | 0 | [7 empty] | 1 |  | GN/BA/SP/WIRE HARNESS TRANSFORMER BV II MOTOR THERM 300051016
IM02654 | Dental Chair Spares-Gnatus-Base-Wires Bundle Bio Vac-Ii Motor Connection 300030730 | 101001300030730 |  | A Class |  |  | I-Inventory | FG-Finish Good | R | Spares | Dental Chair-Spares | Dental Equiment | Main Location | 90330000 |  | FIFO | Gnatus | [8 empty] | 0 | 0 | 0 | 1 | 0 | 0 | [7 empty] | 1 |  | GN/BA/SP/WIRES BUNDLE BIO VAC-II MOTOR CONNECTION 300030730
IM02655 | Dental Chair Spares-Gnatus-Base-Wires Bundle Foot Control Syn Wired 300050501 | 101001300050501 |  | A Class |  |  | I-Inventory | FG-Finish Good | R | Spares | Dental Chair-Spares | Dental Equiment | Main Location | 90330000 |  | FIFO | Gnatus | [8 empty] | 0 | 0 | 0 | 1 | 0 | 0 | [7 empty] | 1 |  | GN/BA/SP/WIRES BUNDLE FOOT CONTROL SYN WIRED 300050501
IM02656 | Dental Chair Spares-Gnatus-Bein Air Support Kit 365004739 | 101001365004739 |  | A Class |  |  | I-Inventory | FG-Finish Good | R | Spares | Dental Chair-Spares | Dental Equiment | Main Location | 90330000 |  | FIFO | Gnatus | [8 empty] | 0 | 0 | 0 | 1 | 0 | 0 | [7 empty] | 1 |  | Gn/Sp/Bein Air Support Kit 365004739
IM02657 | Dental Chair Spares-Gnatus-Bioqualyair 40L 220V 50Hz 70000088 | 10100170000088 |  | A Class |  |  | I-Inventory | FG-Finish Good | R | Spares | Dental Chair-Spares | Dental Equiment | Main Location | 90330000 |  | FIFO | Gnatus | [5 empty] | . |  |  | 0 | 0 | 0 | 1 | 0 | 0 | [7 empty] | 1 |  | GN/DC/SP/BIOQUALYAIR 40L 220V 50HZ 70000088
IM02658 | Dental Chair Spares-Gnatus-Bite Fork For Toothless Patients 809000073 | 101001809000073 |  | A Class |  |  | I-Inventory | FG-Finish Good | R | Spares | Dental Chair-Spares | Dental Equiment | Main Location | 90330000 |  | FIFO | Gnatus | [8 empty] | 0 | 0 | 0 | 1 | 0 | 0 | [7 empty] | 1 |  | Gn/Sp/Bite Fork for Toothless Patients 809000073
IM02659 | Dental Chair Spares-Gnatus-Bleaching Light Head 300053059 | 101001300053059 |  | A Class |  |  | I-Inventory | FG-Finish Good | R | Spares | Dental Chair-Spares | Dental Equiment | Main Location | 90330000 |  | FIFO | Gnatus | [8 empty] | 0 | 0 | 0 | 1 | 0 | 0 | [7 empty] | 1 |  | GN/LD/SP/BLEACHING LIGHT HEAD 300053059
IM02660 | Dental Chair Spares-Gnatus-Bleaching Light Led 300051824 | 101001300051824 |  | A Class |  |  | I-Inventory | FG-Finish Good | R | Spares | Dental Chair-Spares | Dental Equiment | Main Location | 90330000 |  | FIFO | Gnatus | [8 empty] | 0 | 0 | 0 | 1 | 0 | 0 | [7 empty] | 1 |  | Gn/Ld/Sp/Bleaching Light Led 300051824
IM02661 | Dental Chair Spares-Gnatus-Body Water Unit G3 Finishing 41000000905 | 101001G3WUBODY41000000905 |  | A Class |  |  | I-Inventory | FG-Finish Good | R | Spares | Dental Chair-Spares | Dental Equiment | Main Location | 90330000 |  | FIFO | Gnatus | [8 empty] | 0 | 0 | 0 | 1 | 0 | 0 | [7 empty] | 1 |  | GN/DC/SP/BODY WATER UNIT G3 FINISHING 41000000905
IM02662 | Dental Chair Spares-Gnatus-Bowl Support Bottom Body 365004703 | 101001365004703 |  | A Class |  |  | I-Inventory | FG-Finish Good | R | Spares | Dental Chair-Spares | Dental Equiment | Main Location | 90330000 |  | FIFO | Gnatus | [8 empty] | 0 | 0 | 0 | 1 | 0 | 0 | [7 empty] | 1 |  | Gn/Sp/Bowl Support Bottom Body 365004703
IM02663 | Dental Chair Spares-Gnatus-Bowl Support Top Body 365004704 | 101001365004704 |  | A Class |  |  | I-Inventory | FG-Finish Good | R | Spares | Dental Chair-Spares | Dental Equiment | Main Location | 90330000 |  | FIFO | Gnatus | [8 empty] | 0 | 0 | 0 | 1 | 0 | 0 | [7 empty] | 1 |  | Gn/Sp/Bowl Support Top Body 365004704
IM02664 | Dental Chair Spares-Gnatus-Box Lid Artus Pop Delivery Unit 604006291 | 101001604006291 |  | A Class |  |  | I-Inventory | FG-Finish Good | R | Spares | Dental Chair-Spares | Dental Equiment | Main Location | 90330000 |  | FIFO | Gnatus | [8 empty] | 0 | 0 | 0 | 1 | 0 | 0 | [7 empty] | 1 |  | Gn/Sp/Box Lid Artus Pop Delivery Unit 604006291
IM02665 | Dental Chair Spares-Gnatus-Box Unit Reach-365004701 | 101001365004701 |  | A Class |  |  | I-Inventory | FG-Finish Good | R | Spares | Dental Chair-Spares | Dental Equiment | Main Location | 90330000 |  | FIFO | Gnatus | [8 empty] | 0 | 0 | 0 | 1 | 0 | 0 | [7 empty] | 1 |  | Gn/SP/Box Unit Reach-365004701
IM02666 | Dental Chair Spares-Gnatus-Braco Rebetivel New Design 41000001009 | 10100141000001000 |  | A Class |  |  | I-Inventory | FG-Finish Good | R | Spares | Dental Chair-Spares | Dental Equiment | Main Location | 90330000 |  | FIFO | Gnatus | [8 empty] | 0 | 0 | 0 | 1 | 0 | 0 | [7 empty] | 1 |  | GN/BRACO REBETIVEL NEW DESIGN 41000001009
IM02667 | Dental Chair Spares-Gnatus-Brass Nozzle 602000332 | 101001602000332 |  | A Class |  |  | I-Inventory | FG-Finish Good | R | Spares | Dental Chair-Spares | Dental Equiment | Main Location | 90330000 |  | FIFO | Gnatus | [8 empty] | 0 | 0 | 0 | 1 | 0 | 0 | [7 empty] | 1 |  | Gn/Sp/Brass Nozzle 602000332
IM02668 | Dental Chair Spares-Gnatus-Cabecote Reflector Led 903001897 | 101001903001897 |  | A Class |  |  | I-Inventory | FG-Finish Good | R | Spares | Dental Chair-Spares | Dental Equiment | Main Location | 90330000 |  | FIFO | Gnatus | [8 empty] | 0 | 0 | 0 | 1 | 0 | 0 | [7 empty] | 1 |  | GN/SP/CABECOTE REFLECTOR LED 903001897
IM02669 | Dental Chair Spares-Gnatus-Caixa Equipo G3 Usi 41000000088 | 10100141000000000 |  | A Class |  |  | I-Inventory | FG-Finish Good | R | Spares | Dental Chair-Spares | Dental Equiment | Main Location | 90330000 |  | FIFO | Gnatus | [8 empty] | 0 | 0 | 0 | 1 | 0 | 0 | [7 empty] | 1 |  | GN/SP/CAIXA EQUIPO G3 USI 41000000088
IM02670 | Dental Chair Spares-Gnatus-Capa Gront Tal Ii Assen To Cad Syncrus G8 601000327 | 101001601000327 |  | A Class |  |  | I-Inventory | FG-Finish Good | R | Spares | Dental Chair-Spares | Dental Equiment | Main Location | 90330000 |  | FIFO | Gnatus | [8 empty] | 0 | 0 | 0 | 1 | 0 | 0 | [7 empty] | 1 |  | Gn/Sp/Capa Gront Tal II Assen to Cad Syncrus G8 601000327
IM02671 | Dental Chair Spares-Gnatus-Capa Inferior Equipo H Tm Top 40604006401 | 10100140604006400 |  | A Class |  |  | I-Inventory | FG-Finish Good | R | Spares | Dental Chair-Spares | Dental Equiment | Main Location | 90330000 |  | FIFO | Gnatus | [8 empty] | 0 | 0 | 0 | 1 | 0 | 0 | [7 empty] | 1 |  | GN/SP/CAPA INFERIOR EQUIPO H TM TOP 40604006401
IM02672 | Dental Chair Spares-Gnatus-Capa Inj Inferior Braco Refletor 31000000107 | 10100131000000100 |  | A Class |  |  | I-Inventory | FG-Finish Good | R | Spares | Dental Chair-Spares | Dental Equiment | Main Location | 90330000 |  | FIFO | Gnatus | [8 empty] | 0 | 0 | 0 | 1 | 0 | 0 | [7 empty] | 1 |  | GN/SP/CAPA INJ INFERIOR BRACO REFLETOR 31000000107
IM02673 | Dental Chair Spares-Gnatus-Capacitor 20 Uf 302001690 | 101001302001690 |  | A Class |  |  | I-Inventory | FG-Finish Good | C | Spares | Dental Chair-Spares | Dental Equiment | Main Location | 90330000 |  | FIFO | Gnatus | [8 empty] | 0 | 0 | 0 | 1 | 0 | 0 | [7 empty] | 1 |  | Gn/Sp/Capacitor 20 Uf 302001690
IM02674 | Dental Chair Spares-Gnatus-Capacitor 3020016090 | 1010013020016090 |  | A Class |  |  | I-Inventory | FG-Finish Good | C | Spares | Dental Chair-Spares | Dental Equiment | Main Location | 90330000 |  | FIFO | Gnatus | [8 empty] | 0 | 0 | 0 | 1 | 0 | 0 | [7 empty] | 1 |  | Gn/Sp/Capacitor 3020016090
IM02675 | Dental Chair Spares-Gnatus-Ceramic Bush 365002490 | 101001365002490 |  | A Class |  |  | I-Inventory | FG-Finish Good | C | Spares | Dental Chair-Spares | Dental Equiment | Main Location | 90330000 |  | FIFO | Gnatus | [8 empty] | 0 | 0 | 0 | 1 | 0 | 0 | [7 empty] | 1 |  | Gn/Sp/Ceramic Bush 365002490
IM02676 | Dental Chair Spares-Gnatus-Ceramic Bush 365002501 | 101001365002501 |  | A Class |  |  | I-Inventory | FG-Finish Good | C | Spares | Dental Chair-Spares | Dental Equiment | Main Location | 90330000 |  | FIFO | Gnatus | [8 empty] | 0 | 0 | 0 | 1 | 0 | 0 | [7 empty] | 1 |  | Gn/Sp/Ceramic Bush 365002501
IM02677 | Dental Chair Spares-Gnatus-Chair Power Cord 300052926 | 101001300052926 |  | A Class |  |  | I-Inventory | FG-Finish Good | R | Spares | Dental Chair-Spares | Dental Equiment | Main Location | 90330000 |  | FIFO | Gnatus | [8 empty] | 0 | 0 | 0 | 1 | 0 | 0 | [7 empty] | 1 |  | Gn/Sp/Chair Power Cord 300052926
IM02678 | Dental Chair Spares-Gnatus-Chicote Atuador Assento Cad G8 Acab 601001362 | 101001601001362 |  | A Class |  |  | I-Inventory | FG-Finish Good | R | Spares | Dental Chair-Spares | Dental Equiment | Main Location | 90330000 |  | FIFO | Gnatus | [8 empty] | 0 | 0 | 0 | 1 | 0 | 0 | [7 empty] | 1 |  | GN/SP/CHICOTE ATUADOR ASSENTO CAD G8 ACAB 601001362
IM02679 | Dental Chair Spares-Gnatus-Chip Blower Foot Control Accelerator Rod 365004446 | 101001365004446 |  | A Class |  |  | I-Inventory | FG-Finish Good | R | Spares | Dental Chair-Spares | Dental Equiment | Main Location | 90330000 |  | FIFO | Gnatus | [8 empty] | 0 | 0 | 0 | 1 | 0 | 0 | [7 empty] | 1 |  | Gn/Sp/Chip Blower foot control Accelerator ROD 365004446
IM02680 | Dental Chair Spares-Gnatus-Chip Blower Foot Control Activation Gray 365004442 | 101001365004442 |  | A Class |  |  | I-Inventory | FG-Finish Good | R | Spares | Dental Chair-Spares | Dental Equiment | Main Location | 90330000 |  | FIFO | Gnatus | [8 empty] | 0 | 0 | 0 | 1 | 0 | 0 | [7 empty] | 1 |  | Gn/Sp/Chip Blower Foot Control Activation Gray 365004442
IM02681 | Dental Chair Spares-Gnatus-Chip Blower Foot Control Activation Red 365004443 | 101001365004443 |  | A Class |  |  | I-Inventory | FG-Finish Good | R | Spares | Dental Chair-Spares | Dental Equiment | Main Location | 90330000 |  | FIFO | Gnatus | [8 empty] | 0 | 0 | 0 | 1 | 0 | 0 | [7 empty] | 1 |  | Gn/Sp/Chip Blower Foot Control Activation Red 365004443
IM02682 | Dental Chair Spares-Gnatus-Chip Blower Foot Control Air Valve Set 300051709 | 101001300051709 |  | A Class |  |  | I-Inventory | FG-Finish Good | R | Spares | Dental Chair-Spares | Dental Equiment | Main Location | 90330000 |  | FIFO | Gnatus | [8 empty] | 0 | 0 | 0 | 1 | 0 | 0 | [7 empty] | 1 |  | Gn/Sp/Chip Blower Foot control Air Valve Set 300051709
IM02683 | Dental Chair Spares-Gnatus-Chip Blower Foot Control Potentiometer Cable 300052022 | 101001300052022 |  | A Class |  |  | I-Inventory | FG-Finish Good | R | Spares | Dental Chair-Spares | Dental Equiment | Main Location | 90330000 |  | FIFO | Gnatus | [8 empty] | 0 | 0 | 0 | 1 | 0 | 0 | [7 empty] | 1 |  | Gn/Sp/Chip Blower Foot Control Potentiometer Cable 300052022
IM02684 | Dental Chair Spares-Gnatus-Chip Blower Foot Control Rotation Air Valve Set 300051708 | 101001300051708 |  | A Class |  |  | I-Inventory | FG-Finish Good | R | Spares | Dental Chair-Spares | Dental Equiment | Main Location | 90330000 |  | FIFO | Gnatus | [8 empty] | 0 | 0 | 0 | 1 | 0 | 0 | [7 empty] | 1 |  | Gn/Sp/Chip Blower Foot Control Rotation Air Valve Set 300051708
IM02685 | Dental Chair Spares-Gnatus-Chip Blower Gear Pedal 365004441 | 101001365004441 |  | A Class |  |  | I-Inventory | FG-Finish Good | R | Spares | Dental Chair-Spares | Dental Equiment | Main Location | 90330000 |  | FIFO | Gnatus | [8 empty] | 0 | 0 | 0 | 1 | 0 | 0 | [7 empty] | 1 |  | Gn/Sp/Chip Blower Gear Pedal 365004441
IM02686 | Dental Chair Spares-Gnatus-Chip Blower Pedal Cover 365004438 | 101001365004438 |  | A Class |  |  | I-Inventory | FG-Finish Good | R | Spares | Dental Chair-Spares | Dental Equiment | Main Location | 90330000 |  | FIFO | Gnatus | [8 empty] | 0 | 0 | 0 | 1 | 0 | 0 | [7 empty] | 1 |  | Gn/Sp/Chip Blower Pedal Cover 365004438
IM02687 | Dental Chair Spares-Gnatus-Chip Blower Pedal Handle 365004440 | 101001365004440 |  | A Class |  |  | I-Inventory | FG-Finish Good | R | Spares | Dental Chair-Spares | Dental Equiment | Main Location | 90330000 |  | FIFO | Gnatus | [8 empty] | 0 | 0 | 0 | 1 | 0 | 0 | [7 empty] | 1 |  | Gn/Sp/Chip Blower Pedal Handle 365004440
IM02688 | Dental Chair Spares-Gnatus-Chip Blower Spray Shaft Pedal 365004439 | 101001365004439 |  | A Class |  |  | I-Inventory | FG-Finish Good | R | Spares | Dental Chair-Spares | Dental Equiment | Main Location | 90330000 |  | FIFO | Gnatus | [8 empty] | 0 | 0 | 0 | 1 | 0 | 0 | [7 empty] | 1 |  | Gn/Sp/Chip Blower Spray Shaft Pedal 365004439
IM02689 | Dental Chair Spares-Gnatus-Chip Blower Sub-Chassis Pedal 365004444 | 101001365004444 |  | A Class |  |  | I-Inventory | FG-Finish Good | R | Spares | Dental Chair-Spares | Dental Equiment | Main Location | 90330000 |  | FIFO | Gnatus | [8 empty] | 0 | 0 | 0 | 1 | 0 | 0 | [7 empty] | 1 |  | Gn/Sp/Chip Blower sub-Chassis Pedal 365004444
IM02690 | Dental Chair Spares-GnatusCircuit Board Dental Chair Pop 300051110 | 101001300051110 |  | A Class |  |  | I-Inventory | FG-Finish Good | R | Spares | Dental Chair-Spares | Dental Equiment | Main Location | 90330000 |  | FIFO | Gnatus | [8 empty] | 0 | 0 | 0 | 1 | 0 | 0 | [7 empty] | 1 |  | GN/BA/SP/CIRCUIT BOARD DENTAL CHAIR POP 300051110
IM02691 | Dental Chair Spares-Gnatus-Cj Braco Reflector G3 New 41000000533 | 10100141000000500 |  | A Class |  |  | I-Inventory | FG-Finish Good | R | Spares | Dental Chair-Spares | Dental Equiment | Main Location | 90330000 |  | FIFO | Gnatus | [8 empty] | 0 | 0 | 0 | 1 | 0 | 0 | [7 empty] | 1 |  | GN/DC/SP/CJ BRACO REFLECTOR G3 NEW 41000000533
IM02692 | Dental Chair Spares-Gnatus-Cj Estof Assenti Syncrus Gl Soft 901008359 | 101001901008359 |  | A Class |  |  | I-Inventory | FG-Finish Good | R | Spares | Dental Chair-Spares | Dental Equiment | Main Location | 90330000 |  | FIFO | Gnatus | [8 empty] | 0 | 0 | 0 | 1 | 0 | 0 | [7 empty] | 1 |  | GN/SP/CJ ESTOF ASSENTI SYNCRUS GL SOFT 901008359
IM02693 | Dental Chair Spares-Gnatus-Cj Estof Assento Syncrus Gl Soft 901008358 | 101001901008358 |  | A Class |  |  | I-Inventory | FG-Finish Good | R | Spares | Dental Chair-Spares | Dental Equiment | Main Location | 90330000 |  | FIFO | Gnatus | [8 empty] | 0 | 0 | 0 | 1 | 0 | 0 | [7 empty] | 1 |  | Gn/Sp/CJ Estof Assento Syncrus GL Soft 901008358
IM02694 | Dental Chair Spares-Gnatus-Cj Estof Enc Cab Cad G8 Prata Metav Rev 901008633 | 101001901008633 |  | A Class |  |  | I-Inventory | FG-Finish Good | R | Spares | Dental Chair-Spares | Dental Equiment | Main Location | 90330000 |  | FIFO | Gnatus | [8 empty] | 0 | 0 | 0 | 1 | 0 | 0 | [7 empty] | 1 |  | Gn/Sp/Cj Estof Enc Cab Cad G8 Prata Metav Rev 901008633
IM02695 | Dental Chair Spares-Gnatus-Cj Estof Enc Torax Cad G8 Prata Metav Rev 901008645 | 101001901008645 |  | A Class |  |  | I-Inventory | FG-Finish Good | R | Spares | Dental Chair-Spares | Dental Equiment | Main Location | 90330000 |  | FIFO | Gnatus | [8 empty] | 0 | 0 | 0 | 1 | 0 | 0 | [7 empty] | 1 |  | Gn/Sp/Cj Estof Enc Torax Cad G8 Prata Metav Rev 901008645
IM02696 | Dental Chair Spares-Gnatus-Cj Estof Enc Torax Cad Syn Az Mar Plas 901008332 | 101001901008332 |  | A Class |  |  | I-Inventory | FG-Finish Good | R | Spares | Dental Chair-Spares | Dental Equiment | Main Location | 90330000 |  | FIFO | Gnatus | [8 empty] | 0 | 0 | 0 | 1 | 0 | 0 | [7 empty] | 1 |  | GN/SP/CJ ESTOF ENC TORAX CAD SYN AZ MAR PLAS 901008332
IM02697 | Dental Chair Spares-Gnatus-Cj Filtro Sep Detritos Unidade Agua 365004801 | 101001365004801 |  | A Class |  |  | I-Inventory | FG-Finish Good | R | Spares | Dental Chair-Spares | Dental Equiment | Main Location | 90330000 |  | FIFO | Gnatus | [8 empty] | 0 | 0 | 0 | 1 | 0 | 0 | [7 empty] | 1 |  | GN/SP/CJ FILTRO SEP DETRITOS UNIDADE AGUA 365004801
IM02698 | Dental Chair Spares-Gnatus-Cj Valvula Solenoide Queda Braco 901008669 | 101001901008669 |  | A Class |  |  | I-Inventory | FG-Finish Good | R | Spares | Dental Chair-Spares | Dental Equiment | Main Location | 90330000 |  | FIFO | Gnatus | [8 empty] | 0 | 0 | 0 | 1 | 0 | 0 | [7 empty] | 1 |  | GN/SP/CJ VALVULA SOLENOIDE QUEDA BRACO 901008669
IM02699 | Dental Chair Spares-Gnatus-Clamp Nylon 102 X 2.5 X 1Mm-30360000068 | 10100130360000000 |  | A Class |  |  | I-Inventory | FG-Finish Good | R | Spares | Dental Chair-Spares | Dental Equiment | Main Location | 90330000 |  | FIFO | Gnatus | [5 empty] | . |  |  | 0 | 0 | 0 | 1 | 0 | 0 | [7 empty] | 1 |  | GN/SP/CLAMP NYLON 102 X 2.5 X 1MM-30360000068
IM02700 | Dental Chair Spares-Gnatus-Column Water Unit G4 Sliding Bushing 300054259 | 101001300054259 |  | A Class |  |  | I-Inventory | FG-Finish Good | R | Spares | Dental Chair-Spares | Dental Equiment | Main Location | 90330000 |  | FIFO | Gnatus | [8 empty] | 0 | 0 | 0 | 1 | 0 | 0 | [7 empty] | 1 |  | Gn/Sp/Column Water Unit G4 Sliding Bushing 300054259
IM02701 | Dental Chair Spares-Gnatus-Coluna Braco Horiz Equipo Sync G4-702002174 | 101001702002174 |  | A Class |  |  | I-Inventory | FG-Finish Good | R | Spares | Dental Chair-Spares | Dental Equiment | Main Location | 90330000 |  | FIFO | Gnatus | [8 empty] | 0 | 0 | 0 | 1 | 0 | 0 | [7 empty] | 1 |  | GN/SP/COLUNA BRACO HORIZ EQUIPO SYNC G4-702002174
IM02702 | Dental Chair Spares-Gnatus- G3/ Gnatus Dentist Asst. Uphol. Silver 30 | 10103716000000500 |  | A Class |  |  | I-Inventory | FG-Finish Good | R | Spares | Dental Chair-Spares | Dental Equiment | Main Location | 90184900 |  | FIFO | Gnatus | [8 empty] | 0 | 0 | 0 | 1 | 0 | 0 | [7 empty] | 1 |  | GN/DS/UP/ G3/ GNATUS DENTIST ASST. UPHOL. SILVER 30
IM02703 | Dental Chair Spares-Gnatus-Connection Straight Reduction Hose 2.7X1.6 Mm 604006283 | 101001604006283 |  | A Class |  |  | I-Inventory | FG-Finish Good | R | Spares | Dental Chair-Spares | Dental Equiment | Main Location | 90330000 |  | FIFO | Gnatus | [8 empty] | 0 | 0 | 0 | 1 | 0 | 0 | [7 empty] | 1 |  | Gn/Sp/Connection Straight Reduction Hose 2.7x1.6 mm 604006283
IM02704 | Dental Chair Spares-Gnatus-Console Controle C Set 901008676 | 101001901008676 |  | A Class |  |  | I-Inventory | FG-Finish Good | R | Spares | Dental Chair-Spares | Dental Equiment | Main Location | 90330000 |  | FIFO | Gnatus | [5 empty] | . |  |  | 0 | 0 | 0 | 1 | 0 | 0 | [7 empty] | 1 |  | GN/SP/CONSOLE CONTROLE C SET 901008676
IM02705 | Dental Chair Spares-Gnatus-Control (Az) Coiled Wire Connector 40908000970 | 10100140908000900 |  | A Class |  |  | I-Inventory | FG-Finish Good | C | Spares | Dental Chair-Spares | Dental Equiment | Main Location | 90330000 |  | FIFO | Gnatus | [5 empty] | . |  |  | 0 | 0 | 0 | 1 | 0 | 0 | [7 empty] | 1 |  | GN/SP/CONTROL (AZ) COILED WIRE CONNECTOR 40908000970
IM02706 | Dental Chair Spares-Gnatus-Corpo Unidade De Agua G3 31000000112 | 10100131000000100 |  | A Class |  |  | I-Inventory | FG-Finish Good | R | Spares | Dental Chair-Spares | Dental Equiment | Main Location | 90330000 |  | FIFO | Gnatus | [8 empty] | 0 | 0 | 0 | 1 | 0 | 0 | [7 empty] | 1 |  | GN/SP/CORPO UNIDADE DE AGUA G3 31000000112
IM02707 | Dental Chair Spares-Gnatus-Cover Column 365003610 | 101001365003610 |  | A Class |  |  | I-Inventory | FG-Finish Good | R | Spares | Dental Chair-Spares | Dental Equiment | Main Location | 90330000 |  | FIFO | Gnatus | [8 empty] | 0 | 0 | 0 | 1 | 0 | 0 | [7 empty] | 1 |  | Gn/Sp/Cover Column 365003610
IM02708 | Dental Chair Spares-Gnatus-Cup Holder Bowl Support 365004706 | 101001365004706 |  | A Class |  |  | I-Inventory | FG-Finish Good | R | Spares | Dental Chair-Spares | Dental Equiment | Main Location | 90330000 |  | FIFO | Gnatus | [8 empty] | 0 | 0 | 0 | 1 | 0 | 0 | [7 empty] | 1 |  | Gn/Sp/Cup Holder Bowl Support 365004706
IM02709 | Dental Chair Spares-Gnatus-Delivery Unit Arm Cover 365002315 | 101001365002315 |  | A Class |  |  | I-Inventory | FG-Finish Good | R | Spares | Dental Chair-Spares | Dental Equiment | Main Location | 90330000 |  | FIFO | Gnatus | [8 empty] | 0 | 0 | 0 | 1 | 0 | 0 | [7 empty] | 1 |  | Gn/Sp/D/U Arm Cover 365002315
IM02710 | Dental Chair Spares-Gnatus-Delivery Unit Arm Metal Bush | 101001BUSH |  | A Class |  |  | I-Inventory | FG-Finish Good | C | Spares | Dental Chair-Spares | Dental Equiment | Main Location | 90330000 |  | FIFO | Gnatus | [5 empty] | . |  |  | 0 | 0 | 0 | 1 | 0 | 0 | [7 empty] | 1 |  | GN/DC/SPDELIVERY UNIT ARM METAL BUSH
IM02711 | Dental Chair Spares-Gnatus-Delivery Unit- Ejector Vertical Control 6.5 Mm 365003600 | 101001365003600 |  | A Class |  |  | I-Inventory | FG-Finish Good | R | Spares | Dental Chair-Spares | Dental Equiment | Main Location | 90330000 |  | FIFO | Gnatus | [8 empty] | 0 | 0 | 0 | 1 | 0 | 0 | [7 empty] | 1 |  | Gn/Du/Sp/ Ejector Vertical Control 6.5 MM 365003600
IM02712 | Dental Chair Spares-Gnatus- G3/ Gnatus Stool Uphol. Silver 30 | 101001STOOLSILVER30 |  | A Class |  |  | I-Inventory | FG-Finish Good | R | Spares | Dental Chair-Spares | Dental Equiment | Main Location | 90330000 |  | FIFO | Gnatus | [8 empty] | 0 | 0 | 0 | 1 | 0 | 0 | [7 empty] | 1 |  | GN/DS/UP/ G3/ GNATUS STOOL UPHOL. SILVER 30
IM02713 | Dental Chair Spares-Gnatus-Delivery Unit G4 Microcont Print Circ Board 604006416 | 101001604006416 |  | A Class |  |  | I-Inventory | FG-Finish Good | R | Spares | Dental Chair-Spares | Dental Equiment | Main Location | 90330000 |  | FIFO | Gnatus | [8 empty] | 0 | 0 | 0 | 1 | 0 | 0 | [7 empty] | 1 |  | GN/SP/DELIV U G4 MICROCONT PRINT CIRC BOARD 604006416
IM02714 | Dental Chair Spares-Gnatus-Delivery Unit G8 F Tray Set 904005181 | 101001904005181 |  | A Class |  |  | I-Inventory | FG-Finish Good | R | Spares | Dental Chair-Spares | Dental Equiment | Main Location | 90330000 |  | FIFO | Gnatus | [8 empty] | 0 | 0 | 0 | 1 | 0 | 0 | [7 empty] | 1 |  | Gn/Sp/Delivery Unit G8 F Tray Set 904005181
IM02715 | Dental Chair Spares-Gnatus- Max Power Cord 300051088/300052963 | 101001300052963 |  | A Class |  |  | I-Inventory | FG-Finish Good | R | Spares | Dental Chair-Spares | Dental Equiment | Main Location | 90330000 |  | FIFO | Gnatus | [8 empty] | 0 | 0 | 0 | 1 | 0 | 0 | [7 empty] | 1 |  | Gn/Ld/Sp/Ld Max Power Cord 300051088/300052963
IM02716 | Dental Chair Spares-Gnatus- Valvula Dupla Embolo C/ Acion Pneum 41000005423 | 10100141000005400 |  | A Class |  |  | I-Inventory | FG-Finish Good | R | Spares | Dental Chair-Spares | Dental Equiment | Main Location | 90330000 |  | FIFO | Gnatus | [8 empty] | 0 | 0 | 0 | 1 | 0 | 0 | [7 empty] | 1 |  | GN/DC/SP/ VALVULA DUPLA EMBOLO C/ ACION PNEUM 41000005423
IM02717 | Dental Chair Spares-Gnatus-5 Led Sensor Light Head W/O Body 903001899 | 101001903001899 |  | A Class |  |  | I-Inventory | FG-Finish Good | R | Spares | Dental Chair-Spares | Dental Equiment | Main Location | 90330000 |  | FIFO | Gnatus | [8 empty] | 0 | 0 | 0 | 1 | 0 | 0 | [7 empty] | 1 |  | Gn/Sp/5 Led Sensor Light Head W/o Body 903001899
IM02718 | Dental Chair Spares-Gnatus-Delivery Unit- S-Series Instrument Tray 31000002683 | 101001SSERIESINSTTRAY31000002683 |  | A Class |  |  | I-Inventory | FG-Finish Good | R | Spares | Dental Chair-Spares | Dental Equiment | Main Location | 90330000 |  | FIFO | Gnatus | [8 empty] | 0 | 0 | 0 | 1 | 0 | 0 | [7 empty] | 1 |  | GN/DU/SP/ S-SERIES INSTRUMENT TRAY 31000002683
IM02719 | Dental Chair Spares-Gnatus-Delivery Unit- S-Series Motorised Suction Holder-31000002720 | 101001SERSUCHOLDER31000002720 |  | A Class |  |  | I-Inventory | FG-Finish Good | R | Spares | Dental Chair-Spares | Dental Equiment | Main Location | 90330000 |  | FIFO | Gnatus | [8 empty] | 0 | 0 | 0 | 1 | 0 | 0 | [7 empty] | 1 |  | GN/DU/SP/ S-SERIES MOTORISED SUCTION HOLDER-31000002720
IM02720 | Dental Chair Spares-Gnatus-Assemb Sol Valv 127/220V-1/8*Npt Vs2/2Na 30300052964 | 10100130300052900 |  | A Class |  |  | I-Inventory | FG-Finish Good | R | Spares | Dental Chair-Spares | Dental Equiment | Main Location | 90330000 |  | FIFO | Gnatus | [5 empty] | . |  |  | 0 | 0 | 0 | 1 | 0 | 0 | [7 empty] | 1 |  | GN/SP/ASSEMB SOL VALV 127/220V-1/8*NPT VS2/2NA 30300052964
IM02721 | Dental Chair Spares-Gnatus-Delivery Unit-2Mm Biosytem Tee 804001140 | 101001804001140 |  | A Class |  |  | I-Inventory | FG-Finish Good | R | Spares | Dental Chair-Spares | Dental Equiment | Main Location | 90330000 |  | FIFO | Gnatus | [8 empty] | 0 | 0 | 0 | 1 | 0 | 0 | [7 empty] | 1 |  | Gn/Du/Sp/2mm Biosytem Tee 804001140
IM02722 | Dental Chair Spares-Gnatus-Base-220V Solenoid Coil 300001621/300038420/300003693 (Landus And Simplex Chair) | 101001300003693 |  | A Class |  |  | I-Inventory | FG-Finish Good | R | Spares | Dental Chair-Spares | Dental Equiment | Main Location | 90330000 |  | FIFO | Gnatus | [8 empty] | 0 | 0 | 0 | 1 | 0 | 0 | [7 empty] | 1 |  | Gn/Ba/Sp/220V Solenoid Coil 300001621/300038420/300003693 (Landus and Simplex Chair)
IM02723 | Dental Chair Spares-Gnatus-Delivery Unit-3 Way Holder Upper Cover 365004355 | 101001365004355 |  | A Class |  |  | I-Inventory | FG-Finish Good | C | Spares | Dental Chair-Spares | Dental Equiment | Main Location | 90330000 |  | FIFO | Gnatus | [8 empty] | 0 | 0 | 0 | 1 | 0 | 0 | [7 empty] | 1 |  | Gn/Du/Sp/3 Way Holder Upper Cover 365004355
IM02724 | Dental Chair Spares-Gnatus-Delivery Unit-3 Way Piston Base 300030150 | 101001300030150 |  | A Class |  |  | I-Inventory | FG-Finish Good | C | Spares | Dental Chair-Spares | Dental Equiment | Main Location | 90330000 |  | FIFO | Gnatus | [8 empty] | 0 | 0 | 0 | 1 | 0 | 0 | [7 empty] | 1 |  | Gn/Du/Sp/3 Way Piston Base 300030150
IM02725 | Dental Chair Spares-Gnatus-Delivery Unit-3 Way Plunzer 300030140 | 101001300030140 |  | A Class |  |  | I-Inventory | FG-Finish Good | C | Spares | Dental Chair-Spares | Dental Equiment | Main Location | 90330000 |  | FIFO | Gnatus | [8 empty] | 0 | 0 | 0 | 1 | 0 | 0 | [7 empty] | 1 |  | Gn/Du/Sp/3 Way Plunzer 300030140
IM02726 | Dental Chair Spares-Gnatus-Delivery Unit-3 Way Sleeve 365000809 | 101001365000809 |  | A Class |  |  | I-Inventory | FG-Finish Good | C | Spares | Dental Chair-Spares | Dental Equiment | Main Location | 90330000 |  | FIFO | Gnatus | [8 empty] | 0 | 0 | 0 | 1 | 0 | 0 | [7 empty] | 1 |  | Gn/Du/Sp/3 Way Sleeve 365000809
IM02727 | Dental Chair Spares-Gnatus-Delivery Unit-3 Way Spring Syringe 385000567 | 101001385000567 |  | A Class |  |  | I-Inventory | FG-Finish Good | C | Spares | Dental Chair-Spares | Dental Equiment | Main Location | 90330000 |  | FIFO | Gnatus | [8 empty] | 0 | 0 | 0 | 1 | 0 | 0 | [7 empty] | 1 |  | Gn/Du/Sp/3 Way Spring Syringe 385000567
IM02728 | Dental Chair Spares-Gnatus-Delivery Unit-3 Way Syringe Nozzle-1600002050 | 101052NOZZLE1600002050 |  | A Class |  |  | I-Inventory | FG-Finish Good | R | Spares | Dental Chair-Spares | Dental Equiment | Main Location | 90330000 |  | FIFO | Gnatus | [8 empty] | 0 | 0 | 0 | 1 | 0 | 0 | [7 empty] | 1 |  | GN/DU/SP/3 WAY SYRINGE NOZZLE-1600002050
IM02729 | Dental Chair Spares-Gnatus-Delivery Unit-3 Way Syringe Standard 047400001 | 10100147400001 |  | A Class |  |  | I-Inventory | FG-Finish Good | R | Spares | Dental Chair-Spares | Dental Equiment | Main Location | 90330000 |  | FIFO | Gnatus | [8 empty] | 0 | 0 | 0 | 1 | 0 | 0 | [7 empty] | 1 |  | Gn/Du/Sp/3 Way Syringe Standard 047400001
IM02730 | Dental Chair Spares-Gnatus-Base-5 Led Sensor Light Head W/O PCB | 1010015LEDLHEADWOPCB |  | A Class |  |  | I-Inventory | FG-Finish Good | R | Spares | Dental Chair-Spares | Dental Equiment | Main Location | 90330000 |  | FIFO | Gnatus | [8 empty] | 0 | 0 | 0 | 1 | 0 | 0 | [7 empty] | 1 |  | GN/BA/SP/5 LED SENSOR LIGHT HEAD W/O PCB
IM02731 | Dental Chair Spares-Gnatus-Delivery Unit-3Way Handpiece Coupling 300036390 | 101001300036990 |  | A Class |  |  | I-Inventory | FG-Finish Good | R | Spares | Dental Chair-Spares | Dental Equiment | Main Location | 90330000 |  | FIFO | Gnatus | [8 empty] | 0 | 0 | 0 | 1 | 0 | 0 | [7 empty] | 1 |  | GN/DU/SP/3WAY HANDPIECE COUPLING 300036390
IM02732 | Dental Chair Spares-Gnatus-Delivery Unit-3Way Repair Kit 904004999 | 101001904004999 |  | A Class |  |  | I-Inventory | FG-Finish Good | C | Spares | Dental Chair-Spares | Dental Equiment | Main Location | 90330000 |  | FIFO | Gnatus | [8 empty] | 0 | 0 | 0 | 1 | 0 | 0 | [7 empty] | 1 |  | GN/DU/SP/3WAY REPAIR KIT 904004999
IM02733 | Dental Chair Spares-Gnatus-Delivery Unit-3Way Syringe Continental 047500005 | 10100147500005 |  | A Class |  |  | I-Inventory | FG-Finish Good | R | Spares | Dental Chair-Spares | Dental Equiment | Main Location | 90330000 |  | FIFO | Gnatus | [8 empty] | 0 | 0 | 0 | 1 | 0 | 0 | [7 empty] | 1 |  | GN/DU/SP/3WAY SYRINGE CONTINENTAL 047500005
IM02734 | Dental Chair Spares-Gnatus-Delivery Unit-4 Hole Coupling-30300052399 | 1010030300052390 |  | A Class |  |  | I-Inventory | FG-Finish Good | C | Spares | Dental Chair-Spares | Dental Equiment | Main Location | 90330000 |  | FIFO | Gnatus | [8 empty] | 0 | 0 | 0 | 1 | 0 | 0 | [7 empty] | 1 |  | GN/DU/SP/4 HOLE COUPLING-30300052399
IM02735 | Dental Chair Spares-Gnatus-Delivery Unit-4Mm Grey Tubing 361000560 | 101001361000560 |  | A Class |  |  | I-Inventory | FG-Finish Good | C | Spares | Dental Chair-Spares | Dental Equiment | Main Location | 90330000 |  | FIFO | Gnatus | [8 empty] | 0 | 0 | 0 | 1 | 0 | 0 | [7 empty] | 1 |  | Gn/Du/Sp/4Mm Grey Tubing 361000560
IM02736 | Dental Chair Spares-Gnatus-Delivery Unit-800Ml Water Bottle 365002860 | 101001365002860 |  | A Class |  |  | I-Inventory | FG-Finish Good | C | Spares | Dental Chair-Spares | Dental Equiment | Main Location | 90330000 |  | FIFO | Gnatus | [8 empty] | 0 | 0 | 0 | 1 | 0 | 0 | [7 empty] | 1 |  | Gn/Du/Sp/800Ml Water Bottle 365002860
IM02737 | Dental Chair Spares-Gnatus-Base-Air Regulator 300029570/300029560 | 101001300029560 |  | A Class |  |  | I-Inventory | FG-Finish Good | R | Spares | Dental Chair-Spares | Dental Equiment | Main Location | 90330000 |  | FIFO | Gnatus | [8 empty] | 0 | 0 | 0 | 1 | 0 | 0 | [7 empty] | 1 |  | GN/BA/SP/AIR REGULATOR 300029570/300029560
IM02738 | Dental Chair Spares-Gnatus-Delivery Unit-Adjustment Kit Double Pneumatic 300045780 | 101001300045780 |  | A Class |  |  | I-Inventory | FG-Finish Good | R | Spares | Dental Chair-Spares | Dental Equiment | Main Location | 90330000 |  | FIFO | Gnatus | [8 empty] | 0 | 0 | 0 | 1 | 0 | 0 | [7 empty] | 1 |  | Gn/Du/Sp/Adjustment Kit Double Pneumatic 300045780
IM02739 | Dental Chair Spares-Gnatus-Delivery Unit-Air Distributor 300044270 | 101001300044270 |  | A Class |  |  | I-Inventory | FG-Finish Good | R | Spares | Dental Chair-Spares | Dental Equiment | Main Location | 90330000 |  | FIFO | Gnatus | [8 empty] | 0 | 0 | 0 | 1 | 0 | 0 | [7 empty] | 1 |  | Gn/Du/Sp/Air Distributor 300044270
IM02740 | Dental Chair Spares-Gnatus-Base-Backrest Motor 220/50 300017110 | 101001300017110 |  | A Class |  |  | I-Inventory | FG-Finish Good | R | Spares | Dental Chair-Spares | Dental Equiment | Main Location | 90330000 |  | FIFO | Gnatus | [8 empty] | 0 | 0 | 0 | 1 | 0 | 0 | [7 empty] | 1 |  | GN/BA/SP/BACKREST MOTOR 220/50 300017110
IM02741 | Dental Chair Spares-Gnatus-Delivery Unit-Air Regulator 300050820 | 101001300050820 |  | A Class |  |  | I-Inventory | FG-Finish Good | R | Spares | Dental Chair-Spares | Dental Equiment | Main Location | 90330000 |  | FIFO | Gnatus | [8 empty] | 0 | 0 | 0 | 1 | 0 | 0 | [7 empty] | 1 |  | Gn/Du/Sp/Air Regulator 300050820
IM02742 | Dental Chair Spares-Gnatus-Delivery Unit-Ampa Equipq Syncruslsf Inova Pad 604006305 | 101001604006305 |  | A Class |  |  | I-Inventory | FG-Finish Good | R | Spares | Dental Chair-Spares | Dental Equiment | Main Location | 90330000 |  | FIFO | Gnatus | [8 empty] | 0 | 0 | 0 | 1 | 0 | 0 | [7 empty] | 1 |  | Gn/Du/Sp/Ampa Equipq Syncruslsf Inova Pad 604006305
IM02743 | Dental Chair Spares-Gnatus-Delivery Unit-Aqua Chair Delivery Unit Main PCB 300052014 | 101001300052014 |  | A Class |  |  | I-Inventory | FG-Finish Good | R | Spares | Dental Chair-Spares | Dental Equiment | Main Location | 90330000 |  | FIFO | Gnatus | [8 empty] | 0 | 0 | 0 | 1 | 0 | 0 | [7 empty] | 1 |  | Gn/Du/Sp/Aqua Chair Delivery Unit Main Pcb 300052014
IM02744 | Dental Chair Spares-Gnatus-Delivery Unit-Arm Block 804001753 | 101001804001753 |  | A Class |  |  | I-Inventory | FG-Finish Good | R | Spares | Dental Chair-Spares | Dental Equiment | Main Location | 90330000 |  | FIFO | Gnatus | [8 empty] | 0 | 0 | 0 | 1 | 0 | 0 | [7 empty] | 1 |  | Gn/Du/Sp/Arm Block 804001753
IM02745 | Dental Chair Spares-Gnatus-Delivery Unit-Arm Bush 300047210 | 101001300047210 |  | A Class |  |  | I-Inventory | FG-Finish Good | R | Spares | Dental Chair-Spares | Dental Equiment | Main Location | 90330000 |  | FIFO | Gnatus | [8 empty] | 0 | 0 | 0 | 1 | 0 | 0 | [7 empty] | 1 |  | Gn/Du/Sp/Arm Bush 300047210
IM02746 | Dental Chair Spares-Gnatus-Delivery Unit-Arm Cover Round Gray 365004349 | 101001365004349 |  | A Class |  |  | I-Inventory | FG-Finish Good | C | Spares | Dental Chair-Spares | Dental Equiment | Main Location | 90330000 |  | FIFO | Gnatus | [8 empty] | 0 | 0 | 0 | 1 | 0 | 0 | [7 empty] | 1 |  | Gn/Du/Sp/Arm Cover Round Gray 365004349
IM02747 | Dental Chair Spares-Gnatus-Base-Backrest Motor 30004690/300043700 (All Chair) | 101001300043700 |  | A Class |  |  | I-Inventory | FG-Finish Good | R | Spares | Dental Chair-Spares | Dental Equiment | Main Location | 90330000 |  | FIFO | Gnatus | [8 empty] | 0 | 0 | 0 | 1 | 0 | 0 | [7 empty] | 1 |  | Gn/Ba/Sp/Backrest Motor 30004690/300043700 (All Chair)
IM02748 | Dental Chair Spares-Gnatus-Delivery Unit-Arm Lower Supp Subset Sync G4 Water Unit 702002169 | 101001G4WU702002169 |  | A Class |  |  | I-Inventory | FG-Finish Good | R | Spares | Dental Chair-Spares | Dental Equiment | Main Location | 90330000 |  | FIFO | Gnatus | [8 empty] | 0 | 0 | 0 | 1 | 0 | 0 | [7 empty] | 1 |  | GN/DU/SP/ARM LOWER SUPP SUBSET SYNC G4 WATER UNIT 702002169
IM02749 | Dental Chair Spares-Gnatus-Delivery Unit-Arm Spring 385001230 | 101001385001230 |  | A Class |  |  | I-Inventory | FG-Finish Good | C | Spares | Dental Chair-Spares | Dental Equiment | Main Location | 90330000 |  | FIFO | Gnatus | [8 empty] | 0 | 0 | 0 | 1 | 0 | 0 | [7 empty] | 1 |  | Gn/Du/Sp/Arm Spring 385001230
IM02750 | Dental Chair Spares-Gnatus-Delivery Unit-Articulation Shaft Ii Rod Delivery Unit-30300055089 | 101001SHAFTIIRODDU30300055089 |  | A Class |  |  | I-Inventory | FG-Finish Good | C | Spares | Dental Chair-Spares | Dental Equiment | Main Location | 90330000 |  | FIFO | Gnatus | [8 empty] | 0 | 0 | 0 | 1 | 0 | 0 | [7 empty] | 1 |  | GN/DU/SP/ARTICULATION SHAFT II ROD DELIVERY UNIT-30300055089
IM02751 | Dental Chair Spares-Gnatus-Delivery Unit-Autolub Bushing 300042220 | 101001300042220 |  | A Class |  |  | I-Inventory | FG-Finish Good | C | Spares | Dental Chair-Spares | Dental Equiment | Main Location | 90330000 |  | FIFO | Gnatus | [8 empty] | 0 | 0 | 0 | 1 | 0 | 0 | [7 empty] | 1 |  | GN/DU/SP/AUTOLUB BUSHING 300042220
IM02752 | Dental Chair Spares-Gnatus-Delivery Unit-Bio Solenoid Valve 300043980 | 101001300043980 |  | A Class |  |  | I-Inventory | FG-Finish Good | R | Spares | Dental Chair-Spares | Dental Equiment | Main Location | 90330000 |  | FIFO | Gnatus | [8 empty] | 0 | 0 | 0 | 1 | 0 | 0 | [7 empty] | 1 |  | Gn/Du/Sp/Bio Solenoid Valve 300043980
IM02753 | Dental Chair Spares-Gnatus-Delivery Unit-Black Paper Bush Long 300027890 | 10100130300027800 |  | A Class |  |  | I-Inventory | FG-Finish Good | C | Spares | Dental Chair-Spares | Dental Equiment | Main Location | 90330000 |  | FIFO | Gnatus | [8 empty] | 0 | 0 | 0 | 1 | 0 | 0 | [7 empty] | 1 |  | Gn/Du/Sp/Black Paper Bush Long 300027890
IM02754 | Dental Chair Spares-Gnatus-Base-Chair On/Off Switch 302003121 (All Chair) | 101001302003121 |  | A Class |  |  | I-Inventory | FG-Finish Good | R | Spares | Dental Chair-Spares | Dental Equiment | Main Location | 90330000 |  | FIFO | Gnatus | [8 empty] | 0 | 0 | 0 | 1 | 0 | 0 | [7 empty] | 1 |  | Gn/Ba/Sp/Chair On/Off Switch 302003121 (All Chair)
IM02755 | Dental Chair Spares-Gnatus-Delivery Unit-Bottle Holder Nozzle 300021289 | 101001300021289 |  | A Class |  |  | I-Inventory | FG-Finish Good | C | Spares | Dental Chair-Spares | Dental Equiment | Main Location | 90330000 |  | FIFO | Gnatus | [8 empty] | 0 | 0 | 0 | 1 | 0 | 0 | [7 empty] | 1 |  | Gn/Du/Sp/Bottle Holder Nozzle 300021289
IM02756 | Dental Chair Spares-Gnatus-Delivery Unit-Chair Delivery Unit Upper Cover Tubing Lock Sleeve Gray 31000002641 | 101001DUTUBINGLOCKSLEEVEGRAY31000002641 |  | A Class |  |  | I-Inventory | FG-Finish Good | R | Spares | Dental Chair-Spares | Dental Equiment | Main Location | 90330000 |  | FIFO | Gnatus | [8 empty] | 0 | 0 | 0 | 1 | 0 | 0 | [7 empty] | 1 |  | GN/DU/SP/CHAIR DELIVERY UNIT UPPER COVER TUBING LOCK SLEEVE GRAY 31000002641
IM02757 | Dental Chair Spares-Gnatus-Delivery Unit-Chair Senior Utility Tray 604004490 | 101001604004490 |  | A Class |  |  | I-Inventory | FG-Finish Good | C | Spares | Dental Chair-Spares | Dental Equiment | Main Location | 90330000 |  | FIFO | Gnatus | [8 empty] | 0 | 0 | 0 | 1 | 0 | 0 | [7 empty] | 1 |  | Gn/Du/Sp/Chair Senior Utility Tray 604004490
IM02758 | Dental Chair Spares-Gnatus-Delivery Unit-Cover Finishing Reservoir Support Bio 604006276 | 101001604006276 |  | A Class |  |  | I-Inventory | FG-Finish Good | R | Spares | Dental Chair-Spares | Dental Equiment | Main Location | 90330000 |  | FIFO | Gnatus | [8 empty] | 0 | 0 | 0 | 1 | 0 | 0 | [7 empty] | 1 |  | Gn/Du/Sp/Cover Finishing Reservoir Support Bio 604006276
IM02759 | Dental Chair Spares-Gnatus-Base-Chair Up/Down Foot Control 901007510 | 101001901007510 |  | A Class |  |  | I-Inventory | FG-Finish Good | R | Spares | Dental Chair-Spares | Dental Equiment | Main Location | 90330000 |  | FIFO | Gnatus | [8 empty] | 0 | 0 | 0 | 1 | 0 | 0 | [7 empty] | 1 |  | Gn/Ba/Sp/Chair Up/Down Foot Control 901007510
IM02760 | Dental Chair Spares-Gnatus-Base-Cover Foot Control Of Syncrus 365003860/30365004787 | 10100130365004700 |  | A Class |  |  | I-Inventory | FG-Finish Good | R | Spares | Dental Chair-Spares | Dental Equiment | Main Location | 90330000 |  | FIFO | Gnatus | [8 empty] | 0 | 0 | 0 | 1 | 0 | 0 | [7 empty] | 1 |  | GN/BA/SP/COVER FOOT CONTROL OF SYNCRUS 365003860/30365004787
IM02761 | Dental Chair Spares-Gnatus-Base-Cover Subs Sync Hs Inova Delivery Unit W/Key-In 804001794 | 101001804001794 |  | A Class |  |  | I-Inventory | FG-Finish Good | R | Spares | Dental Chair-Spares | Dental Equiment | Main Location | 90330000 |  | FIFO | Gnatus | [8 empty] | 0 | 0 | 0 | 1 | 0 | 0 | [7 empty] | 1 |  | Gn/Ba/Sp/Cover Subs Sync HS Inova Delivery Unit W/Key-in 804001794
IM02762 | Dental Chair Spares-Gnatus-Delivery Unit-Delivery Arm Lower Cover 365004426 | 101001365004426 |  | A Class |  |  | I-Inventory | FG-Finish Good | R | Spares | Dental Chair-Spares | Dental Equiment | Main Location | 90330000 |  | FIFO | Gnatus | [8 empty] | 0 | 0 | 0 | 1 | 0 | 0 | [7 empty] | 1 |  | Gn/Du/Sp/Delivery Arm Lower Cover 365004426
IM02763 | Dental Chair Spares-Gnatus-Delivery Unit-Delivery Arm Upper Cover 365004425 | 101001365004425 |  | A Class |  |  | I-Inventory | FG-Finish Good | R | Spares | Dental Chair-Spares | Dental Equiment | Main Location | 90330000 |  | FIFO | Gnatus | [8 empty] | 0 | 0 | 0 | 1 | 0 | 0 | [7 empty] | 1 |  | Gn/Du/Sp/Delivery Arm Upper Cover 365004425
IM02764 | Dental Chair Spares-Gnatus-Delivery Unit-Delivery Unit Air Stop Switch 300016484 | 101001300016484 |  | A Class |  |  | I-Inventory | FG-Finish Good | R | Spares | Dental Chair-Spares | Dental Equiment | Main Location | 90330000 |  | FIFO | Gnatus | [8 empty] | 0 | 0 | 0 | 1 | 0 | 0 | [7 empty] | 1 |  | Gn/Du/Sp/Delivery Unit Air Stop Switch 300016484
IM02765 | Dental Chair Spares-Gnatus-Delivery Unit-Delivery Unit Arm Cap 365004764 | 101001365004764 |  | A Class |  |  | I-Inventory | FG-Finish Good | R | Spares | Dental Chair-Spares | Dental Equiment | Main Location | 90330000 |  | FIFO | Gnatus | [8 empty] | 0 | 0 | 0 | 1 | 0 | 0 | [7 empty] | 1 |  | Gn/Du/Sp/Delivery Unit Arm Cap 365004764
IM02766 | Dental Chair Spares-Gnatus-Delivery Unit-Delivery Unit Arm Cover Lateral Lid 365004420 | 101001365004420 |  | A Class |  |  | I-Inventory | FG-Finish Good | C | Spares | Dental Chair-Spares | Dental Equiment | Main Location | 90330000 |  | FIFO | Gnatus | [8 empty] | 0 | 0 | 0 | 1 | 0 | 0 | [7 empty] | 1 |  | Gn/Du/Sp/Delivery Unit Arm Cover Lateral Lid 365004420
IM02767 | Dental Chair Spares-Gnatus-Delivery Unit-Delivery Unit Arm Long Screw 201001510 | 101001201001510 |  | A Class |  |  | I-Inventory | FG-Finish Good | C | Spares | Dental Chair-Spares | Dental Equiment | Main Location | 90330000 |  | FIFO | Gnatus | [8 empty] | 0 | 0 | 0 | 1 | 0 | 0 | [7 empty] | 1 |  | GN/DU/SP/DELIVERY UNIT ARM LONG SCREW 201001510
IM02768 | Dental Chair Spares-Gnatus-Delivery Unit-Delivery Unit Arm Pole-41000000054 | 10100141000000000 |  | A Class |  |  | I-Inventory | FG-Finish Good | R | Spares | Dental Chair-Spares | Dental Equiment | Main Location | 90330000 |  | FIFO | Gnatus | [8 empty] | 0 | 0 | 0 | 1 | 0 | 0 | [7 empty] | 1 |  | GN/DU/SP/DELIVERY UNIT ARM POLE-41000000054
IM02769 | Dental Chair Spares-Gnatus-Delivery Unit-Delivery Unit Arm Ripit 300055089 | 101001DUARMRIPIT300055089 |  | A Class |  |  | I-Inventory | FG-Finish Good | R | Spares | Dental Chair-Spares | Dental Equiment | Main Location | 90330000 |  | FIFO | Gnatus | [8 empty] | 0 | 0 | 0 | 1 | 0 | 0 | [7 empty] | 1 |  | GN/DU/SP/DELIVERY UNIT ARM RIPIT 300055089
IM02770 | Dental Chair Spares-Gnatus-Delivery Unit-Delivery Unit Arm Round Cap 365002850 | 101001365002850 |  | A Class |  |  | I-Inventory | FG-Finish Good | C | Spares | Dental Chair-Spares | Dental Equiment | Main Location | 90330000 |  | FIFO | Gnatus | [8 empty] | 0 | 0 | 0 | 1 | 0 | 0 | [7 empty] | 1 |  | Gn/Du/Sp/Delivery Unit Arm Round Cap 365002850
IM02771 | Dental Chair Spares-Gnatus-Delivery Unit-Delivery Unit Armm Lock Cover 365004340 | 101001365004340 |  | A Class |  |  | I-Inventory | FG-Finish Good | C | Spares | Dental Chair-Spares | Dental Equiment | Main Location | 90330000 |  | FIFO | Gnatus | [8 empty] | 0 | 0 | 0 | 1 | 0 | 0 | [7 empty] | 1 |  | GN/DU/SP/DELIVERY UNIT ARMM LOCK COVER 365004340
IM02772 | Dental Chair Spares-Gnatus-Delivery Unit-Delivery Unit Bottle Holder Hidden Cover 604006297 | 101001604006297 |  | A Class |  |  | I-Inventory | FG-Finish Good | C | Spares | Dental Chair-Spares | Dental Equiment | Main Location | 90330000 |  | FIFO | Gnatus | [8 empty] | 0 | 0 | 0 | 1 | 0 | 0 | [7 empty] | 1 |  | Gn/Du/Sp/Delivery Unit Bottle Holder Hidden Cover 604006297
IM02773 | Dental Chair Spares-Gnatus-Base-Fixed Arm Kit For Top/S-Gold Off White 991003896 | 101001991003896 |  | A Class |  |  | I-Inventory | FG-Finish Good | R | Spares | Dental Chair-Spares | Dental Equiment | Main Location | 90330000 |  | FIFO | Gnatus | [8 empty] | 0 | 0 | 0 | 1 | 0 | 0 | [7 empty] | 1 |  | Gn/Ba/Sp/Fixed Arm Kit For Top/S-Gold Off White 991003896
IM02774 | Dental Chair Spares-Gnatus-Delivery Unit-Delivery Unit Box Simplex 604004800 | 101001604004800 |  | A Class |  |  | I-Inventory | FG-Finish Good | R | Spares | Dental Chair-Spares | Dental Equiment | Main Location | 90330000 |  | FIFO | Gnatus | [8 empty] | 0 | 0 | 0 | 1 | 0 | 0 | [7 empty] | 1 |  | Gn/Du/Sp/Delivery Unit Box Simplex 604004800
IM02775 | Dental Chair Spares-Gnatus-Delivery Unit-Delivery Unit Cover 300055210 | 101001300055210 |  | A Class |  |  | I-Inventory | FG-Finish Good | R | Spares | Dental Chair-Spares | Dental Equiment | Main Location | 90330000 |  | FIFO | Gnatus | [8 empty] | 0 | 0 | 0 | 1 | 0 | 0 | [7 empty] | 1 |  | Gn/Du/Sp/Delivery Unit Cover 300055210
IM02776 | Dental Chair Spares-Gnatus-Delivery Unit-Delivery Unit Foot Control 904003880 | 101001904003880 |  | A Class |  |  | I-Inventory | FG-Finish Good | R | Spares | Dental Chair-Spares | Dental Equiment | Main Location | 90330000 |  | FIFO | Gnatus | [8 empty] | 0 | 0 | 0 | 1 | 0 | 0 | [7 empty] | 1 |  | Gn/Du/Sp/Delivery Unit Foot Control 904003880
IM02777 | Dental Chair Spares-Gnatus-Delivery Unit-Delivery Unit Foot Control O-Ring 365001811 | 101001365001811 |  | A Class |  |  | I-Inventory | FG-Finish Good | C | Spares | Dental Chair-Spares | Dental Equiment | Main Location | 90330000 |  | FIFO | Gnatus | [8 empty] | 0 | 0 | 0 | 1 | 0 | 0 | [7 empty] | 1 |  | GN/DU/SP/DELIVERY UNIT FOOT CONTROL O-RING 365001811
IM02778 | Dental Chair Spares-Gnatus-Delivery Unit-Delivery Unit Handle 365004404 | 101001365004404 |  | A Class |  |  | I-Inventory | FG-Finish Good | C | Spares | Dental Chair-Spares | Dental Equiment | Main Location | 90330000 |  | FIFO | Gnatus | [8 empty] | 0 | 0 | 0 | 1 | 0 | 0 | [7 empty] | 1 |  | Gn/Du/Sp/Delivery Unit Handle 365004404
IM02779 | Dental Chair Spares-Gnatus-Delivery Unit-Delivery Unit Lock Arm Pin 300044680 | 101001300044680 |  | A Class |  |  | I-Inventory | FG-Finish Good | C | Spares | Dental Chair-Spares | Dental Equiment | Main Location | 90330000 |  | FIFO | Gnatus | [8 empty] | 0 | 0 | 0 | 1 | 0 | 0 | [7 empty] | 1 |  | Gn/Du/Sp/Delivery Unit Lock Arm Pin 300044680
IM02780 | Dental Chair Spares-Gnatus-Delivery Unit-Delivery Unit Panel Lexan Pop Star Sticker 300053942 | 101001300053942 |  | A Class |  |  | I-Inventory | FG-Finish Good | C | Spares | Dental Chair-Spares | Dental Equiment | Main Location | 90330000 |  | FIFO | Gnatus | [8 empty] | 0 | 0 | 0 | 1 | 0 | 0 | [7 empty] | 1 |  | Gn/Du/Sp/Delivery Unit Panel Lexan Pop Star Sticker 300053942
IM02781 | Dental Chair Spares-Gnatus-Base-Foot Control 901007130/901008440 (Top Chair) | 101001901007130 |  | A Class |  |  | I-Inventory | FG-Finish Good | R | Spares | Dental Chair-Spares | Dental Equiment | Main Location | 90330000 |  | FIFO | Gnatus | [8 empty] | 0 | 0 | 0 | 1 | 0 | 0 | [7 empty] | 1 |  | Gn/Ba/Sp/Foot Control 901007130/901008440 (Top Chair)
IM02782 | Dental Chair Spares-Gnatus-Delivery Unit-Delivery Unit Pressure Guage 300043440 | 101001300043440 |  | A Class |  |  | I-Inventory | FG-Finish Good | R | Spares | Dental Chair-Spares | Dental Equiment | Main Location | 90330000 |  | FIFO | Gnatus | [8 empty] | 0 | 0 | 0 | 1 | 0 | 0 | [7 empty] | 1 |  | Gn/Du/Sp/Delivery Unit Pressure Guage 300043440
IM02783 | Dental Chair Spares-Gnatus-Delivery Unit-Delivery Unit Small Arm Cover 365004350 | 101001365004350 |  | A Class |  |  | I-Inventory | FG-Finish Good | C | Spares | Dental Chair-Spares | Dental Equiment | Main Location | 90330000 |  | FIFO | Gnatus | [8 empty] | 0 | 0 | 0 | 1 | 0 | 0 | [7 empty] | 1 |  | Gn/Du/Sp/Delivery Unit Small Arm Cover 365004350
IM02784 | Dental Chair Spares-Gnatus-Delivery Unit-Delivery Unit Storus Upper Cower 904001749 | 101001904001749 |  | A Class |  |  | I-Inventory | FG-Finish Good | R | Spares | Dental Chair-Spares | Dental Equiment | Main Location | 90330000 |  | FIFO | Gnatus | [8 empty] | 0 | 0 | 0 | 1 | 0 | 0 | [7 empty] | 1 |  | GN/DU/SP/DELIVERY UNIT STORUS UPPER COWER 904001749
IM02785 | Dental Chair Spares-Gnatus-Delivery Unit-Delivery Unit Syncrus L (6Mm) 604009435 | 101001604009435 |  | A Class |  |  | I-Inventory | FG-Finish Good | R | Spares | Dental Chair-Spares | Dental Equiment | Main Location | 90330000 |  | FIFO | Gnatus | [8 empty] | 0 | 0 | 0 | 1 | 0 | 0 | [7 empty] | 1 |  | Gn/Du/Sp/Delivery Unit Syncrus l (6mm) 604009435
IM02786 | Dental Chair Spares-Gnatus-Delivery Unit-Delivery Unit Tee For Hose 2.7 X 2.7 Mm 602002530 | 101001602002530 |  | A Class |  |  | I-Inventory | FG-Finish Good | C | Spares | Dental Chair-Spares | Dental Equiment | Main Location | 90330000 |  | FIFO | Gnatus | [8 empty] | 0 | 0 | 0 | 1 | 0 | 0 | [7 empty] | 1 |  | Gn/Du/Sp/Delivery Unit Tee For hose 2.7 x 2.7 mm 602002530
IM02787 | Dental Chair Spares-Gnatus-Delivery Unit-Delivery Unit Upper Cover 804001775 | 101001804001775 |  | A Class |  |  | I-Inventory | FG-Finish Good | R | Spares | Dental Chair-Spares | Dental Equiment | Main Location | 90330000 |  | FIFO | Gnatus | [8 empty] | 0 | 0 | 0 | 1 | 0 | 0 | [7 empty] | 1 |  | Gn/Du/Sp/Delivery Unit Upper Cover 804001775
IM02788 | Dental Chair Spares-Gnatus-Delivery Unit-Floor Box Cover Bigger 604005520 | 101001604005520 |  | A Class |  |  | I-Inventory | FG-Finish Good | R | Spares | Dental Chair-Spares | Dental Equiment | Main Location | 90330000 |  | FIFO | Gnatus | [8 empty] | 0 | 0 | 0 | 1 | 0 | 0 | [7 empty] | 1 |  | Gn/Du/Sp/Floor Box Cover Bigger 604005520
IM02789 | Dental Chair Spares-Gnatus-Delivery Unit-Flow Control Valve 300009689 | 101001300009689 |  | A Class |  |  | I-Inventory | FG-Finish Good | R | Spares | Dental Chair-Spares | Dental Equiment | Main Location | 90330000 |  | FIFO | Gnatus | [8 empty] | 0 | 0 | 0 | 1 | 0 | 0 | [7 empty] | 1 |  | Gn/Du/Sp/Flow Control Valve 300009689
IM02790 | Dental Chair Spares-Gnatus-Delivery Unit-Foot Control Small Spring 385000461 | 101001385000461 |  | A Class |  |  | I-Inventory | FG-Finish Good | C | Spares | Dental Chair-Spares | Dental Equiment | Main Location | 90330000 |  | FIFO | Gnatus | [8 empty] | 0 | 0 | 0 | 1 | 0 | 0 | [7 empty] | 1 |  | Gn/Du/Sp/Foot Control Small Spring 385000461
IM02791 | Dental Chair Spares-Gnatus-Delivery Unit-Foot Control Upper Body 365004649 | 101001365004649 |  | A Class |  |  | I-Inventory | FG-Finish Good | C | Spares | Dental Chair-Spares | Dental Equiment | Main Location | 90330000 |  | FIFO | Gnatus | [8 empty] | 0 | 0 | 0 | 1 | 0 | 0 | [7 empty] | 1 |  | Gn/Du/Sp/Foot Control Upper Body 365004649
IM02792 | Dental Chair Spares-Gnatus-Delivery Unit-G3 Chair Delivery Unit Touch Panel Back Cover 31000000148 | 101001G3DUPANELBACKCOVER31000000148 |  | A Class |  |  | I-Inventory | FG-Finish Good | R | Spares | Dental Chair-Spares | Dental Equiment | Main Location | 90330000 |  | FIFO | Gnatus | [8 empty] | 0 | 0 | 0 | 1 | 0 | 0 | [7 empty] | 1 |  | GN/DU/SP/G3 CHAIR DELIVERY UNIT TOUCH PANEL BACK COVER 31000000148
IM02793 | Dental Chair Spares-Gnatus-Delivery Unit-G3 F Chair Steel Tray 41000004097 | 101001G3FSTEELTRAY41000004097 |  | A Class |  |  | I-Inventory | FG-Finish Good | R | Spares | Dental Chair-Spares | Dental Equiment | Main Location | 90330000 |  | FIFO | Gnatus | [8 empty] | 0 | 0 | 0 | 1 | 0 | 0 | [7 empty] | 1 |  | GN/DU/SP/G3 F CHAIR STEEL TRAY 41000004097
IM02794 | Dental Chair Spares-Gnatus-Delivery Unit-G3 Lower Hanging Chair Delivery Unit Upper Cover Steel Tray | 101001STEELTRAY |  | A Class |  |  | I-Inventory | FG-Finish Good | R | Spares | Dental Chair-Spares | Dental Equiment | Main Location | 90330000 |  | FIFO | Gnatus | [8 empty] | 0 | 0 | 0 | 1 | 0 | 0 | [7 empty] | 1 |  | GN/DU/G3 LOWER HANGING CHAIR DELIVERY UNIT UPPER COVER STEEL TRAY
IM02795 | Dental Chair Spares-Gnatus-Delivery Unit-G3 Lower Hanging Delivery Unit Upper Cover-31000000146 | 10100131000000100 |  | A Class |  |  | I-Inventory | FG-Finish Good | R | Spares | Dental Chair-Spares | Dental Equiment | Main Location | 90330000 |  | FIFO | Gnatus | [8 empty] | 0 | 0 | 0 | 1 | 0 | 0 | [7 empty] | 1 |  | GN/DU/G3 LOWER HANGING DELIVERY UNIT UPPER COVER-31000000146
IM02796 | Dental Chair Spares-Gnatus-Delivery Unit-G8 Delivery Unit Lid Cover 904005206 | 101001904005206 |  | A Class |  |  | I-Inventory | FG-Finish Good | R | Spares | Dental Chair-Spares | Dental Equiment | Main Location | 90330000 |  | FIFO | Gnatus | [8 empty] | 0 | 0 | 0 | 1 | 0 | 0 | [7 empty] | 1 |  | Gn/Du/Sp/G8 Delivery Unit Lid Cover 904005206
IM02797 | Dental Chair Spares-Gnatus-Delivery Unit-G8 Delivery Unit Sticker 300054276 | 101001300054276 |  | A Class |  |  | I-Inventory | FG-Finish Good | C | Spares | Dental Chair-Spares | Dental Equiment | Main Location | 90330000 |  | FIFO | Gnatus | [8 empty] | 0 | 0 | 0 | 1 | 0 | 0 | [7 empty] | 1 |  | Gn/Du/Sp/G8 Delivery Unit Sticker 300054276
IM02798 | Dental Chair Spares-Gnatus-Delivery Unit-Gnatus 4 Hole Coupling Tubing-30361000590 | 101001S5004HOLETUBING30361000590 |  | A Class |  |  | I-Inventory | FG-Finish Good | C | Spares | Dental Chair-Spares | Dental Equiment | Main Location | 90330000 |  | FIFO | Gnatus | [8 empty] | 0 | 0 | 0 | 1 | 0 | 0 | [7 empty] | 1 |  | GN/DU/SP/GNATUS 4 HOLE COUPLING TUBING-30361000590
IM02799 | Dental Chair Spares-Gnatus-Base-Foot Control Pedal Btn 365003530/365004401 | 101001365004401 |  | A Class |  |  | I-Inventory | FG-Finish Good | C | Spares | Dental Chair-Spares | Dental Equiment | Main Location | 90330000 |  | FIFO | Gnatus | [8 empty] | 0 | 0 | 0 | 1 | 0 | 0 | [7 empty] | 1 |  | Gn/Ba/Sp/Foot Control Pedal Btn 365003530/365004401
IM02800 | Dental Chair Spares-Gnatus-Delivery Unit-Gnatus Over Head Arm 904004170 (S-Gold And Top) | 101001904004170 |  | A Class |  |  | I-Inventory | FG-Finish Good | R | Spares | Dental Chair-Spares | Dental Equiment | Main Location | 90330000 |  | FIFO | Gnatus | [8 empty] | 0 | 0 | 0 | 1 | 0 | 0 | [7 empty] | 1 |  | Gn/Du/Gnatus Over Head Arm 904004170 (S-Gold and Top)
IM02801 | Dental Chair Spares-Gnatus-Delivery Unit-Gnatus S-Series Delivery Unit Side Sticker-31000003380 | 101001S500SSERSIDESTICKER31000003380 |  | A Class |  |  | I-Inventory | FG-Finish Good | C | Spares | Dental Chair-Spares | Dental Equiment | Main Location | 90330000 |  | FIFO | Gnatus | [8 empty] | 0 | 0 | 0 | 1 | 0 | 0 | [7 empty] | 1 |  | GN/DU/SP/GNATUS S-SERIES DELIVERY UNIT SIDE STICKER-31000003380
IM02802 | Dental Chair Spares-Gnatus-Base-Foot Control Push Button Black 302001920/302002840 | 101001302002840 |  | A Class |  |  | I-Inventory | FG-Finish Good | R | Spares | Dental Chair-Spares | Dental Equiment | Main Location | 90330000 |  | FIFO | Gnatus | [8 empty] | 0 | 0 | 0 | 1 | 0 | 0 | [7 empty] | 1 |  | Gn/Ba/Sp/Foot Control Push Button Black 302001920/302002840
IM02803 | Dental Chair Spares-Gnatus-Delivery Unit-Gradual Foot Control Ring Dly Uni365002009 | 101001365002009 |  | A Class |  |  | I-Inventory | FG-Finish Good | C | Spares | Dental Chair-Spares | Dental Equiment | Main Location | 90330000 |  | FIFO | Gnatus | [8 empty] | 0 | 0 | 0 | 1 | 0 | 0 | [7 empty] | 1 |  | Gn/Du/Sp/Gradual Foot Control Ring Dly Uni365002009
IM02804 | Dental Chair Spares-Gnatus-Delivery Unit-Guide Bushing For Ch. Spring Arm 300045510 | 101001300045510 |  | A Class |  |  | I-Inventory | FG-Finish Good | C | Spares | Dental Chair-Spares | Dental Equiment | Main Location | 90330000 |  | FIFO | Gnatus | [8 empty] | 0 | 0 | 0 | 1 | 0 | 0 | [7 empty] | 1 |  | Gn/Du/Sp/Guide Bushing For Ch. Spring Arm 300045510
IM02805 | Dental Chair Spares-Gnatus-Base-Foot Control Refl Button Blue 365003760/365004332 (All Chair) | 101001365004332 |  | A Class |  |  | I-Inventory | FG-Finish Good | C | Spares | Dental Chair-Spares | Dental Equiment | Main Location | 90330000 |  | FIFO | Gnatus | [8 empty] | 0 | 0 | 0 | 1 | 0 | 0 | [7 empty] | 1 |  | Gn/Ba/Sp/Foot Control Refl Button Blue 365003760/365004332 (All Chair)
IM02806 | Dental Chair Spares-Gnatus-Delivery Unit-Handpiece Cord Hole Block 365003990 | 101001365003990 |  | A Class |  |  | I-Inventory | FG-Finish Good | R | Spares | Dental Chair-Spares | Dental Equiment | Main Location | 90330000 |  | FIFO | Gnatus | [8 empty] | 0 | 0 | 0 | 1 | 0 | 0 | [7 empty] | 1 |  | Gn/Du/Sp/Handpiece Cord Hole Block 365003990
IM02807 | Dental Chair Spares-Gnatus-Delivery Unit-Handpiece Coupling 300052400 | 101001300052400 |  | A Class |  |  | I-Inventory | FG-Finish Good | R | Spares | Dental Chair-Spares | Dental Equiment | Main Location | 90330000 |  | FIFO | Gnatus | [8 empty] | 0 | 0 | 0 | 1 | 0 | 0 | [7 empty] | 1 |  | Gn/Du/Sp/Handpiece Coupling 300052400
IM02808 | Dental Chair Spares-Gnatus-Delivery Unit-Handpiece Coupling O Ring 6-017 355000270 | 101001355000270 |  | A Class |  |  | I-Inventory | FG-Finish Good | C | Spares | Dental Chair-Spares | Dental Equiment | Main Location | 90330000 |  | FIFO | Gnatus | [8 empty] | 0 | 0 | 0 | 1 | 0 | 0 | [7 empty] | 1 |  | Gn/Du/Sp/Handpiece Coupling O Ring 6-017 355000270
IM02809 | Dental Chair Spares-Gnatus-Delivery Unit-Handpiece Sleeve 300044390 | 101001300044390 |  | A Class |  |  | I-Inventory | FG-Finish Good | C | Spares | Dental Chair-Spares | Dental Equiment | Main Location | 90330000 |  | FIFO | Gnatus | [8 empty] | 0 | 0 | 0 | 1 | 0 | 0 | [7 empty] | 1 |  | Gn/Du/Sp/Handpiece Sleeve 300044390
IM02810 | Dental Chair Spares-Gnatus-Base-Foot Control Refl Button Gray 365004402/365003760 (All Chair) | 101001365003760 |  | A Class |  |  | I-Inventory | FG-Finish Good | C | Spares | Dental Chair-Spares | Dental Equiment | Main Location | 90330000 |  | FIFO | Gnatus | [8 empty] | 0 | 0 | 0 | 1 | 0 | 0 | [7 empty] | 1 |  | Gn/Ba/Sp/Foot Control Refl Button Gray 365004402/365003760 (All Chair)
IM02811 | Dental Chair Spares-Gnatus-Delivery Unit-Inova Pad Deilvery Unit Upper Cover 804001764 | 101001804001764 |  | A Class |  |  | I-Inventory | FG-Finish Good | C | Spares | Dental Chair-Spares | Dental Equiment | Main Location | 90330000 |  | FIFO | Gnatus | [8 empty] | 0 | 0 | 0 | 1 | 0 | 0 | [7 empty] | 1 |  | Gn/Du/Sp/Inova Pad Deilvery Unit Upper Cover 804001764
IM02812 | Dental Chair Spares-Gnatus-Delivery Unit-Inova Pad Delivery Unit Sticker 300052334 | 101001300052334 |  | A Class |  |  | I-Inventory | FG-Finish Good | C | Spares | Dental Chair-Spares | Dental Equiment | Main Location | 90330000 |  | FIFO | Gnatus | [8 empty] | 0 | 0 | 0 | 1 | 0 | 0 | [7 empty] | 1 |  | Gn/Du/Sp/Inova Pad Delivery Unit sticker 300052334
IM02813 | Dental Chair Spares-Gnatus-Delivery Unit-Inova Pad Plus Delivery Unit PCB 300052013 | 101001300052013 |  | A Class |  |  | I-Inventory | FG-Finish Good | R | Spares | Dental Chair-Spares | Dental Equiment | Main Location | 90330000 |  | FIFO | Gnatus | [8 empty] | 0 | 0 | 0 | 1 | 0 | 0 | [7 empty] | 1 |  | Gn/Du/Sp/Inova Pad Plus Delivery Unit Pcb 300052013
IM02814 | Dental Chair Spares-Gnatus-Delivery Unit-Inova Pad Plus Ic 906000139 | 101001906000139 |  | A Class |  |  | I-Inventory | FG-Finish Good | R | Spares | Dental Chair-Spares | Dental Equiment | Main Location | 90330000 |  | FIFO | Gnatus | [8 empty] | 0 | 0 | 0 | 1 | 0 | 0 | [7 empty] | 1 |  | Gn/Du/Sp/Inova Pad Plus Ic 906000139
IM02815 | Dental Chair Spares-Gnatus-Base-Foot On/Off Switch 302001506/302001910/302002840/302002960 (All Chair) | 101001302002960 |  | A Class |  |  | I-Inventory | FG-Finish Good | R | Spares | Dental Chair-Spares | Dental Equiment | Main Location | 90330000 |  | FIFO | Gnatus | [8 empty] | 0 | 0 | 0 | 1 | 0 | 0 | [7 empty] | 1 |  | Gn/Ba/Sp/Foot On/Off Switch 302001506/302001910/302002840/302002960 (All Chair)
IM02816 | Dental Chair Spares-Gnatus-Base-G8 Chair Power On/Off Green Switch-300054289 | 101001300054289 |  | A Class |  |  | I-Inventory | FG-Finish Good | R | Spares | Dental Chair-Spares | Dental Equiment | Main Location | 90330000 |  | FIFO | Gnatus | [5 empty] | . |  |  | 0 | 0 | 0 | 1 | 0 | 0 | [7 empty] | 1 |  | GN/BA/SP/G8 CHAIR POWER ON/OFF GREEN SWITCH-300054289
IM02817 | Dental Chair Spares-Gnatus-Delivery Unit-Inova Star Old Lower Support Rod 704004180 | 101001704004180 |  | A Class |  |  | I-Inventory | FG-Finish Good | R | Spares | Dental Chair-Spares | Dental Equiment | Main Location | 90330000 |  | FIFO | Gnatus | [8 empty] | 0 | 0 | 0 | 1 | 0 | 0 | [7 empty] | 1 |  | Gn/Du/Sp/Inova star Old Lower Support ROD 704004180
IM02818 | Dental Chair Spares-Gnatus-Base-G8/Chair Remote Supply PCB-608001879 | 101001608001879 |  | A Class |  |  | I-Inventory | FG-Finish Good | R | Spares | Dental Chair-Spares | Dental Equiment | Main Location | 90330000 |  | FIFO | Gnatus | [5 empty] | . |  |  | 0 | 0 | 0 | 1 | 0 | 0 | [7 empty] | 1 |  | GN/BA/G8/CHAIR REMOTE SUPPLY PCB-608001879
IM02819 | Dental Chair Spares-Gnatus-Delivery Unit-Instrument Stand 300043940 | 101001300043940 |  | A Class |  |  | I-Inventory | FG-Finish Good | R | Spares | Dental Chair-Spares | Dental Equiment | Main Location | 90330000 |  | FIFO | Gnatus | [8 empty] | 0 | 0 | 0 | 1 | 0 | 0 | [7 empty] | 1 |  | Gn/Du/Sp/Instrument Stand 300043940
IM02820 | Dental Chair Spares-Gnatus-Delivery Unit-Instrument Tray Cover 604004692 | 101001604004692 |  | A Class |  |  | I-Inventory | FG-Finish Good | R | Spares | Dental Chair-Spares | Dental Equiment | Main Location | 90330000 |  | FIFO | Gnatus | [8 empty] | 0 | 0 | 0 | 1 | 0 | 0 | [7 empty] | 1 |  | Gn/Du/Sp/Instrument Tray Cover 604004692
IM02821 | Dental Chair Spares-Gnatus-Base-Gold Lower Back Cover 601009739/6010009320 | 101001601009739 |  | A Class |  |  | I-Inventory | FG-Finish Good | R | Spares | Dental Chair-Spares | Dental Equiment | Main Location | 90330000 |  | FIFO | Gnatus | [8 empty] | 0 | 0 | 0 | 1 | 0 | 0 | [7 empty] | 1 |  | Gn/Ba/Sp/Gold Lower Back Cover 601009739/6010009320
IM02822 | Dental Chair Spares-Gnatus-Delivery Unit-Joint Back For Syncrus Delivery Unit 40804001752 | 10100140804001700 |  | A Class |  |  | I-Inventory | FG-Finish Good | R | Spares | Dental Chair-Spares | Dental Equiment | Main Location | 90330000 |  | FIFO | Gnatus | [5 empty] | .. |  |  | 0 | 0 | 0 | 1 | 0 | 0 | [7 empty] | 1 |  | GN/DU/SP/JOINT BACK FOR SYNCRUS DELIVERY UNIT 40804001752
IM02823 | Dental Chair Spares-Gnatus-Delivery Unit-Led Adaptor- 300043970 | 101001300043970 |  | A Class |  |  | I-Inventory | FG-Finish Good | R | Spares | Dental Chair-Spares | Dental Equiment | Main Location | 90330000 |  | FIFO | Gnatus | [8 empty] | 0 | 0 | 0 | 1 | 0 | 0 | [7 empty] | 1 |  | Gn/Du/Sp/Led Adaptor- 300043970
IM02824 | Dental Chair Spares-Gnatus-Base-Green Micro Chair On/Off Switch 302001374 (All Chair) | 101001302001374 |  | A Class |  |  | I-Inventory | FG-Finish Good | R | Spares | Dental Chair-Spares | Dental Equiment | Main Location | 90330000 |  | FIFO | Gnatus | [8 empty] | 0 | 0 | 0 | 1 | 0 | 0 | [7 empty] | 1 |  | Gn/Ba/Sp/Green Micro Chair On/Off Switch 302001374 (All Chair)
IM02825 | Dental Chair Spares-Gnatus-Delivery Unit-Lower Knob 604005040 | 101001604005040 |  | A Class |  |  | I-Inventory | FG-Finish Good | R | Spares | Dental Chair-Spares | Dental Equiment | Main Location | 90330000 |  | FIFO | Gnatus | [8 empty] | 0 | 0 | 0 | 1 | 0 | 0 | [7 empty] | 1 |  | Gn/Du/Sp/Lower Knob 604005040
IM02826 | Dental Chair Spares-Gnatus-Delivery Unit-Micro Controller Subset Ic 906000185 | 101001906000185 |  | A Class |  |  | I-Inventory | FG-Finish Good | R | Spares | Dental Chair-Spares | Dental Equiment | Main Location | 90330000 |  | FIFO | Gnatus | [8 empty] | 0 | 0 | 0 | 1 | 0 | 0 | [7 empty] | 1 |  | Gn/Du/Sp/Micro Controller Subset IC 906000185
IM02827 | Dental Chair Spares-Gnatus-Delivery Unit-Midwest Terminal Adpater For Borden-30300051692 | 101001BORDDENADAPTER30300051692 |  | A Class |  |  | I-Inventory | FG-Finish Good | R | Spares | Dental Chair-Spares | Dental Equiment | Main Location | 90330000 |  | FIFO | Gnatus | [8 empty] | 0 | 0 | 0 | 1 | 0 | 0 | [7 empty] | 1 |  | GN/DU/SP/MIDWEST TERMINAL ADPATER FOR BORDEN-30300051692
IM02828 | Dental Chair Spares-Gnatus-Base-Inova Pad/Super Gold Chair Backrest Uphol Metallic Green | 101001BKRUPHOLIPSGMGREEN |  | A Class |  |  | I-Inventory | FG-Finish Good | R | Spares | Dental Chair-Spares | Dental Equiment | Main Location | 90330000 |  | FIFO | Gnatus | [8 empty] | 0 | 0 | 0 | 1 | 0 | 0 | [7 empty] | 1 |  | GN/BA/SP/INOVA PAD/SUPER GOLD CHAIR BACKREST UPHOL METALLIC GREEN
IM02829 | Dental Chair Spares-Gnatus-Delivery Unit-Nipple Type Nozzle 604005930 | 101001604005930 |  | A Class |  |  | I-Inventory | FG-Finish Good | R | Spares | Dental Chair-Spares | Dental Equiment | Main Location | 90330000 |  | FIFO | Gnatus | [8 empty] | 0 | 0 | 0 | 1 | 0 | 0 | [7 empty] | 1 |  | Gn/Du/Sp/Nipple Type Nozzle 604005930
IM02830 | Dental Chair Spares-Gnatus-Delivery Unit-O Ring 285000040 | 101001285000040 |  | A Class |  |  | I-Inventory | FG-Finish Good | C | Spares | Dental Chair-Spares | Dental Equiment | Main Location | 90330000 |  | FIFO | Gnatus | [8 empty] | 0 | 0 | 0 | 1 | 0 | 0 | [7 empty] | 1 |  | Gn/Du/Sp/O Ring 285000040
IM02831 | Dental Chair Spares-Gnatus-Delivery Unit-O Ring 355000198 | 101001355000198 |  | A Class |  |  | I-Inventory | FG-Finish Good | C | Spares | Dental Chair-Spares | Dental Equiment | Main Location | 90330000 |  | FIFO | Gnatus | [8 empty] | 0 | 0 | 0 | 1 | 0 | 0 | [7 empty] | 1 |  | Gn/Du/Sp/O Ring 355000198
IM02832 | Dental Chair Spares-Gnatus-Delivery Unit-O Ring 355000312 | 101001355000312 |  | A Class |  |  | I-Inventory | FG-Finish Good | C | Spares | Dental Chair-Spares | Dental Equiment | Main Location | 90330000 |  | FIFO | Gnatus | [8 empty] | 0 | 0 | 0 | 1 | 0 | 0 | [7 empty] | 1 |  | Gn/Du/Sp/O Ring 355000312
IM02833 | Dental Chair Spares-Gnatus-Delivery Unit-O Ring 355000668 | 101001355000668 |  | A Class |  |  | I-Inventory | FG-Finish Good | C | Spares | Dental Chair-Spares | Dental Equiment | Main Location | 90330000 |  | FIFO | Gnatus | [8 empty] | 0 | 0 | 0 | 1 | 0 | 0 | [7 empty] | 1 |  | Gn/Du/Sp/O Ring 355000668
IM02834 | Dental Chair Spares-Gnatus-Delivery Unit-O Ring 355000675 | 101001355000675 |  | A Class |  |  | I-Inventory | FG-Finish Good | C | Spares | Dental Chair-Spares | Dental Equiment | Main Location | 90330000 |  | FIFO | Gnatus | [8 empty] | 0 | 0 | 0 | 1 | 0 | 0 | [7 empty] | 1 |  | Gn/Du/Sp/O Ring 355000675
IM02835 | Dental Chair Spares-Gnatus-Delivery Unit-O Ring 355000800 | 101001355000800 |  | A Class |  |  | I-Inventory | FG-Finish Good | C | Spares | Dental Chair-Spares | Dental Equiment | Main Location | 90330000 |  | FIFO | Gnatus | [8 empty] | 0 | 0 | 0 | 1 | 0 | 0 | [7 empty] | 1 |  | Gn/Du/Sp/O Ring 355000800
IM02836 | Dental Chair Spares-Gnatus-Delivery Unit-O Ring 355001320 | 101001355001320 |  | A Class |  |  | I-Inventory | FG-Finish Good | C | Spares | Dental Chair-Spares | Dental Equiment | Main Location | 90330000 |  | FIFO | Gnatus | [8 empty] | 0 | 0 | 0 | 1 | 0 | 0 | [7 empty] | 1 |  | Gn/Du/Sp/O Ring 355001320
IM02837 | Dental Chair Spares-Gnatus-Delivery Unit-O Ring High Speed 300001322 | 101001300001322 |  | A Class |  |  | I-Inventory | FG-Finish Good | C | Spares | Dental Chair-Spares | Dental Equiment | Main Location | 90330000 |  | FIFO | Gnatus | [8 empty] | 0 | 0 | 0 | 1 | 0 | 0 | [7 empty] | 1 |  | Gn/Du/Sp/O Ring High Speed 300001322
IM02838 | Dental Chair Spares-Gnatus-Delivery Unit-Old Gold Chair Delivery Unit Upper Cover 804001650 | 101001804001650 |  | A Class |  |  | I-Inventory | FG-Finish Good | R | Spares | Dental Chair-Spares | Dental Equiment | Main Location | 90330000 |  | FIFO | Gnatus | [8 empty] | 0 | 0 | 0 | 1 | 0 | 0 | [7 empty] | 1 |  | Gn/Du/Sp/Old Gold Chair Delivery Unit Upper Cover 804001650
IM02839 | Dental Chair Spares-Gnatus-Delivery Unit--Old Gold Pad Delivery PCB Unit Ic 906000073 | 101001906000073 |  | A Class |  |  | I-Inventory | FG-Finish Good | R | Spares | Dental Chair-Spares | Dental Equiment | Main Location | 90330000 |  | FIFO | Gnatus | [8 empty] | 0 | 0 | 0 | 1 | 0 | 0 | [7 empty] | 1 |  | GN/DU/SP/-OLD GOLD PAD DELIVERY PCB UNIT IC 906000073
IM02840 | Dental Chair Spares-Gnatus-Delivery Unit-Oretaining Ring Upp-42-300000786 | 101001300000786 |  | A Class |  |  | I-Inventory | FG-Finish Good | C | Spares | Dental Chair-Spares | Dental Equiment | Main Location | 90330000 |  | FIFO | Gnatus | [8 empty] | 0 | 0 | 0 | 1 | 0 | 0 | [7 empty] | 1 |  | Gn/Du/Sp/Oretaining Ring Upp-42-300000786
IM02841 | Dental Chair Spares-Gnatus-Base-Inova Pad/Super Gold Chair Headrest Uphol Metallic Green | 101001HDUPHOLIPSGMGREEN |  | A Class |  |  | I-Inventory | FG-Finish Good | R | Spares | Dental Chair-Spares | Dental Equiment | Main Location | 90330000 |  | FIFO | Gnatus | [8 empty] | 0 | 0 | 0 | 1 | 0 | 0 | [7 empty] | 1 |  | GN/BA/SP/INOVA PAD/SUPER GOLD CHAIR HEADREST UPHOL METALLIC GREEN
IM02842 | Dental Chair Spares-Gnatus-Delivery Unit-Overhead Arm Knob 300044000 | 101001300044000 |  | A Class |  |  | I-Inventory | FG-Finish Good | C | Spares | Dental Chair-Spares | Dental Equiment | Main Location | 90330000 |  | FIFO | Gnatus | [8 empty] | 0 | 0 | 0 | 1 | 0 | 0 | [7 empty] | 1 |  | Gn/Du/Sp/Overhead Arm Knob 300044000
IM02843 | Dental Chair Spares-Gnatus-Delivery Unit-Overhead Arm(Incomplete) | 101001OVERHEADARM |  | A Class |  |  | I-Inventory | FG-Finish Good | R | Spares | Dental Chair-Spares | Dental Equiment | Main Location | 90330000 |  | FIFO | Gnatus | [8 empty] | 0 | 0 | 0 | 1 | 0 | 0 | [7 empty] | 1 |  | GN/DU/SP/OVERHEAD ARM(INCOMPLETE)
IM02844 | Dental Chair Spares-Gnatus-Delivery Unit-Pci Micro Controller Subset Ic 906000074 | 101001906000074 |  | A Class |  |  | I-Inventory | FG-Finish Good | R | Spares | Dental Chair-Spares | Dental Equiment | Main Location | 90330000 |  | FIFO | Gnatus | [8 empty] | 0 | 0 | 0 | 1 | 0 | 0 | [7 empty] | 1 |  | Gn/Du/Sp/PCI Micro Controller Subset IC 906000074
IM02845 | Dental Chair Spares-Gnatus-Delivery Unit-Persus Delivery Unit Upper Cover | 101001DUUPCOVER |  | A Class |  |  | I-Inventory | FG-Finish Good | R | Spares | Dental Chair-Spares | Dental Equiment | Main Location | 90330000 |  | FIFO | Gnatus | [8 empty] | 0 | 0 | 0 | 1 | 0 | 0 | [7 empty] | 1 |  | GN/DU/SP/PERSUS DELIVERY UNIT UPPER COVER
IM02846 | Dental Chair Spares-Gnatus-Delivery Unit-Remote Back Cover Inova Pad Star 604009392 | 101001604009392 |  | A Class |  |  | I-Inventory | FG-Finish Good | R | Spares | Dental Chair-Spares | Dental Equiment | Main Location | 90330000 |  | FIFO | Gnatus | [8 empty] | 0 | 0 | 0 | 1 | 0 | 0 | [7 empty] | 1 |  | GN/DU/SP/REMOTE BACK COVER INOVA PAD STAR 604009392
IM02847 | Dental Chair Spares-Gnatus-Delivery Unit-Remote Front Cover Inova Pad Star 604009391 | 101001604009391 |  | A Class |  |  | I-Inventory | FG-Finish Good | R | Spares | Dental Chair-Spares | Dental Equiment | Main Location | 90330000 |  | FIFO | Gnatus | [8 empty] | 0 | 0 | 0 | 1 | 0 | 0 | [7 empty] | 1 |  | GN/DU/SP/REMOTE FRONT COVER INOVA PAD STAR 604009391
IM02848 | Dental Chair Spares-Gnatus-Delivery Unit-Remote Stand Inova Pad Star 704007345 | 101001704007345 |  | A Class |  |  | I-Inventory | FG-Finish Good | R | Spares | Dental Chair-Spares | Dental Equiment | Main Location | 90330000 |  | FIFO | Gnatus | [8 empty] | 0 | 0 | 0 | 1 | 0 | 0 | [7 empty] | 1 |  | Gn/Du/Sp/Remote Stand Inova Pad Star 704007345
IM02849 | Dental Chair Spares-Gnatus-Base-Inova Pad/Super Gold Chair Seat Uphol Metallic Green | 101001SEATUPHOLIPSGMGREEN |  | A Class |  |  | I-Inventory | FG-Finish Good | R | Spares | Dental Chair-Spares | Dental Equiment | Main Location | 90330000 |  | FIFO | Gnatus | [8 empty] | 0 | 0 | 0 | 1 | 0 | 0 | [7 empty] | 1 |  | GN/BA/SP/INOVA PAD/SUPER GOLD CHAIR SEAT UPHOL METALLIC GREEN
IM02850 | Dental Chair Spares-Gnatus-Delivery Unit-Retraction Valve Kit 300051345 | 101001300051345 |  | A Class |  |  | I-Inventory | FG-Finish Good | R | Spares | Dental Chair-Spares | Dental Equiment | Main Location | 90330000 |  | FIFO | Gnatus | [8 empty] | 0 | 0 | 0 | 1 | 0 | 0 | [7 empty] | 1 |  | Gn/Du/Sp/Retraction Valve Kit 300051345
IM02851 | Dental Chair Spares-Gnatus-Delivery Unit-Retraction Valve Screw 300029960 | 101001300029960 |  | A Class |  |  | I-Inventory | FG-Finish Good | C | Spares | Dental Chair-Spares | Dental Equiment | Main Location | 90330000 |  | FIFO | Gnatus | [8 empty] | 0 | 0 | 0 | 1 | 0 | 0 | [7 empty] | 1 |  | Gn/Du/Sp/Retraction Valve Screw 300029960
IM02852 | Dental Chair Spares-Gnatus-Delivery Unit-Right Bennett Angle Gray Articulater 709000662 | 101001709000662 |  | A Class |  |  | I-Inventory | FG-Finish Good | R | Spares | Dental Chair-Spares | Dental Equiment | Main Location | 90330000 |  | FIFO | Gnatus | [8 empty] | 0 | 0 | 0 | 1 | 0 | 0 | [7 empty] | 1 |  | Gn/Du/Sp/Right Bennett Angle Gray Articulater 709000662
IM02853 | Dental Chair Spares-Gnatus-Delivery Unit-Ring Of Bottle Connnector 365002910 | 101001365002910 |  | A Class |  |  | I-Inventory | FG-Finish Good | C | Spares | Dental Chair-Spares | Dental Equiment | Main Location | 90330000 |  | FIFO | Gnatus | [8 empty] | 0 | 0 | 0 | 1 | 0 | 0 | [7 empty] | 1 |  | Gn/Du/Sp/Ring Of Bottle Connnector 365002910
IM02854 | Dental Chair Spares-Gnatus-Base-Landus Chair Oil Solenoid Valve 300030450/300026260 | 101001300026260 |  | A Class |  |  | I-Inventory | FG-Finish Good | C | Spares | Dental Chair-Spares | Dental Equiment | Main Location | 90330000 |  | FIFO | Gnatus | [8 empty] | 0 | 0 | 0 | 1 | 0 | 0 | [7 empty] | 1 |  | Gn/Ba/Sp/Landus Chair Oil Solenoid Valve 300030450/300026260
IM02855 | Dental Chair Spares-Gnatus-Delivery Unit-S-200 Chair Air Motor Coupling With Tubing 40994003160 | 101001S200AMTUBING40994003160 |  | A Class |  |  | I-Inventory | FG-Finish Good | R | Spares | Dental Chair-Spares | Dental Equiment | Main Location | 90330000 |  | FIFO | Gnatus | [8 empty] | 0 | 0 | 0 | 1 | 0 | 0 | [7 empty] | 1 |  | GN/DU/SP/S-200 CHAIR AIR MOTOR COUPLING WITH TUBING 40994003160
IM02856 | Dental Chair Spares-Gnatus-Delivery Unit-S200 Chair Delivery Unit Complete 41000003774 | 101001S200DUCOMPLETE41000003774 |  | A Class |  |  | I-Inventory | FG-Finish Good | R | Spares | Dental Chair-Spares | Dental Equiment | Main Location | 90330000 |  | FIFO | Gnatus | [8 empty] | 0 | 0 | 0 | 1 | 0 | 0 | [7 empty] | 1 |  | GN/DU/SP/S200 CHAIR DELIVERY UNIT COMPLETE 41000003774
IM02857 | Dental Chair Spares-Gnatus-Delivery Unit-S200 Chair Delivery Unit Remote 41000003462 | 101001SDUREMOTE41000003462 |  | A Class |  |  | I-Inventory | FG-Finish Good | R | Spares | Dental Chair-Spares | Dental Equiment | Main Location | 90330000 |  | FIFO | Gnatus | [8 empty] | 0 | 0 | 0 | 1 | 0 | 0 | [7 empty] | 1 |  | GN/DU/SP/S200 CHAIR DELIVERY UNIT REMOTE 41000003462
IM02858 | Dental Chair Spares-Gnatus-Delivery Unit-S-200 Chair Delivery Unit Remote Back Cover 31000002765 | 101001S200DUREMOTEBACKCOVER31000002765 |  | A Class |  |  | I-Inventory | FG-Finish Good | R | Spares | Dental Chair-Spares | Dental Equiment | Main Location | 90330000 |  | FIFO | Gnatus | [8 empty] | 0 | 0 | 0 | 1 | 0 | 0 | [7 empty] | 1 |  | GN/DU/SP/S-200 CHAIR DELIVERY UNIT REMOTE BACK COVER 31000002765
IM02859 | Dental Chair Spares-Gnatus-Delivery Unit-S-200 Chair Delivery Unit Remote Front Cover 31000002764 | 101001S200DUREMOTEFRONTCOVER31000002764 |  | A Class |  |  | I-Inventory | FG-Finish Good | C | Spares | Dental Chair-Spares | Dental Equiment | Main Location | 90330000 |  | FIFO | Gnatus | [8 empty] | 0 | 0 | 0 | 1 | 0 | 0 | [7 empty] | 1 |  | GN/DU/SP/S-200 CHAIR DELIVERY UNIT REMOTE FRONT COVER 31000002764
IM02860 | Dental Chair Spares-Gnatus-Delivery Unit-S-200 Chair Delivery Unit Remote Panel Screw 30233000130 | 101001S200DUREMOTESCREW30233000130 |  | A Class |  |  | I-Inventory | FG-Finish Good | R | Spares | Dental Chair-Spares | Dental Equiment | Main Location | 90330000 |  | FIFO | Gnatus | [8 empty] | 0 | 0 | 0 | 1 | 0 | 0 | [7 empty] | 1 |  | GN/DU/SP/S-200 CHAIR DELIVERY UNIT REMOTE PANEL SCREW 30233000130
IM02861 | Dental Chair Spares-Gnatus-Delivery Unit-S-200 Chair Delivery Unit Remote PCB 41000002874 | 101001S200DUREMOTEPCB41000002874 |  | A Class |  |  | I-Inventory | FG-Finish Good | R | Spares | Dental Chair-Spares | Dental Equiment | Main Location | 90330000 |  | FIFO | Gnatus | [8 empty] | 0 | 0 | 0 | 1 | 0 | 0 | [7 empty] | 1 |  | GN/DU/SP/S-200 CHAIR DELIVERY UNIT REMOTE PCB 41000002874
IM02862 | Dental Chair Spares-Gnatus-Delivery Unit-S-200 Chair Delivery Unit Remote Sticker 31000002512 | 101001DUREMOTESTICKER31000002512 |  | A Class |  |  | I-Inventory | FG-Finish Good | C | Spares | Dental Chair-Spares | Dental Equiment | Main Location | 90330000 |  | FIFO | Gnatus | [8 empty] | 0 | 0 | 0 | 1 | 0 | 0 | [7 empty] | 1 |  | GN/DU/SP/S-200 CHAIR DELIVERY UNIT REMOTE STICKER 31000002512
IM02863 | Dental Chair Spares-Gnatus-Delivery Unit-S-200 Chair Handpiece Coupling Without Water Controller-40994003160 | 101001S200HPCUPL40994003160 |  | A Class |  |  | I-Inventory | FG-Finish Good | R | Spares | Dental Chair-Spares | Dental Equiment | Main Location | 90330000 |  | FIFO | Gnatus | [8 empty] | 0 | 0 | 0 | 1 | 0 | 0 | [7 empty] | 1 |  | GN/DU/SP/S-200 CHAIR HANDPIECE COUPLING WITHOUT WATER CONTROLLER-40994003160
IM02864 | Dental Chair Spares-Gnatus-Delivery Unit-S-200 Delivery Uniy Upper Cover-Top Body Head Rfltr Ld Top Bco Db-31000002596 | 101001S200DUUPPERCOVER31000002596 |  | A Class |  |  | I-Inventory | FG-Finish Good | C | Spares | Dental Chair-Spares | Dental Equiment | Main Location | 90330000 |  | FIFO | Gnatus | [8 empty] | 0 | 0 | 0 | 1 | 0 | 0 | [7 empty] | 1 |  | GN/DU/SP/S-200 DELIVERY UNIY UPPER COVER-TOP BODY HEAD RFLTR LD TOP BCO DB-31000002596
IM02865 | Dental Chair Spares-Gnatus-Base-Lock Washer 7/16" 30290000172 | 10105230290000100 |  | A Class |  |  | I-Inventory | FG-Finish Good | C | Spares | Dental Chair-Spares | Dental Equiment | Main Location | 90330000 |  | FIFO | Gnatus | [8 empty] | 0 | 0 | 0 | 1 | 0 | 0 | [7 empty] | 1 |  | GN/BA/SP /LOCK WASHER 7/16" 30290000172
IM02866 | Dental Chair Spares-Gnatus-Base-Main PCB 300046390/300051096 (Top Chair) | 101001300051096 |  | A Class |  |  | I-Inventory | FG-Finish Good | R | Spares | Dental Chair-Spares | Dental Equiment | Main Location | 90330000 |  | FIFO | Gnatus | [8 empty] | 0 | 0 | 0 | 1 | 0 | 0 | [7 empty] | 1 |  | Gn/Ba/Sp/Main Pcb 300046390/300051096 (Top Chair)
IM02867 | Dental Chair Spares-Gnatus-Delivery Unit-S-300 Series Delivery Unit Side Sticker-31000002516 | 101001S300DUSIDESTICKER31000002516 |  | A Class |  |  | I-Inventory | FG-Finish Good | C | Spares | Dental Chair-Spares | Dental Equiment | Main Location | 90330000 |  | FIFO | Gnatus | [8 empty] | 0 | 0 | 0 | 1 | 0 | 0 | [7 empty] | 1 |  | GN/DU/SP/S-300 SERIES DELIVERY UNIT SIDE STICKER-31000002516
IM02868 | Dental Chair Spares-Gnatus-Delivery Unit-S-400 Under Hanging Delivery Unit Lower Cover-41000003646 | 101052DU41000003646 |  | A Class |  |  | I-Inventory | FG-Finish Good | C | Spares | Dental Chair-Spares | Dental Equiment | Main Location | 90330000 |  | FIFO | Gnatus | [8 empty] | 0 | 0 | 0 | 1 | 0 | 0 | [7 empty] | 1 |  | GN/DU/SP/S-400 UNDER HANGING DELIVERY UNIT LOWER COVER-41000003646
IM02869 | Dental Chair Spares-Gnatus-Base-Micro Switch 300020155/302001602 (All Chair) | 101001302001602 |  | A Class |  |  | I-Inventory | FG-Finish Good | R | Spares | Dental Chair-Spares | Dental Equiment | Main Location | 90330000 |  | FIFO | Gnatus | [8 empty] | 0 | 0 | 0 | 1 | 0 | 0 | [7 empty] | 1 |  | Gn/Ba/Sp/Micro Switch 300020155/302001602 (All Chair)
IM02870 | Dental Chair Spares-Gnatus-Delivery Unit-S-500 Chair Delivery Unit Foot Control 41000003432 | 101052DCFCTRL41000003432 |  | A Class |  |  | I-Inventory | FG-Finish Good | R | Spares | Dental Chair-Spares | Dental Equiment | Main Location | 90330000 |  | FIFO | Gnatus | [8 empty] | 0 | 0 | 0 | 1 | 0 | 0 | [7 empty] | 1 |  | GN/DU/S-500 CHAIR DELIVERY UNIT FOOT CONTROL 41000003432
IM02871 | Dental Chair Spares-Gnatus-Delivery Unit-S-500 Chair Delivery Unit PCB-41000002875 | 101001S500DUPCB41000002875 |  | A Class |  |  | I-Inventory | FG-Finish Good | R | Spares | Dental Chair-Spares | Dental Equiment | Main Location |  |  | FIFO | Gnatus | [8 empty] | 0 | 0 | 0 | 1 | 0 | 0 | [7 empty] | 1 |  | GN/DU/SP/S-500 CHAIR DELIVERY UNIT PCB-41000002875
IM02872 | Dental Chair Spares-Gnatus-Delivery Unit-S-500 Chair Delivery Unit Remote Back Cover-31000002768 | 101001S500DUREMOTEBACKCOVER31000002768 |  | A Class |  |  | I-Inventory | FG-Finish Good | R | Spares | Dental Chair-Spares | Dental Equiment | Main Location | 90330000 |  | FIFO | Gnatus | [8 empty] | 0 | 0 | 0 | 1 | 0 | 0 | [7 empty] | 1 |  | GN/DU/SP/S-500 CHAIR DELIVERY UNIT REMOTE BACK COVER-31000002768
IM02873 | Dental Chair Spares-Gnatus-Delivery Unit-S-500 Chair Delivery Unit Remote Front Cover 41000003336 | 101001S500DUREMOTEFRONTCOVER41000003336 |  | A Class |  |  | I-Inventory | FG-Finish Good | R | Spares | Dental Chair-Spares | Dental Equiment | Main Location | 90330000 |  | FIFO | Gnatus | [8 empty] | 0 | 0 | 0 | 1 | 0 | 0 | [7 empty] | 1 |  | GN/DU/SP/S-500 CHAIR DELIVERY UNIT REMOTE FRONT COVER 41000003336
IM02874 | Dental Chair Spares-Gnatus-Delivery Unit-S-500 Chair Delivery Unit Remote Sticker-31000002511 | 101001S500DUREMOTESTICKER31000002511 |  | A Class |  |  | I-Inventory | FG-Finish Good | R | Spares | Dental Chair-Spares | Dental Equiment | Main Location | 90330000 |  | FIFO | Gnatus | [8 empty] | 0 | 0 | 0 | 1 | 0 | 0 | [7 empty] | 1 |  | GN/DU/S-500 CHAIR DELIVERY UNIT REMOTE STICKER-31000002511
IM02875 | Dental Chair Spares-Gnatus-Delivery Unit-S-500 Chair Instrument T Tray-31000002683 | 101001S500INSTTTRAY31000002683 |  | A Class |  |  | I-Inventory | FG-Finish Good | R | Spares | Dental Chair-Spares | Dental Equiment | Main Location | 90330000 |  | FIFO | Gnatus | [8 empty] | 0 | 0 | 0 | 1 | 0 | 0 | [7 empty] | 1 |  | GN/DU/SP/S-500 CHAIR INSTRUMENT T TRAY-31000002683
IM02876 | Dental Chair Spares-Gnatus-Delivery Unit-S500 Delivery Unit Sticker-31000002510 | 101001S500DUSTICKER31000002510 |  | A Class |  |  | I-Inventory | FG-Finish Good | C | Spares | Dental Chair-Spares | Dental Equiment | Main Location | 90330000 |  | FIFO | Gnatus | [8 empty] | 0 | 0 | 0 | 1 | 0 | 0 | [7 empty] | 1 |  | GN/DU/SP/S500 DELIVERY UNIT STICKER-31000002510
IM02877 | Dental Chair Spares-Gnatus-Base-Print Circ Board S Gl In N Pad W/Prot 601001211 | 101001601001211 |  | A Class |  |  | I-Inventory | FG-Finish Good | R | Spares | Dental Chair-Spares | Dental Equiment | Main Location | 90330000 |  | FIFO | Gnatus | [8 empty] | 0 | 0 | 0 | 1 | 0 | 0 | [7 empty] | 1 |  | Gn/Ba/Sp/Print Circ Board S GL In N Pad W/PROT 601001211
IM02878 | Dental Chair Spares-Gnatus-Delivery Unit-Senior Chair Delivery Unit Upper Cover 804001750 | 101001804001750 |  | A Class |  |  | I-Inventory | FG-Finish Good | R | Spares | Dental Chair-Spares | Dental Equiment | Main Location | 90330000 |  | FIFO | Gnatus | [8 empty] | 0 | 0 | 0 | 1 | 0 | 0 | [7 empty] | 1 |  | Gn/Du/Sp/Senior Chair Delivery Unit Upper Cover 804001750
IM02879 | Dental Chair Spares-Gnatus-Delivery Unit-Shaft Arm Front Joint Syncrus Eq-30300050715 | 101001SHAFTARMJOINT30300050715 |  | A Class |  |  | I-Inventory | FG-Finish Good | C | Spares | Dental Chair-Spares | Dental Equiment | Main Location | 90330000 |  | FIFO | Gnatus | [8 empty] | 0 | 0 | 0 | 1 | 0 | 0 | [7 empty] | 1 |  | GN/DU/SP/SHAFT ARM FRONT JOINT SYNCRUS EQ-30300050715
IM02880 | Dental Chair Spares-Gnatus-Delivery Unit-Sp 3Way Syringe Head | 1010013WAYHEAD |  | A Class |  |  | I-Inventory | FG-Finish Good | R | Spares | Dental Chair-Spares | Dental Equiment | Main Location | 90330000 |  | FIFO | Gnatus | [8 empty] | 0 | 0 | 0 | 1 | 0 | 0 | [7 empty] | 1 |  | GN/DU/SP 3WAY SYRINGE HEAD
IM02881 | Dental Chair Spares-Gnatus-Base-Right Guard 601008810/601005861 (Top Chair) | 101001601008810 |  | A Class |  |  | I-Inventory | FG-Finish Good | R | Spares | Dental Chair-Spares | Dental Equiment | Main Location | 90330000 |  | FIFO | Gnatus | [8 empty] | 0 | 0 | 0 | 1 | 0 | 0 | [7 empty] | 1 |  | Gn/Ba/Sp/Right Guard 601008810/601005861 (Top Chair)
IM02882 | Dental Chair Spares-Gnatus-Delivery Unit-Sp Air Regulator Kit 300045760 | 101001300045760 |  | A Class |  |  | I-Inventory | FG-Finish Good | C | Spares | Dental Chair-Spares | Dental Equiment | Main Location | 90330000 |  | FIFO | Gnatus | [8 empty] | 0 | 0 | 0 | 1 | 0 | 0 | [7 empty] | 1 |  | Gn/Du/Sp Air Regulator Kit 300045760
IM02883 | Dental Chair Spares-Gnatus-Delivery Unit-Sp G3 Chair Delivery Unit Complete Arm 904005179 | 101001904005179 |  | A Class |  |  | I-Inventory | FG-Finish Good | R | Spares | Dental Chair-Spares | Dental Equiment | Main Location | 90330000 |  | FIFO | Gnatus | [5 empty] | .. |  |  | 0 | 0 | 0 | 1 | 0 | 0 | [7 empty] | 1 |  | GN/DU/SP G3 CHAIR DELIVERY UNIT COMPLETE ARM 904005179
IM02884 | Dental Chair Spares-Gnatus-Delivery Unit-S-Series Chair Delivery Unit Arm Upper Cover 26582-015 | 101001SDUARMUPPERCOVER26582015 |  | A Class |  |  | I-Inventory | FG-Finish Good | R | Spares | Dental Chair-Spares | Dental Equiment | Main Location | 90330000 |  | FIFO | Gnatus | [8 empty] | 0 | 0 | 0 | 1 | 0 | 0 | [7 empty] | 1 |  | GN/DU/SP/S-SERIES CHAIR DELIVERY UNIT ARM UPPER COVER 26582-015
IM02885 | Dental Chair Spares-Gnatus-Delivery Unit-S-Series Chair Delivery Unit Overhead Arm 41000003304 | 101001SDUOVERHEADARM41000003304 |  | A Class |  |  | I-Inventory | FG-Finish Good | R | Spares | Dental Chair-Spares | Dental Equiment | Main Location | 90330000 |  | FIFO | Gnatus | [8 empty] | 0 | 0 | 0 | 1 | 0 | 0 | [7 empty] | 1 |  | GN/DU/SP/S-SERIES CHAIR DELIVERY UNIT OVERHEAD ARM 41000003304
IM02886 | Dental Chair Spares-Gnatus-Delivery Unit-S-Series Chair Light C Lock Bush 31000002574 | 101001SSERIESCLOCKBUSH31000002574 |  | A Class |  |  | I-Inventory | FG-Finish Good | C | Spares | Dental Chair-Spares | Dental Equiment | Main Location | 90330000 |  | FIFO | Gnatus | [8 empty] | 0 | 0 | 0 | 1 | 0 | 0 | [7 empty] | 1 |  | GN/DU/SP/S-SERIES CHAIR LIGHT C LOCK BUSH 31000002574
IM02887 | Dental Chair Spares-Gnatus-Delivery Unit-S-Series Delivery Unit Arm Cap-31000002573 | 101001SSERIESDUARMCAP31000002573 |  | A Class |  |  | I-Inventory | FG-Finish Good | C | Spares | Dental Chair-Spares | Dental Equiment | Main Location | 90330000 |  | FIFO | Gnatus | [8 empty] | 0 | 0 | 0 | 1 | 0 | 0 | [7 empty] | 1 |  | GN/DU/SP/S-SERIES DELIVERY UNIT ARM CAP-31000002573
IM02888 | Dental Chair Spares-Gnatus-Delivery Unit-S-Series Delivery Unit Upper Cover Tubing Lock Sleeve White 31000002777 | 101001SDUTUBINGLOCKSLEEVEWHITE31000002777 |  | A Class |  |  | I-Inventory | FG-Finish Good | R | Spares | Dental Chair-Spares | Dental Equiment | Main Location | 90330000 |  | FIFO | Gnatus | [8 empty] | 0 | 0 | 0 | 1 | 0 | 0 | [7 empty] | 1 |  | GN/DU/SP/S-SERIES DELIVERY UNIT UPPER COVER TUBING LOCK SLEEVE WHITE 31000002777
IM02889 | Dental Chair Spares-Gnatus-Delivery Unit-S-Series Retraction Valve-31000001553 | 101001SSERIESRETVALVE31000001553 |  | A Class |  |  | I-Inventory | FG-Finish Good | R | Spares | Dental Chair-Spares | Dental Equiment | Main Location | 90330000 |  | FIFO | Gnatus | [8 empty] | 0 | 0 | 0 | 1 | 0 | 0 | [7 empty] | 1 |  | GN/DU/SP/S-SERIES RETRACTION VALVE-31000001553
IM02890 | Dental Chair Spares-Gnatus-Delivery Unit-S-Series Suction Switch Small Pin 31000002749 | 101001SWITCHSMALLPIN31000002749 |  | A Class |  |  | I-Inventory | FG-Finish Good | R | Spares | Dental Chair-Spares | Dental Equiment | Main Location | 90330000 |  | FIFO | Gnatus | [8 empty] | 0 | 0 | 0 | 1 | 0 | 0 | [7 empty] | 1 |  | GN/DU/SP/S-SERIES SUCTION SWITCH SMALL PIN 31000002749
IM02891 | Dental Chair Spares-Gnatus-Delivery Unit-Stainless Steel Cover 604006080 | 101001604006080 |  | A Class |  |  | I-Inventory | FG-Finish Good | R | Spares | Dental Chair-Spares | Dental Equiment | Main Location | 90330000 |  | FIFO | Gnatus | [8 empty] | 0 | 0 | 0 | 1 | 0 | 0 | [7 empty] | 1 |  | Gn/Du/Sp/Stainless Steel Cover 604006080
IM02892 | Dental Chair Spares-Gnatus-Delivery Unit-Storus Arm 365002347 | 101001365002347 |  | A Class |  |  | I-Inventory | FG-Finish Good | R | Spares | Dental Chair-Spares | Dental Equiment | Main Location | 90330000 |  | FIFO | Gnatus | [8 empty] | 0 | 0 | 0 | 1 | 0 | 0 | [7 empty] | 1 |  | Gn/Du/Sp/Storus Arm 365002347
IM02893 | Dental Chair Spares-Gnatus-Base-S/C Assento Cadeira P1 Acab-41000002994 | 101001ASSENTOCADEIRAP141000002994 |  | A Class |  |  | I-Inventory | FG-Finish Good | R | Spares | Dental Chair-Spares | Dental Equiment | Main Location | 90330000 |  | FIFO | Gnatus | [8 empty] | 0 | 0 | 0 | 1 | 0 | 0 | [7 empty] | 1 |  | GN/BA/SP/S/C ASSENTO CADEIRA P1 ACAB-41000002994
IM02894 | Dental Chair Spares-Gnatus-Delivery Unit-Storus Delivery Unit Upper Cover | 101001DUUPPERCOVER |  | A Class |  |  | I-Inventory | FG-Finish Good | R | Spares | Dental Chair-Spares | Dental Equiment | Main Location | 90330000 |  | FIFO | Gnatus | [8 empty] | 0 | 0 | 0 | 1 | 0 | 0 | [7 empty] | 1 |  | Gn/Du/Sp/Storus Delivery Unit Upper Cover
IM02895 | Dental Chair Spares-Gnatus-Delivery Unit-Storus Over Head Arm Lock 365002354 | 101001365002354 |  | A Class |  |  | I-Inventory | FG-Finish Good | R | Spares | Dental Chair-Spares | Dental Equiment | Main Location | 90330000 |  | FIFO | Gnatus | [8 empty] | 0 | 0 | 0 | 1 | 0 | 0 | [7 empty] | 1 |  | Gn/Du/Sp/Storus Over Head Arm Lock 365002354
IM02896 | Dental Chair Spares-Gnatus-Delivery Unit-Sub Assembly Syringe Head Standard 804001510 | 101001804001510 |  | A Class |  |  | I-Inventory | FG-Finish Good | R | Spares | Dental Chair-Spares | Dental Equiment | Main Location | 90330000 |  | FIFO | Gnatus | [8 empty] | 0 | 0 | 0 | 1 | 0 | 0 | [7 empty] | 1 |  | Gn/Du/Sp/Sub Assembly Syringe Head Standard 804001510
IM02897 | Dental Chair Spares-Gnatus-Delivery Unit-Suction Holder Lever Gray Part 365004419 | 101001365004419 |  | A Class |  |  | I-Inventory | FG-Finish Good | C | Spares | Dental Chair-Spares | Dental Equiment | Main Location | 90330000 |  | FIFO | Gnatus | [8 empty] | 0 | 0 | 0 | 1 | 0 | 0 | [7 empty] | 1 |  | GN/DU/SP/SUCTION HOLDER LEVER GRAY PART 365004419
IM02898 | Dental Chair Spares-Gnatus-Delivery Unit-Suction Holder Liver White Part 300044140 | 101001300044140 |  | A Class |  |  | I-Inventory | FG-Finish Good | R | Spares | Dental Chair-Spares | Dental Equiment | Main Location | 90330000 |  | FIFO | Gnatus | [8 empty] | 0 | 0 | 0 | 1 | 0 | 0 | [7 empty] | 1 |  | GN/DU/SP/SUCTION HOLDER LIVER WHITE PART 300044140
IM02899 | Dental Chair Spares-Gnatus-Delivery Unit-Suction Holder Lower Part (White) 365004359 | 101001365004359 |  | A Class |  |  | I-Inventory | FG-Finish Good | C | Spares | Dental Chair-Spares | Dental Equiment | Main Location | 90330000 |  | FIFO | Gnatus | [8 empty] | 0 | 0 | 0 | 1 | 0 | 0 | [7 empty] | 1 |  | Gn/Du/Sp/Suction Holder Lower Part (White) 365004359
IM02900 | Dental Chair Spares-Gnatus-Delivery Unit-Suction Holder Pin 604006278 | 101003604006278 |  | A Class |  |  | I-Inventory | FG-Finish Good | C | Spares | Dental Chair-Spares | Dental Equiment | Main Location | 90330000 |  | FIFO | Gnatus | [8 empty] | 0 | 0 | 0 | 1 | 0 | 0 | [7 empty] | 1 |  | Gn/Du/Sp/Suction Holder Pin 604006278
IM02901 | Dental Chair Spares-Gnatus-Delivery Unit-Suction Inner Tubing | 101001DUINNERTUB |  | A Class |  |  | I-Inventory | FG-Finish Good | C | Spares | Dental Chair-Spares | Dental Equiment | Main Location | 90330000 |  | FIFO | Gnatus | [8 empty] | 0 | 0 | 0 | 1 | 0 | 0 | [7 empty] | 1 |  | Gn/Du/Sp/Suction Inner Tubing
IM02902 | Dental Chair Spares-Gnatus-Delivery Unit-Suction Switch Washer 30285000057 | 101001SUCTIONWASHER30285000057 |  | A Class |  |  | I-Inventory | FG-Finish Good | R | Spares | Dental Chair-Spares | Dental Equiment | Main Location | 90330000 |  | FIFO | Gnatus | [8 empty] | 0 | 0 | 0 | 1 | 0 | 0 | [7 empty] | 1 |  | GN/DU/SP/SUCTION SWITCH WASHER 30285000057
IM02903 | Dental Chair Spares-Gnatus-Delivery Unit-Super Gold Bio Dig Switch 302002810 | 101001302002810 |  | A Class |  |  | I-Inventory | FG-Finish Good | C | Spares | Dental Chair-Spares | Dental Equiment | Main Location | 90330000 |  | FIFO | Gnatus | [8 empty] | 0 | 0 | 0 | 1 | 0 | 0 | [7 empty] | 1 |  | Gn/Du/Sp/Super Gold Bio Dig Switch 302002810
IM02904 | Dental Chair Spares-Gnatus-Base-S/C Base I Cadeira P1/P2 Acabi-41000002976 | 101001P1P2ACABI41000002976 |  | A Class |  |  | I-Inventory | FG-Finish Good | R | Spares | Dental Chair-Spares | Dental Equiment | Main Location | 90330000 |  | FIFO | Gnatus | [8 empty] | 0 | 0 | 0 | 1 | 0 | 0 | [7 empty] | 1 |  | GN/BA/SP/S/C BASE I CADEIRA P1/P2 ACABI-41000002976
IM02905 | Dental Chair Spares-Gnatus-Delivery Unit-Super Gold Delivery Unit Side Panel Sticker 300047120 | 101001300047120 |  | A Class |  |  | I-Inventory | FG-Finish Good | C | Spares | Dental Chair-Spares | Dental Equiment | Main Location | 90330000 |  | FIFO | Gnatus | [8 empty] | 0 | 0 | 0 | 1 | 0 | 0 | [7 empty] | 1 |  | Gn/Du/Sp/Super Gold Delivery Unit Side Panel Sticker 300047120
IM02906 | Dental Chair Spares-Gnatus-Delivery Unit-Super Gold Upper Cover 804001740 | 101001804001740 |  | A Class |  |  | I-Inventory | FG-Finish Good | R | Spares | Dental Chair-Spares | Dental Equiment | Main Location | 90330000 |  | FIFO | Gnatus | [8 empty] | 0 | 0 | 0 | 1 | 0 | 0 | [7 empty] | 1 |  | GN/DU/SP/SUPER GOLD UPPER COVER 804001740
IM02907 | Dental Chair Spares-Gnatus-Delivery Unit-Super Gold X-Ray Veiwer PCB 300044300 | 101001300044300 |  | A Class |  |  | I-Inventory | FG-Finish Good | R | Spares | Dental Chair-Spares | Dental Equiment | Main Location | 90330000 |  | FIFO | Gnatus | [8 empty] | 0 | 0 | 0 | 1 | 0 | 0 | [7 empty] | 1 |  | Gn/Du/Sp/Super Gold X-Ray Veiwer Pcb 300044300
IM02908 | Dental Chair Spares-Gnatus-Delivery Unit-Super Gold Xray Viewer Switch 302002990 | 101001302002990 |  | A Class |  |  | I-Inventory | FG-Finish Good | R | Spares | Dental Chair-Spares | Dental Equiment | Main Location | 90330000 |  | FIFO | Gnatus | [8 empty] | 0 | 0 | 0 | 1 | 0 | 0 | [7 empty] | 1 |  | Gn/Du/Sp/Super Gold Xray Viewer Switch 302002990
IM02909 | Dental Chair Spares-Gnatus-Delivery Unit-Syringe Lock Pin Std 300030160 (All Chair) | 101001300030160 |  | A Class |  |  | I-Inventory | FG-Finish Good | C | Spares | Dental Chair-Spares | Dental Equiment | Main Location | 90330000 |  | FIFO | Gnatus | [8 empty] | 0 | 0 | 0 | 1 | 0 | 0 | [7 empty] | 1 |  | Gn/Du/Sp/Syringe Lock Pin Std 300030160 (All Chair)
IM02910 | Dental Chair Spares-Gnatus-Delivery Unit-Throttle Rod G8 Chip Blower Foot Control-30365004753 | 101001G8FCCHIPBLOWER30365004753 |  | A Class |  |  | I-Inventory | FG-Finish Good | C | Spares | Dental Chair-Spares | Dental Equiment | Main Location | 90330000 |  | FIFO | Gnatus | [8 empty] | 0 | 0 | 0 | 1 | 0 | 0 | [7 empty] | 1 |  | GN/DU/SP/THROTTLE ROD G8 CHIP BLOWER FOOT CONTROL-30365004753
IM02911 | Dental Chair Spares-Gnatus-Delivery Unit-Tightener Screw Support Decorative 1-30300050714 | 101001TIGHTENERSCREW30300050714 |  | A Class |  |  | I-Inventory | FG-Finish Good | C | Spares | Dental Chair-Spares | Dental Equiment | Main Location | 90330000 |  | FIFO | Gnatus | [8 empty] | 0 | 0 | 0 | 1 | 0 | 0 | [7 empty] | 1 |  | GN/DU/SP/TIGHTENER SCREW SUPPORT DECORATIVE 1-30300050714
IM02912 | Dental Chair Spares-Gnatus-Delivery Unit-Tip Adapter Screw Ii 604005500 | 101001604005500 |  | A Class |  |  | I-Inventory | FG-Finish Good | C | Spares | Dental Chair-Spares | Dental Equiment | Main Location | 90330000 |  | FIFO | Gnatus | [8 empty] | 0 | 0 | 0 | 1 | 0 | 0 | [7 empty] | 1 |  | Gn/Du/Sp/Tip Adapter Screw Ii 604005500
IM02913 | Dental Chair Spares-Gnatus-Delivery Unit-Top Body Head Rfltr Ld Top Bco Db-31000002596 | 101001BODYHEADREFLECTOR31000002596 |  | A Class |  |  | I-Inventory | FG-Finish Good | C | Spares | Dental Chair-Spares | Dental Equiment | Main Location | 90330000 |  | FIFO | Gnatus | [8 empty] | 0 | 0 | 0 | 1 | 0 | 0 | [7 empty] | 1 |  | GN/DU/SP/TOP BODY HEAD RFLTR LD TOP BCO DB-31000002596
IM02914 | Dental Chair Spares-Gnatus-Delivery Unit-Top Chair Air Regulating Valve 300050863 | 101001300050863 |  | A Class |  |  | I-Inventory | FG-Finish Good | R | Spares | Dental Chair-Spares | Dental Equiment | Main Location | 90330000 |  | FIFO | Gnatus | [8 empty] | 0 | 0 | 0 | 1 | 0 | 0 | [7 empty] | 1 |  | Gn/Du/Sp/Top Chair Air Regulating Valve 300050863
IM02915 | Dental Chair Spares-Gnatus-Delivery Unit-Top Chair Delivery Unit Bottle Holder Hidden Cover 601009751 | 101001601009751 |  | A Class |  |  | I-Inventory | FG-Finish Good | C | Spares | Dental Chair-Spares | Dental Equiment | Main Location | 90330000 |  | FIFO | Gnatus | [8 empty] | 0 | 0 | 0 | 1 | 0 | 0 | [7 empty] | 1 |  | Gn/Du/Sp/Top Chair Delivery Unit Bottle Holder Hidden Cover 601009751
IM02916 | Dental Chair Spares-Gnatus-Delivery Unit-Top Chair Delivery Unit PCB Ic | 101001TOPDUPCBIC |  | A Class |  |  | I-Inventory | FG-Finish Good | R | Spares | Dental Chair-Spares | Dental Equiment | Main Location | 90330000 |  | FIFO | Gnatus | [8 empty] | 0 | 0 | 0 | 1 | 0 | 0 | [7 empty] | 1 |  | GN/DU/SP/TOP CHAIR DELIVERY UNIT PCB IC
IM02917 | Dental Chair Spares-Gnatus-Delivery Unit-Top Chair Delivery Unit Side Panel Sticker 300044240 | 101001300044240 |  | A Class |  |  | I-Inventory | FG-Finish Good | C | Spares | Dental Chair-Spares | Dental Equiment | Main Location | 90330000 |  | FIFO | Gnatus | [8 empty] | 0 | 0 | 0 | 1 | 0 | 0 | [7 empty] | 1 |  | Gn/Du/SP/Top Chair Delivery Unit Side Panel Sticker 300044240
IM02918 | Dental Chair Spares-Gnatus-Base-S/C Braco Inf Unid Syncrus G4 702002173 | 101001702002173 |  | A Class |  |  | I-Inventory | FG-Finish Good | R | Spares | Dental Chair-Spares | Dental Equiment | Main Location | 90330000 |  | FIFO | Gnatus | [8 empty] | 0 | 0 | 0 | 1 | 0 | 0 | [7 empty] | 1 |  | GN/BA/SP/S/C BRACO INF UNID SYNCRUS G4 702002173
IM02919 | Dental Chair Spares-Gnatus-Delivery Unit-Top Chair Water Unit Sticker 300050592 | 101001300050592 |  | A Class |  |  | I-Inventory | FG-Finish Good | C | Spares | Dental Chair-Spares | Dental Equiment | Main Location | 90330000 |  | FIFO | Gnatus | [8 empty] | 0 | 0 | 0 | 1 | 0 | 0 | [7 empty] | 1 |  | Gn/Du/Sp/top Chair Water Unit Sticker 300050592
IM02920 | Dental Chair Spares-Gnatus-Delivery Unit-Top.Delivery Unit Upper Cover 804001690 | 101001804001690 |  | A Class |  |  | I-Inventory | FG-Finish Good | R | Spares | Dental Chair-Spares | Dental Equiment | Main Location | 90330000 |  | FIFO | Gnatus | [8 empty] | 0 | 0 | 0 | 1 | 0 | 0 | [7 empty] | 1 |  | Gn/Du/Sp/Top.Delivery Unit Upper Cover 804001690
IM02921 | Dental Chair Spares-Gnatus-Delivery Unit-Tubing 364000584 | 101001364000584 |  | A Class |  |  | I-Inventory | FG-Finish Good | C | Spares | Dental Chair-Spares | Dental Equiment | Main Location | 90330000 |  | FIFO | Gnatus | [8 empty] | 0 | 0 | 0 | 1 | 0 | 0 | [7 empty] | 1 |  | Gn/Du/Sp/Tubing 364000584
IM02922 | Dental Chair Spares-Gnatus-Delivery Unit-Tubing 380000129 | 101001380000129 |  | A Class |  |  | I-Inventory | FG-Finish Good | C | Spares | Dental Chair-Spares | Dental Equiment | Main Location | 90330000 |  | FIFO | Gnatus | [8 empty] | 0 | 0 | 0 | 1 | 0 | 0 | [7 empty] | 1 |  | Gn/Du/Sp/Tubing 380000129
IM02923 | Dental Chair Spares-Gnatus-Delivery Unit-Up Down Motor Sensor 300046990 | 101001300046990 |  | A Class |  |  | I-Inventory | FG-Finish Good | R | Spares | Dental Chair-Spares | Dental Equiment | Main Location | 90330000 |  | FIFO | Gnatus | [8 empty] | 0 | 0 | 0 | 1 | 0 | 0 | [7 empty] | 1 |  | Gn/Du/Sp/Up Down Motor Sensor 300046990
IM02924 | Dental Chair Spares-Gnatus-Base-S/C Tampa Eq Hs Special C/Tecla S/Neg 804001793 | 101001804001793 |  | A Class |  |  | I-Inventory | FG-Finish Good | R | Spares | Dental Chair-Spares | Dental Equiment | Main Location | 90330000 |  | FIFO | Gnatus | [8 empty] | 0 | 0 | 0 | 1 | 0 | 0 | [7 empty] | 1 |  | Gn/Ba/Sp/S/C Tampa Eq HS SPECIAL C/TECLA S/NEG 804001793
IM02925 | Dental Chair Spares-Gnatus-Base-S300/S200 Chair Base Up Down Motor Hidden Cover L Shape 31000002599 | 101001S300S200MOTORLSHAPECOVER31000002599 |  | A Class |  |  | I-Inventory | FG-Finish Good | C | Spares | Dental Chair-Spares | Dental Equiment | Main Location | 90330000 |  | FIFO | Gnatus | [8 empty] | 0 | 0 | 0 | 1 | 0 | 0 | [7 empty] | 1 |  | GN/BA/SP/S300/S200 CHAIR BASE UP DOWN MOTOR HIDDEN COVER L SHAPE 31000002599
IM02926 | Dental Chair Spares-Gnatus-Base-S300/S200 Front Base Cover Filter Cap-31000002626 | 101001S300S200COVERFILTERCAP31000002626 |  | A Class |  |  | I-Inventory | FG-Finish Good | C | Spares | Dental Chair-Spares | Dental Equiment | Main Location | 90330000 |  | FIFO | Gnatus | [8 empty] | 0 | 0 | 0 | 1 | 0 | 0 | [7 empty] | 1 |  | GN/BA/SP/S300/S200 FRONT BASE COVER FILTER CAP-31000002626
IM02927 | Dental Chair Spares-Gnatus-Delivery Unit-Wire Harness Foot Control 300051162 (I-Pad) | 101001300051162 |  | A Class |  |  | I-Inventory | FG-Finish Good | R | Spares | Dental Chair-Spares | Dental Equiment | Main Location | 90330000 |  | FIFO | Gnatus | [8 empty] | 0 | 0 | 0 | 1 | 0 | 0 | [7 empty] | 1 |  | Gn/Du/Sp/Wire Harness Foot Control 300051162 (I-Pad)
IM02928 | Dental Chair Spares-Gnatus-Delivery Unit-Xpress Delivery Unit Upper Cover 904005230 | 101001904005230 |  | A Class |  |  | I-Inventory | FG-Finish Good | R | Spares | Dental Chair-Spares | Dental Equiment | Main Location | 90330000 |  | FIFO | Gnatus | [8 empty] | 0 | 0 | 0 | 1 | 0 | 0 | [7 empty] | 1 |  | Gn/Du/Sp/Xpress Delivery Unit Upper Cover 904005230
IM02929 | Dental Chair Spares-Gnatus-Delivery Unit-Xray Adopter 300047200 | 101001300047200 |  | A Class |  |  | I-Inventory | FG-Finish Good | R | Spares | Dental Chair-Spares | Dental Equiment | Main Location | 90330000 |  | FIFO | Gnatus | [8 empty] | 0 | 0 | 0 | 1 | 0 | 0 | [7 empty] | 1 |  | Gn/Du/Sp/Xray Adopter 300047200
IM02930 | Dental Chair Spares-Gnatus-Delivery Unit-X-Ray Viewer Cover 365003980 | 101001365003980 |  | A Class |  |  | I-Inventory | FG-Finish Good | C | Spares | Dental Chair-Spares | Dental Equiment | Main Location | 90330000 |  | FIFO | Gnatus | [8 empty] | 0 | 0 | 0 | 1 | 0 | 0 | [7 empty] | 1 |  | Gn/Du/Sp/X-Ray Viewer Cover 365003980
IM02931 | Dental Chair Spares-Gnatus-Deliveyr Unit Arm Cover 365002308 | 101001365002308 |  | A Class |  |  | I-Inventory | FG-Finish Good | R | Spares | Dental Chair-Spares | Dental Equiment | Main Location | 90330000 |  | FIFO | Gnatus | [8 empty] | 0 | 0 | 0 | 1 | 0 | 0 | [7 empty] | 1 |  | Gn/Sp/D/U Arm Cover 365002308
IM02932 | Dental Chair Spares-Gnatus-Base-Screw Allen W/Head N10 X 1.1/2 30201001250 | 10105230201001200 |  | A Class |  |  | I-Inventory | FG-Finish Good | C | Spares | Dental Chair-Spares | Dental Equiment | Main Location | 90330000 |  | FIFO | Gnatus | [8 empty] | 0 | 0 | 0 | 1 | 0 | 0 | [7 empty] | 1 |  | GN/BA/SP/SCREW ALLEN W/HEAD N10 X 1.1/2 30201001250
IM02933 | Dental Chair Spares-Gnatus-Driver Tube Water Subset Top Water Unit Bowl 802001000 | 101001802001000 |  | A Class |  |  | I-Inventory | FG-Finish Good | R | Spares | Dental Chair-Spares | Dental Equiment | Main Location | 90330000 |  | FIFO | Gnatus | [8 empty] | 0 | 0 | 0 | 1 | 0 | 0 | [7 empty] | 1 |  | Gn/Sp/Driver Tube Water Subset Top Water Unit Bowl 802001000
IM02934 | Dental Chair Spares-Gnatus-Dry Detritus Spacer Bracket 30365004685 | 10100130365004600 |  | A Class |  |  | I-Inventory | FG-Finish Good | R | Spares | Dental Chair-Spares | Dental Equiment | Main Location | 90330000 |  | FIFO | Gnatus | [8 empty] | 0 | 0 | 0 | 1 | 0 | 0 | [7 empty] | 1 |  | GN/SP/DRY DETRITUS SPACER BRACKET 30365004685
IM02935 | Dental Chair Spares-Gnatus-Ear Piece 365004160 | 101001365004160 |  | A Class |  |  | I-Inventory | FG-Finish Good | C | Spares | Dental Chair-Spares | Dental Equiment | Main Location | 90330000 |  | FIFO | Gnatus | [8 empty] | 0 | 0 | 0 | 1 | 0 | 0 | [7 empty] | 1 |  | Gn/Sp/Ear Piece 365004160
IM02936 | Dental Chair Spares-Gnatus-Electrode Level Verifier 30300054905 | 10100130300054900 |  | A Class |  |  | I-Inventory | FG-Finish Good | R | Spares | Dental Chair-Spares | Dental Equiment | Main Location | 90330000 |  | FIFO | Gnatus | [8 empty] | 0 | 0 | 0 | 1 | 0 | 0 | [7 empty] | 1 |  | GN/SP/ELECTRODE LEVEL VERIFIER 30300054905
IM02937 | Dental Chair Spares-Gnatus-Electronic Board Cover 607001880 | 101001607001880 |  | A Class |  |  | I-Inventory | FG-Finish Good | R | Spares | Dental Chair-Spares | Dental Equiment | Main Location | 90330000 |  | FIFO | Gnatus | [8 empty] | 0 | 0 | 0 | 1 | 0 | 0 | [7 empty] | 1 |  | Gn/Sp/Electronic Board Cover 607001880
IM02938 | Dental Chair Spares-Gnatus-Elev Ii Actuat Finish Cov Syn G8 Dent Ch 601000328 | 101001601000328 |  | A Class |  |  | I-Inventory | FG-Finish Good | R | Spares | Dental Chair-Spares | Dental Equiment | Main Location | 90330000 |  | FIFO | Gnatus | [8 empty] | 0 | 0 | 0 | 1 | 0 | 0 | [7 empty] | 1 |  | GN/SP/ELEV II ACTUAT FINISH COV SYN G8 DENT CH 601000328
IM02939 | Dental Chair Spares-Gnatus-Encapsulado Magnetico 300052122 | 101001300052122 |  | A Class |  |  | I-Inventory | FG-Finish Good | R | Spares | Dental Chair-Spares | Dental Equiment | Main Location | 90330000 |  | FIFO | Gnatus | [8 empty] | 0 | 0 | 0 | 1 | 0 | 0 | [7 empty] | 1 |  | Gn/Sp/Encapsulado Magnetico 300052122
IM02940 | Dental Chair Spares-Gnatus-Eq Arm Brake Activation Left Button 365004709 | 101001365004709 |  | A Class |  |  | I-Inventory | FG-Finish Good | R | Spares | Dental Chair-Spares | Dental Equiment | Main Location | 90330000 |  | FIFO | Gnatus | [8 empty] | 0 | 0 | 0 | 1 | 0 | 0 | [7 empty] | 1 |  | GN/SP/EQ ARM BRAKE ACTIVATION LEFT BUTTON 365004709
IM02941 | Dental Chair Spares-Gnatus-Eq Arm Brake Activation Right Button 365004708 | 101001365004708 |  | A Class |  |  | I-Inventory | FG-Finish Good | R | Spares | Dental Chair-Spares | Dental Equiment | Main Location | 90330000 |  | FIFO | Gnatus | [8 empty] | 0 | 0 | 0 | 1 | 0 | 0 | [7 empty] | 1 |  | GN/SP/EQ ARM BRAKE ACTIVATION RIGHT BUTTON 365004708
IM02942 | Dental Chair Spares-Gnatus-Equip Lid Syncrus Ls Pad Set Inova Pad New 904005071 | 101001904005071 |  | A Class |  |  | I-Inventory | FG-Finish Good | R | Spares | Dental Chair-Spares | Dental Equiment | Main Location | 90330000 |  | FIFO | Gnatus | [8 empty] | 0 | 0 | 0 | 1 | 0 | 0 | [7 empty] | 1 |  | Gn/Sp/Equip Lid Syncrus Ls Pad Set Inova Pad New 904005071
IM02943 | Dental Chair Spares-Gnatus-Fan Subset Bio Vac Ii 707001581 | 101001707001581 |  | A Class |  |  | I-Inventory | FG-Finish Good | R | Spares | Dental Chair-Spares | Dental Equiment | Main Location | 90330000 |  | FIFO | Gnatus | [8 empty] | 0 | 0 | 0 | 1 | 0 | 0 | [7 empty] | 1 |  | Gn/Sp/Fan Subset Bio Vac II 707001581
IM02944 | Dental Chair Spares-Gnatus-Base-Screw Condilar/Bow Locking Gray 365004415 | 101001365004415 |  | A Class |  |  | I-Inventory | FG-Finish Good | C | Spares | Dental Chair-Spares | Dental Equiment | Main Location | 90330000 |  | FIFO | Gnatus | [8 empty] | 0 | 0 | 0 | 1 | 0 | 0 | [7 empty] | 1 |  | Gn/Ba/Sp/Screw Condilar/Bow Locking Gray 365004415
IM02945 | Dental Chair Spares-Gnatus-Finish Washer Column 365004637 | 101001365004637 |  | A Class |  |  | I-Inventory | FG-Finish Good | R | Spares | Dental Chair-Spares | Dental Equiment | Main Location | 90330000 |  | FIFO | Gnatus | [8 empty] | 0 | 0 | 0 | 1 | 0 | 0 | [7 empty] | 1 |  | Gn/Sp/Finish Washer Column 365004637
IM02946 | Dental Chair Spares-Gnatus-Base-Small Floor Box 604006284/604006190 | 101001604006284 |  | A Class |  |  | I-Inventory | FG-Finish Good | R | Spares | Dental Chair-Spares | Dental Equiment | Main Location | 90330000 |  | FIFO | Gnatus | [8 empty] | 0 | 0 | 0 | 1 | 0 | 0 | [7 empty] | 1 |  | GN/BA/SP/SMALL FLOOR BOX 604006284/604006190
IM02947 | Dental Chair Spares-Gnatus-Fixed Left Side Cover 365004694 | 101001365004694 |  | A Class |  |  | I-Inventory | FG-Finish Good | R | Spares | Dental Chair-Spares | Dental Equiment | Main Location | 90330000 |  | FIFO | Gnatus | [8 empty] | 0 | 0 | 0 | 1 | 0 | 0 | [7 empty] | 1 |  | Gn/Sp/Fixed Left Side Cover 365004694
IM02948 | Dental Chair Spares-Gnatus-Foot Control Knob 365003060 | 101001365003060 |  | A Class |  |  | I-Inventory | FG-Finish Good | R | Spares | Dental Chair-Spares | Dental Equiment | Main Location | 90330000 |  | FIFO | Gnatus | [8 empty] | 0 | 0 | 0 | 1 | 0 | 0 | [7 empty] | 1 |  | Gn/Sp/Foot Control Knob 365003060
IM02949 | Dental Chair Spares-Gnatus-Base-S-Series Rexine Forro EX.1.0 M.PA. 40/1 G.CHEV.Nozes 90-17110-066 | 101001SREXINEFORRONOZES9017110066 |  | A Class |  |  | I-Inventory | FG-Finish Good | R | Spares | Dental Chair-Spares | Dental Equiment | Main Location | 90330000 |  | FIFO | Gnatus | [8 empty] | 0 | 0 | 0 | 1 | 0 | 0 | [7 empty] | 1 |  | GN/BA/SP-S-SERIES REXINE FORRO EX.1.0 M.PA. 40/1 G.CHEV.NOZES 90-17110-066
IM02950 | Dental Chair Spares-Gnatus-Foot Pedal Pistol 300017604 | GN/DC/SP/FOOT PEDAL PISTON 300017604 |  | A Class |  |  | I-Inventory | FG-Finish Good | C | Spares | Dental Chair-Spares | Dental Equiment | Main Location | 90330000 |  | FIFO | Gnatus | [8 empty] | 0 | 0 | 0 | 1 | 0 | 0 | [7 empty] | 1 |  | GN/DC/SP/FOOT PEDAL PISTOL 300017604
IM02951 | Dental Chair Spares-Gnatus-Friction Bolt Fork Led Top Reflector 300054173 | 101001300054173 |  | A Class |  |  | I-Inventory | FG-Finish Good | R | Spares | Dental Chair-Spares | Dental Equiment | Main Location | 90330000 |  | FIFO | Gnatus | [8 empty] | 0 | 0 | 0 | 1 | 0 | 0 | [7 empty] | 1 |  | Gn/Sp/Friction Bolt Fork Led Top Reflector 300054173
IM02952 | Dental Chair Spares-Gnatus-Fuse 5 Amp 302002870 | 101001302002870 |  | A Class |  |  | I-Inventory | FG-Finish Good | C | Spares | Dental Chair-Spares | Dental Equiment | Main Location | 90330000 |  | FIFO | Gnatus | [8 empty] | 0 | 0 | 0 | 1 | 0 | 0 | [7 empty] | 1 |  | Gn/Sp/Fuse 5 Amp 302002870
IM02953 | Dental Chair Spares-Gnatus-Fuse Connector 302001800 | 101001302001800 |  | A Class |  |  | I-Inventory | FG-Finish Good | C | Spares | Dental Chair-Spares | Dental Equiment | Main Location | 90330000 |  | FIFO | Gnatus | [8 empty] | 0 | 0 | 0 | 1 | 0 | 0 | [7 empty] | 1 |  | Gn/Sp/Fuse Connector 302001800
IM02954 | Dental Chair Spares-Gnatus-Fuse Holder Nozzle 365004618 | 101001365004618 |  | A Class |  |  | I-Inventory | FG-Finish Good | R | Spares | Dental Chair-Spares | Dental Equiment | Main Location | 90330000 |  | FIFO | Gnatus | [8 empty] | 0 | 0 | 0 | 1 | 0 | 0 | [7 empty] | 1 |  | Gn/Sp/Fuse Holder Nozzle 365004618
IM02955 | Dental Chair Spares-Gnatus-G3 Chair Right Side Arm 4100000995 | 1010014100000990 |  | A Class |  |  | I-Inventory | FG-Finish Good | R | Spares | Dental Chair-Spares | Dental Equiment | Main Location | 90330000 |  | FIFO | Gnatus | [8 empty] | 0 | 0 | 0 | 1 | 0 | 0 | [7 empty] | 1 |  | GN/G3/SP/G3 CHAIR RIGHT SIDE ARM 4100000995
IM02956 | Dental Chair Spares-Gnatus-G3 Chair Soft Hlg Vd-Mint Seat Upholstery 41000000180 | 101001CHUPG3MINT41000000180 |  | A Class |  |  | I-Inventory | FG-Finish Good | R | Spares | Dental Chair-Spares | Dental Equiment | Main Location | 90330000 |  | FIFO | Gnatus | [8 empty] | 0 | 0 | 0 | 1 | 0 | 0 | [7 empty] | 1 |  | GN/DC/SP/G3 CHAIR SOFT HLG VD-MINT SEAT UPHOLSTERY 41000000180
IM02957 | Dental Chair Spares-Gnatus-G3 Chair Water Unit Body Upper Cover 31000000111 | 10100131000000100 |  | A Class |  |  | I-Inventory | FG-Finish Good | R | Spares | Dental Chair-Spares | Dental Equiment | Main Location | 90330000 |  | FIFO | Gnatus | [8 empty] | 0 | 0 | 0 | 1 | 0 | 0 | [7 empty] | 1 |  | Gn/dc/sp/G3 Chair Water Unit Body Upper Cover 31000000111
IM02958 | Dental Chair Spares-Gnatus-G3 Chair Water Unit Sensor Hidden Cap 31000000114 | 10100131000000100 |  | A Class |  |  | I-Inventory | FG-Finish Good | R | Spares | Dental Chair-Spares | Dental Equiment | Main Location | 90330000 |  | FIFO | Gnatus | [8 empty] | 0 | 0 | 0 | 1 | 0 | 0 | [7 empty] | 1 |  | GN/SP/G3 CHAIR WATER UNIT SENSOR HIDDEN CAP 31000000114
IM02959 | Dental Chair Spares-Gnatus-G3 Chair Water Unit Suction Filter Assembly 365004699 | 101001365004699 |  | A Class |  |  | I-Inventory | FG-Finish Good | R | Spares | Dental Chair-Spares | Dental Equiment | Main Location | 90330000 |  | FIFO | Gnatus | [8 empty] | 0 | 0 | 0 | 1 | 0 | 0 | [7 empty] | 1 |  | Gn/Sp/G3 Chair Water Unit Suction Filter Assembly 365004699
IM02960 | Dental Chair Spares-Gnatus-G3 Chair Water Unit Suction Filter Yellow 41000000309 | 10100141000000300 |  | A Class |  |  | I-Inventory | FG-Finish Good | R | Spares | Dental Chair-Spares | Dental Equiment | Main Location | 90330000 |  | FIFO | Gnatus | [8 empty] | 0 | 0 | 0 | 1 | 0 | 0 | [7 empty] | 1 |  | Gn/dc/sp/G3 Chair Water Unit Suction Filter Yellow 41000000309
IM02961 | Dental Chair Spares-Gnatus-G3 Delivery Unit Pressure Gauge-3100000029 | 10100131000000000 |  | A Class |  |  | I-Inventory | FG-Finish Good | R | Spares | Dental Chair-Spares | Dental Equiment | Main Location | 90330000 |  | FIFO | Gnatus | [8 empty] | 0 | 0 | 0 | 1 | 0 | 0 | [7 empty] | 1 |  | GN/SP/G3 DELIVERY UNIT PRESSURE GAUGE-3100000029
IM02962 | Dental Chair Spares-Gnatus-Base-Steel Scr Pan Philps Head 3/16 X 1/2 27210-010 | 101052PHILPS27210010 |  | A Class |  |  | I-Inventory | FG-Finish Good | C | Spares | Dental Chair-Spares | Dental Equiment | Main Location | 90330000 |  | FIFO | Gnatus | [8 empty] | 0 | 0 | 0 | 1 | 0 | 0 | [7 empty] | 1 |  | GN/BA/SP/STEEL SCR PAN PHILPS HEAD 3/16 X 1/2 27210-010
IM02963 | Dental Chair Spares-Gnatus-Base-Stool Wheel 300042010/20300053873 (All Chair) | 101001300042010 |  | A Class |  |  | I-Inventory | FG-Finish Good | C | Spares | Dental Chair-Spares | Dental Equiment | Main Location | 90330000 |  | FIFO | Gnatus | [8 empty] | 0 | 0 | 0 | 1 | 0 | 0 | [7 empty] | 1 |  | Gn/Ba/Sp/Stool Wheel 300042010/20300053873 (All Chair)
IM02964 | Dental Chair Spares-Gnatus-G3 Lower Hanging Delivery Unit Air Lock Switch 31000000171 | 10100131000000100 |  | A Class |  |  | I-Inventory | FG-Finish Good | R | Spares | Dental Chair-Spares | Dental Equiment | Main Location | 90330000 |  | FIFO | Gnatus | [8 empty] | 0 | 0 | 0 | 1 | 0 | 0 | [7 empty] | 1 |  | Gn/Sp/G3 Lower Hanging Delivery Unit Air Lock Switch 31000000171
IM02965 | Dental Chair Spares-Gnatus-G3 Lower Hanging Delivery Unit Side Sticker Cover 41000000101 | 10100141000000100 |  | A Class |  |  | I-Inventory | FG-Finish Good | R | Spares | Dental Chair-Spares | Dental Equiment | Main Location | 90330000 |  | FIFO | Gnatus | [8 empty] | 0 | 0 | 0 | 1 | 0 | 0 | [7 empty] | 1 |  | GN/DC/SP/G3 LOWER HANGING DELIVERY UNIT SIDE STICKER COVER 41000000101
IM02966 | Dental Chair Spares-Gnatus-G3 Lower Hanging Delivery Unit Tubing Nut 41000000122 | 10100141000000100 |  | A Class |  |  | I-Inventory | FG-Finish Good | R | Spares | Dental Chair-Spares | Dental Equiment | Main Location | 90330000 |  | FIFO | Gnatus | [8 empty] | 0 | 0 | 0 | 1 | 0 | 0 | [7 empty] | 1 |  | Gn/Sp/G3 Lower Hanging Delivery Unit Tubing Nut 41000000122
IM02967 | Dental Chair Spares-Gnatus-G3 New Chair Light Blue Backrest Upholstery 43 | 101001BKRUPHLBLUE43 |  | A Class |  |  | I-Inventory | FG-Finish Good | R | Spares | Dental Chair-Spares | Dental Equiment | Main Location | 90184900 |  | FIFO | Gnatus | [8 empty] | 0 | 0 | 0 | 1 | 0 | 0 | [7 empty] | 1 |  | GN/DC/UPH/G3 NEW CHAIR LIGHT BLUE BACKREST UPHOLSTERY 43
IM02968 | Dental Chair Spares-Gnatus-G3 Over Hanging Delivery Unit Custion Pad 31000000149 | 10100131000000100 |  | A Class |  |  | I-Inventory | FG-Finish Good | R | Spares | Dental Chair-Spares | Dental Equiment | Main Location | 90330000 |  | FIFO | Gnatus | [8 empty] | 0 | 0 | 0 | 1 | 0 | 0 | [7 empty] | 1 |  | Gn/Sp/G3 Over Hanging Delivery Unit Custion Pad 31000000149
IM02969 | Dental Chair Spares-Gnatus-G3 Over Hanging Delivery Unit Instrument Tray 41000000120 | 10100141000000100 |  | A Class |  |  | I-Inventory | FG-Finish Good | R | Spares | Dental Chair-Spares | Dental Equiment | Main Location | 90330000 |  | FIFO | Gnatus | [8 empty] | 0 | 0 | 0 | 1 | 0 | 0 | [7 empty] | 1 |  | Gn/Sp/G3 Over Hanging Delivery Unit Instrument Tray 41000000120
IM02970 | Dental Chair Spares-Gnatus-Base-Storus Up/Down Sensor- 300016865 | 101001300016865 |  | A Class |  |  | I-Inventory | FG-Finish Good | R | Spares | Dental Chair-Spares | Dental Equiment | Main Location | 90330000 |  | FIFO | Gnatus | [8 empty] | 0 | 0 | 0 | 1 | 0 | 0 | [7 empty] | 1 |  | Gn/Ba/Sp/Storus Up/Down Sensor- 300016865
IM02971 | Dental Chair Spares-Gnatus-Base-Super Gold/Inova Pad Foot Control Metal Base Plate | 101001INVPFCMETALBASEPLATE |  | A Class |  |  | I-Inventory | FG-Finish Good | R | Spares | Dental Chair-Spares | Dental Equiment | Main Location | 90330000 |  | FIFO | Gnatus | [8 empty] | 0 | 0 | 0 | 1 | 0 | 0 | [7 empty] | 1 |  | GN/BA/SP/SUPER GOLD/INOVA PAD FOOT CONTROL METAL BASE PLATE
IM02972 | Dental Chair Spares-Gnatus-Base-Syn. H D/U Pci With Reversion Relay 300051698 | 101001300051698 |  | A Class |  |  | I-Inventory | FG-Finish Good | C | Spares | Dental Chair-Spares | Dental Equiment | Main Location | 90330000 |  | FIFO | Gnatus | [8 empty] | 0 | 0 | 0 | 1 | 0 | 0 | [7 empty] | 1 |  | GN/BA/SP/SYN. H D/U PCI WITH REVERSION RELAY 300051698
IM02973 | Dental Chair Spares-Gnatus-Base-Syncrus Gl/Gold Transformer 302002970 | 101001302002970 |  | A Class |  |  | I-Inventory | FG-Finish Good | R | Spares | Dental Chair-Spares | Dental Equiment | Main Location | 90330000 |  | FIFO | Gnatus | [8 empty] | 0 | 0 | 0 | 1 | 0 | 0 | [7 empty] | 1 |  | Gn/Ba/Sp/Syncrus Gl/Gold Transformer 302002970
IM02974 | Dental Chair Spares-Gnatus-Base-Top Chairhead Rest Nut 300021136/300051039 | 101001300051039 |  | A Class |  |  | I-Inventory | FG-Finish Good | R | Spares | Dental Chair-Spares | Dental Equiment | Main Location | 90330000 |  | FIFO | Gnatus | [8 empty] | 0 | 0 | 0 | 1 | 0 | 0 | [7 empty] | 1 |  | GN/BA/SP/TOP CHAIRHEAD REST NUT 300021136/300051039
IM02975 | Dental Chair Spares-Gnatus-Base-Xpress Inova Pad/Gold Chair Backrest Upholstery Mint Green 42 | 101001CHUPHOLMINTGREEN42 |  | A Class |  |  | I-Inventory | FG-Finish Good | R | Spares | Dental Chair-Spares | Dental Equiment | Main Location | 90330000 |  | FIFO | Gnatus | [5 empty] | . |  |  | 0 | 0 | 0 | 1 | 0 | 0 | [7 empty] | 1 |  | GN/BA/SP/XPRESS INOVA PAD/GOLD CHAIR BACKREST UPHOLSTERY MINT GREEN 42
IM02976 | Dental Chair Spares-Gnatus-Base-Xpress/Gold Chair Seat Uphostery Lilac 34 | 101001GOLDCHLILAC34 |  | A Class |  |  | I-Inventory | FG-Finish Good | R | Spares | Dental Chair-Spares | Dental Equiment | Main Location | 90330000 |  | FIFO | Gnatus | [5 empty] | .. |  |  | 0 | 0 | 0 | 1 | 0 | 0 | [7 empty] | 1 |  | GN/BA/SP/XPRESS/GOLD CHAIR SEAT UPHOSTERY LILAC 34
IM02977 | Dental Chair Spares-Gnatus-G3-Gnatus Chair Uphl G3 New Plus Silver 30 | 101001G3NEWG3PLUSUPHOLSILVER30 |  | A Class |  |  | I-Inventory | FG-Finish Good | R | Spares | Dental Chair-Spares | Dental Equiment | Main Location | 90184900 |  | FIFO | Gnatus | [8 empty] | 0 | 0 | 0 | 1 | 0 | 0 | [7 empty] | 1 |  | GN/DC/UP/G3/GNATUS CHAIR UPHL G3 NEW PLUS SILVER 30
IM02978 | Dental Chair Spares-Gnatus-G4 Chair Gener Swit Supply Harness Dent 300054255 | 101001300054255 |  | A Class |  |  | I-Inventory | FG-Finish Good | R | Spares | Dental Chair-Spares | Dental Equiment | Main Location | 90330000 |  | FIFO | Gnatus | [8 empty] | 0 | 0 | 0 | 1 | 0 | 0 | [7 empty] | 1 |  | Gn/Sp/G4 Chair Gener Swit Supply Harness Dent 300054255
IM02979 | Dental Chair Spares-Gnatus-G4 Chair Low Suction Tubing-361000789 | 101001361000789 |  | A Class |  |  | I-Inventory | FG-Finish Good | R | Spares | Dental Chair-Spares | Dental Equiment | Main Location | 90330000 |  | FIFO | Gnatus | [8 empty] | 0 | 0 | 0 | 1 | 0 | 0 | [7 empty] | 1 |  | Gn/SP/G4 Chair Low Suction Tubing-361000789
IM02980 | Dental Chair Spares-Gnatus-G4 Chair Lower Bear Finish Cover Dent Sync. 601001258 | 101001601001258 |  | A Class |  |  | I-Inventory | FG-Finish Good | R | Spares | Dental Chair-Spares | Dental Equiment | Main Location | 90330000 |  | FIFO | Gnatus | [8 empty] | 0 | 0 | 0 | 1 | 0 | 0 | [7 empty] | 1 |  | Gn/Sp/G4 Chair Lower Bear Finish Cover Dent Sync. 601001258
IM02981 | Dental Chair Spares-Gnatus-G4 Chair Seat Finishing Cover 601001257 | 101001601001257 |  | A Class |  |  | I-Inventory | FG-Finish Good | R | Spares | Dental Chair-Spares | Dental Equiment | Main Location | 90330000 |  | FIFO | Gnatus | [8 empty] | 0 | 0 | 0 | 1 | 0 | 0 | [7 empty] | 1 |  | Gn/Sp/G4 Chair Seat Finishing Cover 601001257
IM02982 | Dental Chair Spares-Gnatus-G4 Chair Side Finishing Lid 365004729 | 101001365004729 |  | A Class |  |  | I-Inventory | FG-Finish Good | R | Spares | Dental Chair-Spares | Dental Equiment | Main Location | 90330000 |  | FIFO | Gnatus | [8 empty] | 0 | 0 | 0 | 1 | 0 | 0 | [7 empty] | 1 |  | Gn/Sp/G4 Chair Side Finishing LID 365004729
IM02983 | Dental Chair Spares-Gnatus-G4 Chair Water Unit Body Upper Cover 365004782 | 101001365004782 |  | A Class |  |  | I-Inventory | FG-Finish Good | R | Spares | Dental Chair-Spares | Dental Equiment | Main Location | 90330000 |  | FIFO | Gnatus | [8 empty] | 0 | 0 | 0 | 1 | 0 | 0 | [7 empty] | 1 |  | GN/SP/G4 CHAIR WATER UNIT BODY UPPER COVER 365004782
IM02984 | Dental Chair Spares-Gnatus-G4 Elevation Actuator Finishing Cover 601001535 | 101001601001535 |  | A Class |  |  | I-Inventory | FG-Finish Good | R | Spares | Dental Chair-Spares | Dental Equiment | Main Location | 90330000 |  | FIFO | Gnatus | [8 empty] | 0 | 0 | 0 | 1 | 0 | 0 | [7 empty] | 1 |  | Gn/Sp/G4 Elevation Actuator Finishing Cover 601001535
IM02985 | Dental Chair Spares-Gnatus-Bio/Water Ii Tank Housing 300047260 | 101001300047260 |  | A Class |  |  | I-Inventory | FG-Finish Good | R | Spares | Dental Chair-Spares | Dental Equiment | Main Location | 90330000 |  | FIFO | Gnatus | [8 empty] | 0 | 0 | 0 | 1 | 0 | 0 | [7 empty] | 1 |  | GN/SP/BIO/WATER II TANK HOUSING 300047260
IM02986 | Dental Chair Spares-Gnatus-Brake Valve Arm Equipment G8/H8 300054226 | 101001300054226 |  | A Class |  |  | I-Inventory | FG-Finish Good | R | Spares | Dental Chair-Spares | Dental Equiment | Main Location | 90330000 |  | FIFO | Gnatus | [8 empty] | 0 | 0 | 0 | 1 | 0 | 0 | [7 empty] | 1 |  | Gn/SP/Brake Valve Arm Equipment G8/H8 300054226
IM02987 | Dental Chair Spares-Gnatus-G8 Air Rotor Rubber Pad-365004731 | 10100130365004700 |  | A Class |  |  | I-Inventory | FG-Finish Good | R | Spares | Dental Chair-Spares | Dental Equiment | Main Location | 90330000 |  | FIFO | Gnatus | [8 empty] | 0 | 0 | 0 | 1 | 0 | 0 | [7 empty] | 1 |  | GN/SP/G8 AIR ROTOR RUBBER PAD-365004731
IM02988 | Dental Chair Spares-Gnatus-G8 Chair 5 Led Light Head Lower Body 603006369 | 101001603006369 |  | A Class |  |  | I-Inventory | FG-Finish Good | R | Spares | Dental Chair-Spares | Dental Equiment | Main Location | 90330000 |  | FIFO | Gnatus | [8 empty] | 0 | 0 | 0 | 1 | 0 | 0 | [7 empty] | 1 |  | Gn/SP/G8 Chair 5 Led Light Head Lower Body 603006369
IM02989 | Dental Chair Spares-Gnatus-G8 Chair Assistance Side Water Unit Upper Cover 365004719 | 101001365004719 |  | A Class |  |  | I-Inventory | FG-Finish Good | R | Spares | Dental Chair-Spares | Dental Equiment | Main Location | 90330000 |  | FIFO | Gnatus | [8 empty] | 0 | 0 | 0 | 1 | 0 | 0 | [7 empty] | 1 |  | Gn/SP/G8 Chair Assistance Side Water Unit Upper Cover 365004719
IM02990 | Dental Chair Spares-Gnatus-G8 Chair Assit.Side Water Sticker-300054232 | 101001300054232 |  | A Class |  |  | I-Inventory | FG-Finish Good | R | Spares | Dental Chair-Spares | Dental Equiment | Main Location | 90330000 |  | FIFO | Gnatus | [8 empty] | 0 | 0 | 0 | 1 | 0 | 0 | [7 empty] | 1 |  | Gn/SP/G8 Chair Assit.Side Water Sticker-300054232
IM02991 | Dental Chair Spares-Gnatus-G8 Chair Backrest Ribid 300043730 | 101001300043730 |  | A Class |  |  | I-Inventory | FG-Finish Good | C | Spares | Dental Chair-Spares | Dental Equiment | Main Location | 90330000 |  | FIFO | Gnatus | [8 empty] | 0 | 0 | 0 | 1 | 0 | 0 | [7 empty] | 1 |  | Gn/Sp/G8 Chair Backrest Ribid 300043730
IM02992 | Dental Chair Spares-Gnatus-G8 Chair Backrest Uphostery Vibation Motor-901008689 | 101001901008689 |  | A Class |  |  | I-Inventory | FG-Finish Good | R | Spares | Dental Chair-Spares | Dental Equiment | Main Location | 90330000 |  | FIFO | Gnatus | [8 empty] | 0 | 0 | 0 | 1 | 0 | 0 | [7 empty] | 1 |  | GN/SP/G8 CHAIR BACKREST UPHOSTERY VIBATION MOTOR-901008689
IM02993 | Dental Chair Spares-Gnatus-G8 Chair Backtrest Motor-901008679 | 101001901008679 |  | A Class |  |  | I-Inventory | FG-Finish Good | R | Spares | Dental Chair-Spares | Dental Equiment | Main Location | 90330000 |  | FIFO | Gnatus | [8 empty] | 0 | 0 | 0 | 1 | 0 | 0 | [7 empty] | 1 |  | Gn/Sp/G8 Chair Backtrest Motor-901008679
IM02994 | Dental Chair Spares-Gnatus-G8 Chair CJ Pedal Comando Integ Chip Blower 901008675 | 101001901008675 |  | A Class |  |  | I-Inventory | FG-Finish Good | R | Spares | Dental Chair-Spares | Dental Equiment | Main Location | 90330000 |  | FIFO | Gnatus | [8 empty] | 0 | 0 | 0 | 1 | 0 | 0 | [7 empty] | 1 |  | Gn/G8/Sp/Chair CJ Pedal Comando Integ Chip Blower 901008675
IM02995 | Dental Chair Spares-Gnatus-G8 Chair Head Rest Clamp-901008435 | 101001901008435 |  | A Class |  |  | I-Inventory | FG-Finish Good | R | Spares | Dental Chair-Spares | Dental Equiment | Main Location | 90330000 |  | FIFO | Gnatus | [8 empty] | 0 | 0 | 0 | 1 | 0 | 0 | [7 empty] | 1 |  | Gn/Sp/G8 Chair Head Rest Clamp-901008435
IM02996 | Dental Chair Spares-Gnatus-G8 Chair Head Rest Rod-901008437 | 101001901008437 |  | A Class |  |  | I-Inventory | FG-Finish Good | R | Spares | Dental Chair-Spares | Dental Equiment | Main Location | 90330000 |  | FIFO | Gnatus | [8 empty] | 0 | 0 | 0 | 1 | 0 | 0 | [7 empty] | 1 |  | GN/SP/G8 CHAIR HEAD REST ROD-901008437
IM02997 | Dental Chair Spares-Gnatus-G8 Chair Main PCB 601001098 | 101001601001098 |  | A Class |  |  | I-Inventory | FG-Finish Good | R | Spares | Dental Chair-Spares | Dental Equiment | Main Location | 90330000 |  | FIFO | Gnatus | [8 empty] | 0 | 0 | 0 | 1 | 0 | 0 | [7 empty] | 1 |  | Gn/Sp/G8 Chair Main Pcb 601001098
IM02998 | Dental Chair Spares-Gnatus-G8 Chair Main Transformer 302003643 | 101001302003643 |  | A Class |  |  | I-Inventory | FG-Finish Good | R | Spares | Dental Chair-Spares | Dental Equiment | Main Location | 90330000 |  | FIFO | Gnatus | [8 empty] | 0 | 0 | 0 | 1 | 0 | 0 | [7 empty] | 1 |  | Gn/SP/G8 Chair Main Transformer 302003643
IM02999 | Dental Chair Spares-Gnatus-G8 Chair Seat Uphostery Frame Upper Cover-601001277 | 101001601001277 |  | A Class |  |  | I-Inventory | FG-Finish Good | R | Spares | Dental Chair-Spares | Dental Equiment | Main Location | 90330000 |  | FIFO | Gnatus | [8 empty] | 0 | 0 | 0 | 1 | 0 | 0 | [7 empty] | 1 |  | Gn/SP/G8 Chair Seat Uphostery Frame Upper Cover-601001277
IM03000 | Dental Chair Spares-Gnatus-G8 Chair Vinration Controlling Remote Base | 1010018CHCTRLREMOTEBASE |  | A Class |  |  | I-Inventory | FG-Finish Good | R | Spares | Dental Chair-Spares | Dental Equiment | Main Location | 90330000 |  | FIFO | Gnatus | [5 empty] | . |  |  | 0 | 0 | 0 | 1 | 0 | 0 | [7 empty] | 1 |  | GN/SP/G8 CHAIR VINRATION CONTROLLING REMOTE BASE
IM03001 | Dental Chair Spares-Gnatus-G8 Delivery Unit Lexan Front Panel 300054223 | 101001300054223 |  | A Class |  |  | I-Inventory | FG-Finish Good | R | Spares | Dental Chair-Spares | Dental Equiment | Main Location | 90330000 |  | FIFO | Gnatus | [8 empty] | 0 | 0 | 0 | 1 | 0 | 0 | [7 empty] | 1 |  | Gn/Sp/G8 Delivery Unit Lexan Front Panel 300054223
IM03002 | Dental Chair Spares-Gnatus-Conexao Macho C/Rosca P/Mang 1.6Mm 365004616 | 101001365004616 |  | A Class |  |  | I-Inventory | FG-Finish Good | R | Spares | Dental Chair-Spares | Dental Equiment | Main Location | 90330000 |  | FIFO | Gnatus | [8 empty] | 0 | 0 | 0 | 1 | 0 | 0 | [7 empty] | 1 |  | GN/SP/CONEXAO MACHO C/ROSCA P/MANG 1.6MM 365004616
IM03003 | Dental Chair Spares-Gnatus-G8 Left Side Ii Cover Syncrus 601000324 | 101001601000324 |  | A Class |  |  | I-Inventory | FG-Finish Good | R | Spares | Dental Chair-Spares | Dental Equiment | Main Location | 90330000 |  | FIFO | Gnatus | [8 empty] | 0 | 0 | 0 | 1 | 0 | 0 | [7 empty] | 1 |  | Gn/Sp/G8 Left Side II Cover Syncrus 601000324
IM03004 | Dental Chair Spares-Gnatus-Gas Spring Without Action 102 Kgs 300054590 | 101001300054590 |  | A Class |  |  | I-Inventory | FG-Finish Good | C | Spares | Dental Chair-Spares | Dental Equiment | Main Location | 90330000 |  | FIFO | Gnatus | [8 empty] | 0 | 0 | 0 | 1 | 0 | 0 | [7 empty] | 1 |  | GN/SP/GAS SPRING WITHOUT ACTION 102 KGS 300054590
IM03005 | Dental Chair Spares-Gnatus-Geenco Dual Vontage Engine Vac Pump Dry 30300054999 | 10100130300054900 |  | A Class |  |  | I-Inventory | FG-Finish Good | R | Spares | Dental Chair-Spares | Dental Equiment | Main Location | 90330000 |  | FIFO | Gnatus | [8 empty] | 0 | 0 | 0 | 1 | 0 | 0 | [7 empty] | 1 |  | GN/SP/GEENCO DUAL VONTAGE ENGINE VAC PUMP DRY 30300054999
IM03006 | Dental Chair Spares-Gnatus-Glass Reflector 302500135 | 101001302500135 |  | A Class |  |  | I-Inventory | FG-Finish Good | R | Spares | Dental Chair-Spares | Dental Equiment | Main Location | 90330000 |  | FIFO | Gnatus | [8 empty] | 0 | 0 | 0 | 1 | 0 | 0 | [7 empty] | 1 |  | Gn/Sp/Glass Reflector 302500135
IM03007 | Dental Chair Spares-Gnatus-Glx Chair Main PCB 601001215 | 101001601001215 |  | A Class |  |  | I-Inventory | FG-Finish Good | R | Spares | Dental Chair-Spares | Dental Equiment | Main Location | 90330000 |  | FIFO | Gnatus | [8 empty] | 0 | 0 | 0 | 1 | 0 | 0 | [7 empty] | 1 |  | Gn/Sp/Glx Chair Main Pcb 601001215
IM03008 | Dental Chair Spares-Gnatus-Gnatus Chair Rexine Pvc Laminate White 1.0Mm 31000000373 | 101001REXINEPVCLAMWHITE31000000373 |  | A Class |  |  | I-Inventory | FG-Finish Good | R | Spares | Dental Chair-Spares | Dental Equiment | Main Location | 90330000 |  | FIFO | Gnatus | [8 empty] | 0 | 0 | 0 | 1 | 0 | 0 | [7 empty] | 1 |  | GN/DC/SP/GNATUS CHAIR REXINE PVC LAMINATE WHITE 1.0MM 31000000373
IM03009 | Dental Chair Spares-Gnatus-Gnatus Dental Chair Rexine 103-Granada- 17110-088 | 101001REXINEGRANADA17110088 |  | A Class |  |  | I-Inventory | TG-Trading Good |  | Spares | Dental Chair-Spares | Dental Equiment | Main Location |  |  | FIFO | Gnatus | [8 empty] | 0 | 0 | 0 | 1 | 0 | 0 | [7 empty] | 1 |  | GN/DC/RX/GNATUS DENTAL CHAIR REXINE 103-GRANADA- 17110-088
IM03010 | Dental Chair Spares-Gnatus-Gnatus Dental Head Light Persus Led Without PCB-Bulb | 101001LIGHTWOPCBBULB |  | A Class |  |  | I-Inventory | FG-Finish Good | R | Spares | Dental Chair-Spares | Dental Equiment | Main Location | 90330000 |  | FIFO | Gnatus | [8 empty] | 0 | 0 | 0 | 1 | 0 | 0 | [7 empty] | 1 |  | GN/DL/AC/GNATUS DENTAL HEAD LIGHT PERSUS LED WITHOUT PCB-BULB
IM03011 | Dental Chair Spares-Gnatus-Gnatus Dentist Asst. Chair Uphol. Lam N Blue 07 | 101037UPLAMNBLUE07 |  | A Class |  |  | I-Inventory | FG-Finish Good | R | Spares | Dental Chair-Spares | Dental Equiment | Main Location | 90184900 |  | FIFO | Gnatus | [8 empty] | 0 | 0 | 0 | 1 | 0 | 0 | [7 empty] | 1 |  | GN/DS/UP/GNATUS DENTIST ASST. CHAIR UPHOL. LAM N BLUE 07
IM03012 | Dental Chair Spares-Gnatus-Gnatus G3 Dentist Asst Chair Backrest Upholstery Silver 30 | 101037G3BKRUPWSILVER30 |  | A Class |  |  | I-Inventory | FG-Finish Good | R | Spares | Dental Chair-Spares | Dental Equiment | Main Location | 90330000 |  | FIFO | Gnatus | [8 empty] | 0 | 0 | 0 | 1 | 0 | 0 | [7 empty] | 1 |  | GN/DS/UP/GNATUS G3 DENTIST ASST CHAIR BACKREST UPHOLSTERY SILVER 30
IM03013 | Dental Chair Spares-Gnatus-Gnatus G3 Dentist Asst Chair Seat Upholstery Silver 30 | 101037G3SEATUPWSILVER30 |  | A Class |  |  | I-Inventory | FG-Finish Good | R | Spares | Dental Chair-Spares | Dental Equiment | Main Location | 90330000 |  | FIFO | Gnatus | [8 empty] | 0 | 0 | 0 | 1 | 0 | 0 | [7 empty] | 1 |  | GN/DS/UP/GNATUS G3 DENTIST ASST CHAIR SEAT UPHOLSTERY SILVER 30
IM03014 | Dental Chair Spares-Gnatus-Gnatus G3-G3 Plus Chair Backrest Upholstery Gold 31 | 101001G3G3PLUSBKRUPGOLD31 |  | A Class |  |  | I-Inventory | FG-Finish Good | R | Spares | Dental Chair-Spares | Dental Equiment | Main Location | 90330000 |  | FIFO | Gnatus | [8 empty] | 0 | 0 | 0 | 1 | 0 | 0 | [7 empty] | 1 |  | GN/DC/UP/GNATUS G3/G3 PLUS CHAIR BACKREST UPHOLSTERY GOLD 31
IM03015 | Dental Chair Spares-Gnatus-Gnatus G3-G3 Plus Chair Headrest Upholstery Gold 31 | 101001G3G3PLUSHDRUPGOLD31 |  | A Class |  |  | I-Inventory | FG-Finish Good | R | Spares | Dental Chair-Spares | Dental Equiment | Main Location | 90330000 |  | FIFO | Gnatus | [8 empty] | 0 | 0 | 0 | 1 | 0 | 0 | [7 empty] | 1 |  | GN/DC/UP/GNATUS G3/G3 PLUS CHAIR HEADREST UPHOLSTERY GOLD 31
IM03016 | Dental Chair Spares-Gnatus-Gnatus G3-G3 Plus Chair Seat Upholstery Gold 31 | 101001G3G3PLUSSEATUPGOLD31 |  | A Class |  |  | I-Inventory | FG-Finish Good | R | Spares | Dental Chair-Spares | Dental Equiment | Main Location | 90330000 |  | FIFO | Gnatus | [8 empty] | 0 | 0 | 0 | 1 | 0 | 0 | [7 empty] | 1 |  | GN/DC/UP/GNATUS G3/G3 PLUS CHAIR SEAT UPHOLSTERY GOLD 31
IM03017 | Dental Chair Spares-Gnatus-Gnatus G4 Chair Stool Backrest Upholstery Lam. Light Green 17 | 101037G4STBRKLLGREEN17 |  | A Class |  |  | I-Inventory | FG-Finish Good | R | Spares | Dental Chair-Spares | Dental Equiment | Main Location | 90330000 |  | FIFO | Gnatus | [8 empty] | 0 | 0 | 0 | 1 | 0 | 0 | [7 empty] | 1 |  | GN/UP/GNATUS G4 CHAIR STOOL BACKREST UPHOLSTERY LAM. LIGHT GREEN 17
IM03018 | Dental Chair Spares-Gnatus-Gnatus Gold Rexine 31 31000000375 | 101001GOLD31REXINE31000000375 |  | A Class |  |  | I-Inventory | FG-Finish Good | R | Spares | Dental Chair-Spares | Dental Equiment | Main Location | 90330000 |  | FIFO | Gnatus | [8 empty] | 0 | 0 | 0 | 1 | 0 | 0 | [7 empty] | 1 |  | GN/DC/UPH/GNATUS GOLD REXINE 31 31000000375
IM03019 | Dental Chair Spares-Gnatus-Gnatus Head Light Persus Led Wo Pc -Bulb Reflector Cover | 101001LEDWOBULBREFCOVER |  | A Class |  |  | I-Inventory | FG-Finish Good | R | Spares | Dental Chair-Spares | Dental Equiment | Main Location |  |  | FIFO | Gnatus | [8 empty] | 0 | 0 | 0 | 1 | 0 | 0 | [7 empty] | 1 |  | GN/DL/SP/GNATUS HEAD LIGHT PERSUS LED WO PC -BULB REFLECTOR COVER
IM03020 | Dental Chair Spares-Gnatus-Gnatus Mint Green Rexine 42 31000000364 | 101001MINTGREEN42REXIN31000000364 |  | A Class |  |  | I-Inventory | FG-Finish Good | R | Spares | Dental Chair-Spares | Dental Equiment | Main Location | 90330000 |  | FIFO | Gnatus | [8 empty] | 0 | 0 | 0 | 1 | 0 | 0 | [7 empty] | 1 |  | GN/DC/UPH/GNATUS MINT GREEN REXINE 42 31000000364
IM03021 | Dental Chair Spares-Gnatus-Gnatus Pf Fixacao Alavanca 31000000189 | 10100131000000100 |  | A Class |  |  | I-Inventory | FG-Finish Good | R | Spares | Dental Chair-Spares | Dental Equiment | Main Location | 90330000 |  | FIFO | Gnatus | [8 empty] | 0 | 0 | 0 | 1 | 0 | 0 | [7 empty] | 1 |  | GN/DC/SP/GNATUS PF FIXACAO ALAVANCA 31000000189
IM03022 | Dental Chair Spares-Gnatus-Gnatus Rexine Laminated Microtex Navy Blue -31000000372 | 10100131000000300 |  | A Class |  |  | I-Inventory | FG-Finish Good | R | Spares | Dental Chair-Spares | Dental Equiment | Main Location | 90330000 |  | FIFO | Gnatus | [5 empty] | . |  |  | 0 | 0 | 0 | 1 | 0 | 0 | [7 empty] | 1 |  | GN/SP/GNATUS REXINE LAMINATED MICROTEX NAVY BLUE -31000000372
IM03023 | Dental Chair Spares-Gnatus-Gnatus Rexine Laminated Silver 30 31000000363 | 101001REXINELAMSILVER3031000000363 |  | A Class |  |  | I-Inventory | FG-Finish Good | R | Spares | Dental Chair-Spares | Dental Equiment | Main Location | 90330000 |  | FIFO | Gnatus | [8 empty] | 0 | 0 | 0 | 1 | 0 | 0 | [7 empty] | 1 |  | GN/DC/RX/GNATUS REXINE LAMINATED SILVER 30 31000000363
IM03024 | Dental Chair Spares-Gnatus-Gnatus Rexine Laminated Water Green 36 31000000369 | 101001REXINELAMWATERGREEN3631000000369 |  | A Class |  |  | I-Inventory | FG-Finish Good | C | Spares | Dental Chair-Spares | Dental Equiment | Main Location | 90330000 |  | FIFO | Gnatus | [8 empty] | 0 | 0 | 0 | 1 | 0 | 0 | [7 empty] | 1 |  | GN/DC/RX/GNATUS REXINE LAMINATED WATER GREEN 36 31000000369
IM03025 | Dental Chair Spares-Gnatus-Gnatus Spring 385000581 | 101001385000581 |  | A Class |  |  | I-Inventory | FG-Finish Good | C | Spares | Dental Chair-Spares | Dental Equiment | Main Location | 90330000 |  | FIFO | Gnatus | [8 empty] | 0 | 0 | 0 | 1 | 0 | 0 | [7 empty] | 1 |  | GN/DC/SP/GNATUS SPRING 385000581
IM03026 | Dental Chair Spares-Gnatus-Gnatus Stool Backrest Upholstery 41000000445 | 10103741000000400 |  | A Class |  |  | I-Inventory | FG-Finish Good | R | Spares | Dental Chair-Spares | Dental Equiment | Main Location | 90330000 |  | FIFO | Gnatus | [5 empty] | . |  |  | 0 | 0 | 0 | 1 | 0 | 0 | [7 empty] | 1 |  | GN/ST/SP/GNATUS STOOL BACKREST UPHOLSTERY 41000000445
IM03027 | Dental Chair Spares-Gnatus-Gnatus Up Down Motor Bush | 101001MOTORBUSH |  | A Class |  |  | I-Inventory | FG-Finish Good | R | Spares | Dental Chair-Spares | Dental Equiment | Main Location | 90330000 |  | FIFO | Gnatus | [8 empty] | 0 | 0 | 0 | 1 | 0 | 0 | [7 empty] | 1 |  | GN/DC/SP/GNATUS UP DOWN MOTOR BUSH
IM03028 | Dental Chair Spares-Gnatus-Gnatus Up Down Motor Hall Sensor 901008442 | 101001901008442 |  | A Class |  |  | I-Inventory | FG-Finish Good | R | Spares | Dental Chair-Spares | Dental Equiment | Main Location | 90330000 |  | FIFO | Gnatus | [8 empty] | 0 | 0 | 0 | 1 | 0 | 0 | [7 empty] | 1 |  | Gn/Sp/Gnatus Up Down Motor Hall Sensor 901008442
IM03029 | Dental Chair Spares-Gnatus-Gray Chip Blower Pedal Wiring Harness Hose Set-300054495 | 101001300054495 |  | A Class |  |  | I-Inventory | FG-Finish Good | R | Spares | Dental Chair-Spares | Dental Equiment | Main Location | 90330000 |  | FIFO | Gnatus | [8 empty] | 0 | 0 | 0 | 1 | 0 | 0 | [7 empty] | 1 |  | Gn/Sp/Gray Chip Blower Pedal Wiring Harness Hose Set-300054495
IM03030 | Dental Chair Spares-Gnatus-Delivery Unit G4 H/G Front Panel 604006428 | 101001604006428 |  | A Class |  |  | I-Inventory | FG-Finish Good | R | Spares | Dental Chair-Spares | Dental Equiment | Main Location | 90330000 |  | FIFO | Gnatus | [8 empty] | 0 | 0 | 0 | 1 | 0 | 0 | [7 empty] | 1 |  | Gn/Sp/Delivery Unit G4 H/G Front Panel 604006428
IM03031 | Dental Chair Spares-Gnatus-Head 3Leds-Gnatus Dental Light Head 3 Led | 1010013LEDLIGHT |  | A Class |  |  | I-Inventory | FG-Finish Good | R | Spares | Dental Chair-Spares | Dental Equiment | Main Location | 90330000 |  | FIFO | Gnatus | [8 empty] | 0 | 0 | 0 | 1 | 0 | 0 | [7 empty] | 1 |  | GN/DL/AC/HEAD 3LEDS-GNATUS DENTAL LIGHT HEAD 3 LED
IM03032 | Dental Chair Spares-Gnatus-Delivery Unit- S-200/300 Delivery Unit Cover Left Side Lid-31000002643 | 101052DCCOVER31000002643 |  | A Class |  |  | I-Inventory | FG-Finish Good | C | Spares | Dental Chair-Spares | Dental Equiment | Main Location | 90330000 |  | FIFO | Gnatus | [8 empty] | 0 | 0 | 0 | 1 | 0 | 0 | [7 empty] | 1 |  | GN/DU/SP/ S-200/300 DELIVERY UNIT COVER LEFT SIDE LID-31000002643
IM03033 | Dental Chair Spares-Gnatus-Head Dent Lig Bic Opt 903001900 | 101001903001900 |  | A Class |  |  | I-Inventory | FG-Finish Good | R | Spares | Dental Chair-Spares | Dental Equiment | Main Location | 90330000 |  | FIFO | Gnatus | [8 empty] | 0 | 0 | 0 | 1 | 0 | 0 | [7 empty] | 1 |  | Gn/Sp/Head Dent Lig Bic Opt 903001900
IM03034 | Dental Chair Spares-Gnatus-Head Halogen-Gnatus Dental Light | 101001HALOGENLIGHT |  | A Class |  |  | I-Inventory | FG-Finish Good | R | Spares | Dental Chair-Spares | Dental Equiment | Main Location | 90330000 |  | FIFO | Gnatus | [8 empty] | 0 | 0 | 0 | 1 | 0 | 0 | [7 empty] | 1 |  | GN/DL/AC/HEAD HALOGEN-GNATUS DENTAL LIGHT
IM03035 | Dental Chair Spares-Gnatus-Headrest Assembly 365003480 | 101001365003480 |  | A Class |  |  | I-Inventory | FG-Finish Good | R | Spares | Dental Chair-Spares | Dental Equiment | Main Location | 90330000 |  | FIFO | Gnatus | [8 empty] | 0 | 0 | 0 | 1 | 0 | 0 | [7 empty] | 1 |  | Gn/Sp/Headrest Assembly 365003480
IM03036 | Dental Chair Spares-Gnatus-Headrest Assembly 365003490 | 101001365003490 |  | A Class |  |  | I-Inventory | FG-Finish Good | R | Spares | Dental Chair-Spares | Dental Equiment | Main Location | 90330000 |  | FIFO | Gnatus | [8 empty] | 0 | 0 | 0 | 1 | 0 | 0 | [7 empty] | 1 |  | Gn/Sp/Headrest Assembly 365003490
IM03037 | Dental Chair Spares-Gnatus-Headrest Assembly 365003550 | 101001365003550 |  | A Class |  |  | I-Inventory | FG-Finish Good | C | Spares | Dental Chair-Spares | Dental Equiment | Main Location | 90330000 |  | FIFO | Gnatus | [8 empty] | 0 | 0 | 0 | 1 | 0 | 0 | [7 empty] | 1 |  | GN/SP/HEADREST ASSEMBLY 365003550
IM03038 | Dental Chair Spares-Gnatus-Headrest Bearing 300043800 | 101001300043800 |  | A Class |  |  | I-Inventory | FG-Finish Good | R | Spares | Dental Chair-Spares | Dental Equiment | Main Location | 90330000 |  | FIFO | Gnatus | [8 empty] | 0 | 0 | 0 | 1 | 0 | 0 | [7 empty] | 1 |  | Gn/Sp/Headrest Bearing 300043800
IM03039 | Dental Chair Spares-Gnatus-Heater Block G8 Set 40904005221 | 10100140904005200 |  | A Class |  |  | I-Inventory | FG-Finish Good | R | Spares | Dental Chair-Spares | Dental Equiment | Main Location | 90330000 |  | FIFO | Gnatus | [5 empty] | . |  |  | 0 | 0 | 0 | 1 | 0 | 0 | [7 empty] | 1 |  | GN/SP/HEATER BLOCK G8 SET 40904005221
IM03040 | Dental Chair Spares-Gnatus-Hose Green (3.4 X 6.5Mm) 361000360 | 101001361000360 |  | A Class |  |  | I-Inventory | FG-Finish Good | R | Spares | Dental Chair-Spares | Dental Equiment | Main Location | 90330000 |  | FIFO | Gnatus | [8 empty] | 0 | 0 | 0 | 1 | 0 | 0 | [7 empty] | 1 |  | Gn/Sp/Hose Green (3.4 x 6.5mm) 361000360
IM03041 | Dental Chair Spares-Gnatus-Hose Suction (10.5Mm) 361000680 | 101001361000680 |  | A Class |  |  | I-Inventory | FG-Finish Good | R | Spares | Dental Chair-Spares | Dental Equiment | Main Location | 90330000 |  | FIFO | Gnatus | [8 empty] | 0 | 0 | 0 | 1 | 0 | 0 | [7 empty] | 1 |  | Gn/Sp/Hose Suction (10.5mm) 361000680
IM03042 | Dental Chair Spares-Gnatus-Hose Suction (17Mm) 361000690 | 101001361000690 |  | A Class |  |  | I-Inventory | FG-Finish Good | R | Spares | Dental Chair-Spares | Dental Equiment | Main Location | 90330000 |  | FIFO | Gnatus | [8 empty] | 0 | 0 | 0 | 1 | 0 | 0 | [7 empty] | 1 |  | Gn/Sp/Hose Suction (17mm) 361000690
IM03043 | Dental Chair Spares-Gnatus-Hose Support Body 365004707 | 101001365004707 |  | A Class |  |  | I-Inventory | FG-Finish Good | R | Spares | Dental Chair-Spares | Dental Equiment | Main Location | 90330000 |  | FIFO | Gnatus | [8 empty] | 0 | 0 | 0 | 1 | 0 | 0 | [7 empty] | 1 |  | Gn/Sp/Hose Support Body 365004707
IM03044 | Dental Chair Spares-Gnatus-Housing Kk 3,96 (4 Vias)-30302003020 | 10100130302003000 |  | A Class |  |  | I-Inventory | FG-Finish Good | R | Spares | Dental Chair-Spares | Dental Equiment | Main Location | 90330000 |  | FIFO | Gnatus | [8 empty] | 0 | 0 | 0 | 1 | 0 | 0 | [7 empty] | 1 |  | GN/SP/HOUSING KK 3,96 (4 VIAS)-30302003020
IM03045 | Dental Chair Spares-Gnatus-Housing Rtv 4V Femea Nextron Wa5004-S-St 31000000419 | 10100131000000400 |  | A Class |  |  | I-Inventory | FG-Finish Good | C | Spares | Dental Chair-Spares | Dental Equiment | Main Location | 90330000 |  | FIFO | Gnatus | [8 empty] | 0 | 0 | 0 | 1 | 0 | 0 | [7 empty] | 1 |  | GN/SP/HOUSING RTV 4V FEMEA NEXTRON WA5004-S-ST 31000000419
IM03046 | Dental Chair Spares-Gnatus-Inova Pad Foot Control Tube | Gn/Sp/Inova Pad Foot Control Tube |  | A Class |  |  | I-Inventory | TG-Trading Good |  | Spares | Dental Chair-Spares | Dental Equiment | Main Location | 90330000 |  | FIFO | Gnatus | [8 empty] | 0 | 0 | 0 | 1 | 0 | 0 | [7 empty] | 1 |  | Gn/Sp/Inova Pad Foot Control Tube
IM03047 | Dental Chair Spares-Gnatus-Inova Pad Plus Chair Backrest Upholstery Old Model 15 | 101001BKRUPHBLUE15 |  | A Class |  |  | I-Inventory | FG-Finish Good | R | Spares | Dental Chair-Spares | Dental Equiment | Main Location | 90184900 |  | FIFO | Gnatus | [8 empty] | 0 | 0 | 0 | 1 | 0 | 0 | [7 empty] | 1 |  | GN/DC/UPH/INOVA PAD PLUS CHAIR BACKREST UPHOLSTERY OLD MODEL 15
IM03048 | Dental Chair Spares-Gnatus-Inova Pad Plus Chair Metalic Sky Blue Backrest Upholstery 13 | 101001INPLCHBRKSKYBL13 |  | A Class |  |  | I-Inventory | FG-Finish Good | R | Spares | Dental Chair-Spares | Dental Equiment | Main Location | 90330000 |  | FIFO | Gnatus | [8 empty] | 0 | 0 | 0 | 1 | 0 | 0 | [7 empty] | 1 |  | GN/UP/INOVA PAD PLUS CHAIR METALIC SKY BLUE BACKREST UPHOLSTERY 13
IM03049 | Dental Chair Spares-Gnatus-Inova Pad S Gold Aqua Chair Backrest Upholstery Green 12 | 101001CHBKRUPHOLGREEN12 |  | A Class |  |  | I-Inventory | FG-Finish Good | R | Spares | Dental Chair-Spares | Dental Equiment | Main Location | 90330000 |  | FIFO | Gnatus | [8 empty] | 0 | 0 | 0 | 1 | 0 | 0 | [7 empty] | 1 |  | GN/DC/SP/INOVA PAD S GOLD AQUA CHAIR BACKREST UPHOLSTERY GREEN 12
IM03050 | Dental Chair Spares-Gnatus-Inova Pad S Gold Aqua Chair Headrest Upholstery Copper | 101052HEADRESTUPHLCOPPER |  | A Class |  |  | I-Inventory | FG-Finish Good | C | Spares | Dental Chair-Spares | Dental Equiment | Main Location | 90330000 |  | FIFO | Gnatus | [8 empty] | 0 | 0 | 0 | 1 | 0 | 0 | [7 empty] | 1 |  | GN/DC/SP/INOVA PAD S GOLD AQUA CHAIR HEADREST UPHOLSTERY COPPER
IM03051 | Dental Chair Spares-Gnatus-Inova Pad S Gold Aqua Chair Headrest Upholstery Dark Blue 39 | 101001CHHDRUPHOLDBLUE39 |  | A Class |  |  | I-Inventory | FG-Finish Good | R | Spares | Dental Chair-Spares | Dental Equiment | Main Location | 90330000 |  | FIFO | Gnatus | [8 empty] | 0 | 0 | 0 | 1 | 0 | 0 | [7 empty] | 1 |  | GN/DC/SP/INOVA PAD S GOLD AQUA CHAIR HEADREST UPHOLSTERY DARK BLUE 39
IM03052 | Dental Chair Spares-Gnatus-Inova Pad Sgold Aqua Chair Backrest Upholstery Copper | 101001CHBKRUPHOLCOPPER |  | A Class |  |  | I-Inventory | FG-Finish Good | R | Spares | Dental Chair-Spares | Dental Equiment | Main Location | 90330000 |  | FIFO | Gnatus | [8 empty] | 0 | 0 | 0 | 1 | 0 | 0 | [7 empty] | 1 |  | GN/DC/SP/INOVA PAD SGOLD AQUA CHAIR BACKREST UPHOLSTERY COPPER
IM03053 | Dental Chair Spares-Gnatus-Inova Pad Sgold Aqua Chair Backrest Upholstery Dark Blue 39 | 101001CHBKRUPHOLDBLUE39 |  | A Class |  |  | I-Inventory | FG-Finish Good | R | Spares | Dental Chair-Spares | Dental Equiment | Main Location | 90330000 |  | FIFO | Gnatus | [8 empty] | 0 | 0 | 0 | 1 | 0 | 0 | [7 empty] | 1 |  | GN/DC/SP/INOVA PAD SGOLD AQUA CHAIR BACKREST UPHOLSTERY DARK BLUE 39
IM03054 | Dental Chair Spares-Gnatus-Inova Pad Sgold Aqua Chair Backrest Upholstery Gold 31 | 101001CHBKRUPHOLGOLD31 |  | A Class |  |  | I-Inventory | FG-Finish Good | R | Spares | Dental Chair-Spares | Dental Equiment | Main Location | 90330000 |  | FIFO | Gnatus | [8 empty] | 0 | 0 | 0 | 1 | 0 | 0 | [7 empty] | 1 |  | GN/DC/SP/INOVA PAD SGOLD AQUA CHAIR BACKREST UPHOLSTERY GOLD 31
IM03055 | Dental Chair Spares-Gnatus-Inova Pad Sgold Aqua Chair Backrest Upholstery Light Blue 15 | 101001CHBKRUPHOLLBLUE15 |  | A Class |  |  | I-Inventory | FG-Finish Good | R | Spares | Dental Chair-Spares | Dental Equiment | Main Location | 90330000 |  | FIFO | Gnatus | [8 empty] | 0 | 0 | 0 | 1 | 0 | 0 | [7 empty] | 1 |  | GN/DC/SP/INOVA PAD SGOLD AQUA CHAIR BACKREST UPHOLSTERY LIGHT BLUE 15
IM03056 | Dental Chair Spares-Gnatus-Inova Pad Sgold Aqua Chair Backrest Upholstery Light Blue 43 | 101001CHBKRUPHOLLBLUE43 |  | A Class |  |  | I-Inventory | FG-Finish Good | R | Spares | Dental Chair-Spares | Dental Equiment | Main Location | 90330000 |  | FIFO | Gnatus | [8 empty] | 0 | 0 | 0 | 1 | 0 | 0 | [7 empty] | 1 |  | GN/DC/SP/INOVA PAD SGOLD AQUA CHAIR BACKREST UPHOLSTERY LIGHT BLUE 43
IM03057 | Dental Chair Spares-Gnatus-Inova Pad Sgold Aqua Chair Backrest Upholstery Light Green 42 | 101001CHBKRUPHOLLGREEN42 |  | A Class |  |  | I-Inventory | FG-Finish Good | R | Spares | Dental Chair-Spares | Dental Equiment | Main Location | 90330000 |  | FIFO | Gnatus | [8 empty] | 0 | 0 | 0 | 1 | 0 | 0 | [7 empty] | 1 |  | GN/DC/SP/INOVA PAD SGOLD AQUA CHAIR BACKREST UPHOLSTERY LIGHT GREEN 42
IM03058 | Dental Chair Spares-Gnatus-Inova Pad Sgold Aqua Chair Backrest Upholstery Orange 41 | 101001CHBKRUPHOLORANGE41 |  | A Class |  |  | I-Inventory | FG-Finish Good | R | Spares | Dental Chair-Spares | Dental Equiment | Main Location | 90330000 |  | FIFO | Gnatus | [8 empty] | 0 | 0 | 0 | 1 | 0 | 0 | [7 empty] | 1 |  | GN/DC/SP/INOVA PAD SGOLD AQUA CHAIR BACKREST UPHOLSTERY ORANGE 41
IM03059 | Dental Chair Spares-Gnatus-Inova Pad Sgold Aqua Chair Backrest Upholstery Red 18 | 101001CHBKRUPHOLRED18 |  | A Class |  |  | I-Inventory | FG-Finish Good | R | Spares | Dental Chair-Spares | Dental Equiment | Main Location | 90330000 |  | FIFO | Gnatus | [8 empty] | 0 | 0 | 0 | 1 | 0 | 0 | [7 empty] | 1 |  | GN/DC/SP/INOVA PAD SGOLD AQUA CHAIR BACKREST UPHOLSTERY RED 18
IM03060 | Dental Chair Spares-Gnatus-Inova Pad Sgold Aqua Chair Backrest Upholstery Silver 30 | 101001CHBKRUPHOLSILVER30 |  | A Class |  |  | I-Inventory | FG-Finish Good | R | Spares | Dental Chair-Spares | Dental Equiment | Main Location | 90330000 |  | FIFO | Gnatus | [8 empty] | 0 | 0 | 0 | 1 | 0 | 0 | [7 empty] | 1 |  | GN/DC/SP/INOVA PAD SGOLD AQUA CHAIR BACKREST UPHOLSTERY SILVER 30
IM03061 | Dental Chair Spares-Gnatus-Inova Pad Sgold Aqua Chair Headrest Upholstery Gold 31 | 101001CHHDRUPHOLGOLD31 |  | A Class |  |  | I-Inventory | FG-Finish Good | R | Spares | Dental Chair-Spares | Dental Equiment | Main Location | 90330000 |  | FIFO | Gnatus | [8 empty] | 0 | 0 | 0 | 1 | 0 | 0 | [7 empty] | 1 |  | GN/DC/SP/INOVA PAD SGOLD AQUA CHAIR HEADREST UPHOLSTERY GOLD 31
IM03062 | Dental Chair Spares-Gnatus-Inova Pad Sgold Aqua Chair Headrest Upholstery Orange 41 | 101001CHHDRUPHOLORANGE41 |  | A Class |  |  | I-Inventory | FG-Finish Good | R | Spares | Dental Chair-Spares | Dental Equiment | Main Location | 90330000 |  | FIFO | Gnatus | [8 empty] | 0 | 0 | 0 | 1 | 0 | 0 | [7 empty] | 1 |  | GN/DC/SP/INOVA PAD SGOLD AQUA CHAIR HEADREST UPHOLSTERY ORANGE 41
IM03063 | Dental Chair Spares-Gnatus-Inova Pad Sgold Aqua Chair Headrest Upholstery Red 18 | 101001CHHDRUPHOLRED18 |  | A Class |  |  | I-Inventory | FG-Finish Good | R | Spares | Dental Chair-Spares | Dental Equiment | Main Location | 90330000 |  | FIFO | Gnatus | [8 empty] | 0 | 0 | 0 | 1 | 0 | 0 | [7 empty] | 1 |  | GN/DC/SP/INOVA PAD SGOLD AQUA CHAIR HEADREST UPHOLSTERY RED 18
IM03064 | Dental Chair Spares-Gnatus-Inova Pad Sgold Aqua Chair Headrest Upholstery Silver 19 | 101001CHHDRUPHOLSILVER19 |  | A Class |  |  | I-Inventory | FG-Finish Good | R | Spares | Dental Chair-Spares | Dental Equiment | Main Location | 90330000 |  | FIFO | Gnatus | [8 empty] | 0 | 0 | 0 | 1 | 0 | 0 | [7 empty] | 1 |  | GN/DC/SP/INOVA PAD SGOLD AQUA CHAIR HEADREST UPHOLSTERY SILVER 19
IM03065 | Dental Chair Spares-Gnatus-Inova Pad Sgold Aqua Stool Backrest Upholstery Light Blue 15 | 101037STBKRUPHOLLBLUE15 |  | A Class |  |  | I-Inventory | FG-Finish Good | R | Spares | Dental Chair-Spares | Dental Equiment | Main Location | 90330000 |  | FIFO | Gnatus | [8 empty] | 0 | 0 | 0 | 1 | 0 | 0 | [7 empty] | 1 |  | GN/DC/SP/INOVA PAD SGOLD AQUA STOOL BACKREST UPHOLSTERY LIGHT BLUE 15
IM03066 | Dental Chair Spares-Gnatus-Inova Pad Sgold Aqua Stool Seat Upholstery Blue 13 | 101037STSEATUPHOLBLUE13 |  | A Class |  |  | I-Inventory | FG-Finish Good | R | Spares | Dental Chair-Spares | Dental Equiment | Main Location | 90330000 |  | FIFO | Gnatus | [8 empty] | 0 | 0 | 0 | 1 | 0 | 0 | [7 empty] | 1 |  | GN/DC/SP/INOVA PAD SGOLD AQUA STOOL SEAT UPHOLSTERY BLUE 13
IM03067 | Dental Chair Spares-Gnatus-Inova Pad Sgold Aqua Stool Seat Upholstery Green 42 | 101037STSEATUPHOLLGREEN42 |  | A Class |  |  | I-Inventory | FG-Finish Good | R | Spares | Dental Chair-Spares | Dental Equiment | Main Location | 90184900 |  | FIFO | Gnatus | [8 empty] | 0 | 0 | 0 | 1 | 0 | 0 | [7 empty] | 1 |  | GN/DC/SP/INOVA PAD SGOLD AQUA STOOL SEAT UPHOLSTERY GREEN 42
IM03068 | Dental Chair Spares-Gnatus-Inova Pad Sgold Aqua Stool Seat Upholstery Light Green 12 | 101037STSEATUPHOLLGREEN12 |  | A Class |  |  | I-Inventory | FG-Finish Good | R | Spares | Dental Chair-Spares | Dental Equiment | Main Location | 90330000 |  | FIFO | Gnatus | [8 empty] | 0 | 0 | 0 | 1 | 0 | 0 | [7 empty] | 1 |  | GN/DC/SP/INOVA PAD SGOLD AQUA STOOL SEAT UPHOLSTERY LIGHT GREEN 12
IM03069 | Dental Chair Spares-Gnatus-Inova Pad Sgold Aqua Stool Seat Upholstery Orange 41 | 101037STSEATUPHOLLORANGE41 |  | A Class |  |  | I-Inventory | FG-Finish Good | R | Spares | Dental Chair-Spares | Dental Equiment | Main Location | 90330000 |  | FIFO | Gnatus | [8 empty] | 0 | 0 | 0 | 1 | 0 | 0 | [7 empty] | 1 |  | GN/DC/SP/INOVA PAD SGOLD AQUA STOOL SEAT UPHOLSTERY ORANGE 41
IM03070 | Dental Chair Spares-Gnatus-Inova Pad Sgold Aqua Stool Seat Upholstery Pink 9 | 101037STSEATUPHOLLPINK9 |  | A Class |  |  | I-Inventory | FG-Finish Good | R | Spares | Dental Chair-Spares | Dental Equiment | Main Location | 90330000 |  | FIFO | Gnatus | [8 empty] | 0 | 0 | 0 | 1 | 0 | 0 | [7 empty] | 1 |  | GN/DC/SP/INOVA PAD SGOLD AQUA STOOL SEAT UPHOLSTERY PINK 9
IM03071 | Dental Chair Spares-Gnatus-Inova Pad Sgold Aqua Stool Seat Upholstery Red 18 | 101037STUPINPADAQSEATRED18 |  | A Class |  |  | I-Inventory | FG-Finish Good | R | Spares | Dental Chair-Spares | Dental Equiment | Main Location | 90330000 |  | FIFO | Gnatus | [8 empty] | 0 | 0 | 0 | 1 | 0 | 0 | [7 empty] | 1 |  | GN/DC/SP/INOVA PAD SGOLD AQUA STOOL SEAT UPHOLSTERY RED 18
IM03072 | Dental Chair Spares-Gnatus-Inova Pad Sgold Aqua Stool Seat Upholstery Silver 30 | 101037STSEATUPHOLLSILVER30 |  | A Class |  |  | I-Inventory | FG-Finish Good | R | Spares | Dental Chair-Spares | Dental Equiment | Main Location | 90330000 |  | FIFO | Gnatus | [8 empty] | 0 | 0 | 0 | 1 | 0 | 0 | [7 empty] | 1 |  | GN/DC/SP/INOVA PAD SGOLD AQUA STOOL SEAT UPHOLSTERY SILVER 30
IM03073 | Dental Chair Spares-Gnatus-Inova Pad Sgold Aqua Stool Seat Upholstery Yellow 11 | 101037STSEATUPHOLLYELLOW11 |  | A Class |  |  | I-Inventory | FG-Finish Good | R | Spares | Dental Chair-Spares | Dental Equiment | Main Location | 90330000 |  | FIFO | Gnatus | [8 empty] | 0 | 0 | 0 | 1 | 0 | 0 | [7 empty] | 1 |  | GN/DC/SP/INOVA PAD SGOLD AQUA STOOL SEAT UPHOLSTERY YELLOW 11
IM03074 | Dental Chair Spares-Gnatus-Inova Pad Water Unit Lower Cover 602002200 | 101001602002200 |  | A Class |  |  | I-Inventory | FG-Finish Good | R | Spares | Dental Chair-Spares | Dental Equiment | Main Location | 90330000 |  | FIFO | Gnatus | [8 empty] | 0 | 0 | 0 | 1 | 0 | 0 | [7 empty] | 1 |  | Gn/Wd/Sp/Inova Pad Water Unit Lower Cover 602002200
IM03075 | Dental Chair Spares-Gnatus-Delivery Unit- S-200/300 Delivery Unit Cover Right Side Lid-31000002645 | 101052DCCOVER31000002645 |  | A Class |  |  | I-Inventory | FG-Finish Good | C | Spares | Dental Chair-Spares | Dental Equiment | Main Location | 90330000 |  | FIFO | Gnatus | [8 empty] | 0 | 0 | 0 | 1 | 0 | 0 | [7 empty] | 1 |  | GN/DU/SP/ S-200/300 DELIVERY UNIT COVER RIGHT SIDE LID-31000002645
IM03076 | Dental Chair Spares-Gnatus-Delivery Unit Side Panel G4/G8 604006402 | 101001604006402 |  | A Class |  |  | I-Inventory | FG-Finish Good | R | Spares | Dental Chair-Spares | Dental Equiment | Main Location | 90330000 |  | FIFO | Gnatus | [8 empty] | 0 | 0 | 0 | 1 | 0 | 0 | [7 empty] | 1 |  | Gn/Sp/Delivery Unit Side Panel G4/G8 604006402
IM03077 | Dental Chair Spares-Gnatus-Delivery Unit- Sync Ls/S Inov Pl Del U Cov Subs Key 40804001796 | 10100140804001700 |  | A Class |  |  | I-Inventory | FG-Finish Good | R | Spares | Dental Chair-Spares | Dental Equiment | Main Location | 90330000 |  | FIFO | Gnatus | [5 empty] | .. |  |  | 0 | 0 | 0 | 1 | 0 | 0 | [7 empty] | 1 |  | GN/DU/SP/ SYNC LS/S INOV PL DEL U COV SUBS KEY 40804001796
IM03078 | Dental Chair Spares-Gnatus-Delivery Unit-3 Way Holder 904005014/31000001647 | 101001904005014 |  | A Class |  |  | I-Inventory | FG-Finish Good | R | Spares | Dental Chair-Spares | Dental Equiment | Main Location | 90330000 |  | FIFO | Gnatus | [8 empty] | 0 | 0 | 0 | 1 | 0 | 0 | [7 empty] | 1 |  | Gn/Du/Sp/3 Way Holder 904005014/31000001647
IM03079 | Dental Chair Spares-Gnatus-Delivery Unit-3 Way Syringe Tip 994002360/904005151 | 101001904005151 |  | A Class |  |  | I-Inventory | FG-Finish Good | R | Spares | Dental Chair-Spares | Dental Equiment | Main Location | 90330000 |  | FIFO | Gnatus | [8 empty] | 0 | 0 | 0 | 1 | 0 | 0 | [7 empty] | 1 |  | Gn/Du/Sp/3 Way Syringe Tip 994002360/904005151
IM03080 | Dental Chair Spares-Gnatus-Delivery Unit-Ac/S200/300 X-Ray Viewer-31000001891 | 10100131000001800 |  | A Class |  |  | I-Inventory | FG-Finish Good | C | Spares | Dental Chair-Spares | Dental Equiment | Main Location | 90330000 |  | FIFO | Gnatus | [8 empty] | 0 | 0 | 0 | 1 | 0 | 0 | [7 empty] | 1 |  | GN/DU/AC/S200/300 X-RAY VIEWER-31000001891
IM03081 | Dental Chair Spares-Gnatus-Delivery Unit-Air Regulator 300041960/300050860/300050998 | 101001300050998 |  | A Class |  |  | I-Inventory | FG-Finish Good | R | Spares | Dental Chair-Spares | Dental Equiment | Main Location | 90330000 |  | FIFO | Gnatus | [8 empty] | 0 | 0 | 0 | 1 | 0 | 0 | [7 empty] | 1 |  | Gn/Du/Sp/Air Regulator 300041960/300050860/300050998
IM03082 | Dental Chair Spares-Gnatus-Delivery Unit-Arm Female Lock 365004628/31000002688 | 101001ARMFEMALELOCK36500462831000002688 |  | A Class |  |  | I-Inventory | FG-Finish Good | C | Spares | Dental Chair-Spares | Dental Equiment | Main Location | 90330000 |  | FIFO | Gnatus | [8 empty] | 0 | 0 | 0 | 1 | 0 | 0 | [7 empty] | 1 |  | GN/DU/SP/ARM FEMALE LOCK 365004628/31000002688
IM03083 | Dental Chair Spares-Gnatus-Joint Arm Column Rfltr - 3100002289 | 101001JOINTARMCOLUMN361000002289 |  | A Class |  |  | I-Inventory | FG-Finish Good | R | Spares | Dental Chair-Spares | Dental Equiment | Main Location | 90330000 |  | FIFO | Gnatus | [8 empty] | 0 | 0 | 0 | 1 | 0 | 0 | [7 empty] | 1 |  | GN/DC/SP/JOINT ARM COLUMN RFLTR - 3100002289
IM03084 | Dental Chair Spares-Gnatus-Key Switch 16101 M8Iytye2S 302003615 | 101001302003615 |  | A Class |  |  | I-Inventory | FG-Finish Good | R | Spares | Dental Chair-Spares | Dental Equiment | Main Location | 90330000 |  | FIFO | Gnatus | [8 empty] | 0 | 0 | 0 | 1 | 0 | 0 | [7 empty] | 1 |  | Gn/Sp/Key Switch 16101 M8IYTYE2S 302003615
IM03085 | Dental Chair Spares-Gnatus-Kit Updated Sen Water Unit G3 New 16000001999 | 101001G3WATERUNITKIT |  | A Class |  |  | I-Inventory | FG-Finish Good | R | Spares | Dental Chair-Spares | Dental Equiment | Main Location | 90330000 |  | FIFO | Gnatus | [8 empty] | 0 | 0 | 0 | 1 | 0 | 0 | [7 empty] | 1 |  | GN/DC/SP/KIT UPDATED SEN WATER UNIT G3 NEW 16000001999
IM03086 | Dental Chair Spares-Gnatus-Laminated Light Blue Chair Backrest Uphostery-901008329 | 101001901008329 |  | A Class |  |  | I-Inventory | FG-Finish Good | R | Spares | Dental Chair-Spares | Dental Equiment | Main Location | 90330000 |  | FIFO | Gnatus | [8 empty] | 0 | 0 | 0 | 1 | 0 | 0 | [7 empty] | 1 |  | GN//BA/SP/LAMINATED LIGHT BLUE CHAIR BACKREST UPHOSTERY-901008329
IM03087 | Dental Chair Spares-Gnatus-Landus Backrest Joint Block 701001990 | 101001701001990 |  | A Class |  |  | I-Inventory | FG-Finish Good | R | Spares | Dental Chair-Spares | Dental Equiment | Main Location | 90330000 |  | FIFO | Gnatus | [8 empty] | 0 | 0 | 0 | 1 | 0 | 0 | [7 empty] | 1 |  | Gn/Sp/Landus Backrest Joint Block 701001990
IM03088 | Dental Chair Spares-Gnatus-Delivery Unit-Bottle Holder 904001699/804001520 | 101001804001520 |  | A Class |  |  | I-Inventory | FG-Finish Good | C | Spares | Dental Chair-Spares | Dental Equiment | Main Location | 90330000 |  | FIFO | Gnatus | [8 empty] | 0 | 0 | 0 | 1 | 0 | 0 | [7 empty] | 1 |  | GN/DU/SP/BOTTLE HOLDER 904001699/804001520
IM03089 | Dental Chair Spares-Gnatus-Landus Headrest Cover 601008100 | 101001601008100 |  | A Class |  |  | I-Inventory | FG-Finish Good | R | Spares | Dental Chair-Spares | Dental Equiment | Main Location | 90330000 |  | FIFO | Gnatus | [8 empty] | 0 | 0 | 0 | 1 | 0 | 0 | [7 empty] | 1 |  | Gn/Sp/Landus Headrest Cover 601008100
IM03090 | Dental Chair Spares-Gnatus-Larger II G8 Connection Box Body 40604009420 | 10100140604009400 |  | A Class |  |  | I-Inventory | FG-Finish Good | R | Spares | Dental Chair-Spares | Dental Equiment | Main Location | 90330000 |  | FIFO | Gnatus | [5 empty] | . |  |  | 0 | 0 | 0 | 1 | 0 | 0 | [7 empty] | 1 |  | GN/SPLARGER II G8 CONNECTION BOX BODY 40604009420
IM03091 | Dental Chair Spares-Gnatus-Led Light Reflector Cover 603006361 | 101001603006361 |  | A Class |  |  | I-Inventory | FG-Finish Good | R | Spares | Dental Chair-Spares | Dental Equiment | Main Location | 90330000 |  | FIFO | Gnatus | [8 empty] | 0 | 0 | 0 | 1 | 0 | 0 | [7 empty] | 1 |  | Gn/Sp/Led Light Reflector Cover 603006361
IM03092 | Dental Chair Spares-Gnatus-Led PCB Card Ii 300049160 | 101001300049160 |  | A Class |  |  | I-Inventory | FG-Finish Good | R | Spares | Dental Chair-Spares | Dental Equiment | Main Location | 90330000 |  | FIFO | Gnatus | [8 empty] | 0 | 0 | 0 | 1 | 0 | 0 | [7 empty] | 1 |  | Gn/Ld/Sp/Led Pcb Card Ii 300049160
IM03093 | Dental Chair Spares-Gnatus-Led Plastic O Ring 365004368 | 101001365004368 |  | A Class |  |  | I-Inventory | FG-Finish Good | C | Spares | Dental Chair-Spares | Dental Equiment | Main Location | 90330000 |  | FIFO | Gnatus | [8 empty] | 0 | 0 | 0 | 1 | 0 | 0 | [7 empty] | 1 |  | Gn/Ld/Sp/Led Plastic O Ring 365004368
IM03094 | Dental Chair Spares-Gnatus-Left Cover Scissor Arm 365002780 | 101001365002780 |  | A Class |  |  | I-Inventory | FG-Finish Good | R | Spares | Dental Chair-Spares | Dental Equiment | Main Location | 90330000 |  | FIFO | Gnatus | [8 empty] | 0 | 0 | 0 | 1 | 0 | 0 | [7 empty] | 1 |  | Gn/Sp/Left Cover Scissor Arm 365002780
IM03095 | Dental Chair Spares-Gnatus-Leg Stopper 365000257 | 101001365000257 |  | A Class |  |  | I-Inventory | FG-Finish Good | R | Spares | Dental Chair-Spares | Dental Equiment | Main Location | 90330000 |  | FIFO | Gnatus | [8 empty] | 0 | 0 | 0 | 1 | 0 | 0 | [7 empty] | 1 |  | Gn/Ms/Sp/Leg Stopper 365000257
IM03096 | Dental Chair Spares-Gnatus-Lexan Lateral Equipo G3 31000000168 | 10100131000000100 |  | A Class |  |  | I-Inventory | FG-Finish Good | R | Spares | Dental Chair-Spares | Dental Equiment | Main Location | 90330000 |  | FIFO | Gnatus | [8 empty] | 0 | 0 | 0 | 1 | 0 | 0 | [7 empty] | 1 |  | GN/SP/LEXAN LATERAL EQUIPO G3 31000000168
IM03097 | Dental Chair Spares-Gnatus-Lexan Painel De Comando Equipo G3 31000000170 | 10100131000000100 |  | A Class |  |  | I-Inventory | FG-Finish Good | R | Spares | Dental Chair-Spares | Dental Equiment | Main Location | 90330000 |  | FIFO | Gnatus | [8 empty] | 0 | 0 | 0 | 1 | 0 | 0 | [7 empty] | 1 |  | GN/SP/LEXAN PAINEL DE COMANDO EQUIPO G3 31000000170
IM03098 | Dental Chair Spares-Gnatus-Delivery Unit-Curing Light/Hp Supiisubset-Grey 904005010 | 101001904005010 |  | A Class |  |  | I-Inventory | FG-Finish Good | R | Spares | Dental Chair-Spares | Dental Equiment | Main Location | 90330000 |  | FIFO | Gnatus | [8 empty] | 0 | 0 | 0 | 1 | 0 | 0 | [7 empty] | 1 |  | GN/DU/SP/CURING LIGHT/HP SUPIISUBSET-GREY 904005010
IM03099 | Dental Chair Spares-Gnatus-Delivery Unit-D/Unit Side Cover Stickerfor Top Chair 300044050 | 101001300044050 |  | A Class |  |  | I-Inventory | FG-Finish Good | C | Spares | Dental Chair-Spares | Dental Equiment | Main Location | 90330000 |  | FIFO | Gnatus | [8 empty] | 0 | 0 | 0 | 1 | 0 | 0 | [7 empty] | 1 |  | Gn/Du/Sp/D/Unit Side Cover Stickerfor Top Chair 300044050
IM03100 | Dental Chair Spares-Gnatus-Light Arm 365004344 | 101001365004344 |  | A Class |  |  | I-Inventory | FG-Finish Good | C | Spares | Dental Chair-Spares | Dental Equiment | Main Location | 90330000 |  | FIFO | Gnatus | [8 empty] | 0 | 0 | 0 | 1 | 0 | 0 | [7 empty] | 1 |  | Gn/Sp/Light Arm 365004344
IM03101 | Dental Chair Spares-Gnatus-Light Arm Cap Cover 365002525 | 101001365002525 |  | A Class |  |  | I-Inventory | FG-Finish Good | C | Spares | Dental Chair-Spares | Dental Equiment | Main Location | 90330000 |  | FIFO | Gnatus | [8 empty] | 0 | 0 | 0 | 1 | 0 | 0 | [7 empty] | 1 |  | Gn/Sp/Light Arm Cap Cover 365002525
IM03102 | Dental Chair Spares-Gnatus-Light Arm Cover 365004345 | 101001365004345 |  | A Class |  |  | I-Inventory | FG-Finish Good | C | Spares | Dental Chair-Spares | Dental Equiment | Main Location | 90330000 |  | FIFO | Gnatus | [8 empty] | 0 | 0 | 0 | 1 | 0 | 0 | [7 empty] | 1 |  | Gn/Sp/Light Arm Cover 365004345
IM03103 | Dental Chair Spares-Gnatus-Light Bleaching Probe | 101001BLPROBE |  | A Class |  |  | I-Inventory | FG-Finish Good | R | Spares | Dental Chair-Spares | Dental Equiment | Main Location | 90330000 |  | FIFO | Gnatus | [8 empty] | 0 | 0 | 0 | 1 | 0 | 0 | [7 empty] | 1 |  | Gn/Ld/Sp/Light Bleaching Probe
IM03104 | Dental Chair Spares-Gnatus-Light Block 300054201 | 101001300054201 |  | A Class |  |  | I-Inventory | FG-Finish Good | R | Spares | Dental Chair-Spares | Dental Equiment | Main Location | 90330000 |  | FIFO | Gnatus | [8 empty] | 0 | 0 | 0 | 1 | 0 | 0 | [7 empty] | 1 |  | Gn/Sp/Light Block 300054201
IM03105 | Dental Chair Spares-Gnatus-Light Bush 603001469 | 101001603001469 |  | A Class |  |  | I-Inventory | FG-Finish Good | R | Spares | Dental Chair-Spares | Dental Equiment | Main Location | 90330000 |  | FIFO | Gnatus | [8 empty] | 0 | 0 | 0 | 1 | 0 | 0 | [7 empty] | 1 |  | Gn/Sp/Light Bush 603001469
IM03106 | Dental Chair Spares-Gnatus-Light Bush 603002070 | 101001603002070 |  | A Class |  |  | I-Inventory | FG-Finish Good | R | Spares | Dental Chair-Spares | Dental Equiment | Main Location | 90330000 |  | FIFO | Gnatus | [8 empty] | 0 | 0 | 0 | 1 | 0 | 0 | [7 empty] | 1 |  | Gn/Sp/Light Bush 603002070
IM03107 | Dental Chair Spares-Gnatus-Light Bush 703000788 | 101001703000788 |  | A Class |  |  | I-Inventory | FG-Finish Good | C | Spares | Dental Chair-Spares | Dental Equiment | Main Location | 90330000 |  | FIFO | Gnatus | [8 empty] | 0 | 0 | 0 | 1 | 0 | 0 | [7 empty] | 1 |  | Gn/Sp/Light Bush 703000788
IM03108 | Dental Chair Spares-Gnatus-Light Cure Probe 300051051 | 101001300051051 |  | A Class |  |  | I-Inventory | FG-Finish Good | R | Spares | Dental Chair-Spares | Dental Equiment | Main Location | 90330000 |  | FIFO | Gnatus | [8 empty] | 0 | 0 | 0 | 1 | 0 | 0 | [7 empty] | 1 |  | GN/LD/SP/GNATUS LIGHT CURE PROBE 300051051
IM03109 | Dental Chair Spares-Gnatus-Light Lower Arm 803000702 | 101001803000702 |  | A Class |  |  | I-Inventory | FG-Finish Good | R | Spares | Dental Chair-Spares | Dental Equiment | Main Location | 90330000 |  | FIFO | Gnatus | [8 empty] | 0 | 0 | 0 | 1 | 0 | 0 | [7 empty] | 1 |  | Gn/Sp/Light Lower Arm 803000702
IM03110 | Dental Chair Spares-Gnatus-Light Sleeve 365002226 | 101001365002226 |  | A Class |  |  | I-Inventory | FG-Finish Good | R | Spares | Dental Chair-Spares | Dental Equiment | Main Location | 90330000 |  | FIFO | Gnatus | [8 empty] | 0 | 0 | 0 | 1 | 0 | 0 | [7 empty] | 1 |  | Gn/Sp/Light Sleeve 365002226
IM03111 | Dental Chair Spares-Gnatus-Linear Actuator Subset Backrest G4 Hall Sensor 901008552 | 101001901008552 |  | A Class |  |  | I-Inventory | FG-Finish Good | R | Spares | Dental Chair-Spares | Dental Equiment | Main Location | 90330000 |  | FIFO | Gnatus | [8 empty] | 0 | 0 | 0 | 1 | 0 | 0 | [7 empty] | 1 |  | Gn/Sp/Linear Actuator Subset Backrest G4 Hall Sensor 901008552
IM03112 | Dental Chair Spares-Gnatus-Lock 287000021 | 101001287000021 |  | A Class |  |  | I-Inventory | FG-Finish Good | C | Spares | Dental Chair-Spares | Dental Equiment | Main Location | 90330000 |  | FIFO | Gnatus | [8 empty] | 0 | 0 | 0 | 1 | 0 | 0 | [7 empty] | 1 |  | GN/DC/SP/LOCK 287000021
IM03113 | Dental Chair Spares-Gnatus-Lock 287000216 | 101001287000216 |  | A Class |  |  | I-Inventory | FG-Finish Good | C | Spares | Dental Chair-Spares | Dental Equiment | Main Location | 90330000 |  | FIFO | Gnatus | [8 empty] | 0 | 0 | 0 | 1 | 0 | 0 | [7 empty] | 1 |  | GN/DC/SP/LOCK 287000216
IM03114 | Dental Chair Spares-Gnatus-Lock Nobe 365001569 | 101001365001569 |  | A Class |  |  | I-Inventory | FG-Finish Good | C | Spares | Dental Chair-Spares | Dental Equiment | Main Location | 90330000 |  | FIFO | Gnatus | [8 empty] | 0 | 0 | 0 | 1 | 0 | 0 | [7 empty] | 1 |  | Gn/Sp/Lock Nobe 365001569
IM03115 | Dental Chair Spares-Gnatus-Lock Washer 290000023 | 101001290000023 |  | A Class |  |  | I-Inventory | FG-Finish Good | C | Spares | Dental Chair-Spares | Dental Equiment | Main Location | 90330000 |  | FIFO | Gnatus | [8 empty] | 0 | 0 | 0 | 1 | 0 | 0 | [7 empty] | 1 |  | GN/DC/SP/LOCK WASHER 290000023
IM03116 | Dental Chair Spares-Gnatus-Lower Arm Subset Reach Water Unit 702002133 | 101001702002133 |  | A Class |  |  | I-Inventory | FG-Finish Good | R | Spares | Dental Chair-Spares | Dental Equiment | Main Location | 90330000 |  | FIFO | Gnatus | [8 empty] | 0 | 0 | 0 | 1 | 0 | 0 | [7 empty] | 1 |  | GN/SP/LOWER ARM SUBSET REACH WATER UNIT 702002133
IM03117 | Dental Chair Spares-Gnatus-Lower Cover Delivery Unit G Tm Top 604006399 | 101001604006399 |  | A Class |  |  | I-Inventory | FG-Finish Good | R | Spares | Dental Chair-Spares | Dental Equiment | Main Location | 90330000 |  | FIFO | Gnatus | [8 empty] | 0 | 0 | 0 | 1 | 0 | 0 | [7 empty] | 1 |  | Gn/Sp/Lower Cover Delivery Unit G TM TOP 604006399
IM03118 | Dental Chair Spares-Gnatus-Lower Elevation Ii Cover Sync G8 Dent Ch 601000323 | 101001601000323 |  | A Class |  |  | I-Inventory | FG-Finish Good | R | Spares | Dental Chair-Spares | Dental Equiment | Main Location | 90330000 |  | FIFO | Gnatus | [8 empty] | 0 | 0 | 0 | 1 | 0 | 0 | [7 empty] | 1 |  | GN/SP/LOWER ELEVATION II COVER SYNC G8 DENT CH 601000323
IM03119 | Dental Chair Spares-Gnatus-LU- PCI Cab Refl Sirius G8 5 Leds 40603006377 | 10100140603006300 |  | A Class |  |  | I-Inventory | FG-Finish Good | R | Spares | Dental Chair-Spares | Dental Equiment | Main Location | 90330000 |  | FIFO | Gnatus | [8 empty] | 0 | 0 | 0 | 1 | 0 | 0 | [7 empty] | 1 |  | GN/LU/SP PCI CAB REFL SIRIUS G8 5 LEDS 40603006377
IM03120 | Dental Chair Spares-Gnatus-Delivery Unit-D/V Arm Lock Bush 300016460 | 101001300016460 |  | A Class |  |  | I-Inventory | FG-Finish Good | R | Spares | Dental Chair-Spares | Dental Equiment | Main Location | 90330000 |  | FIFO | Gnatus | [8 empty] | 0 | 0 | 0 | 1 | 0 | 0 | [7 empty] | 1 |  | Gn/Du/Sp/D/V Arm Lock Bush 300016460
IM03121 | Dental Chair Spares-Gnatus-LU- Light Arm Spring 385000920 | 101001385000920 |  | A Class |  |  | I-Inventory | FG-Finish Good | R | Spares | Dental Chair-Spares | Dental Equiment | Main Location | 90330000 |  | FIFO | Gnatus | [8 empty] | 0 | 0 | 0 | 1 | 0 | 0 | [7 empty] | 1 |  | GN/LU/LIGHT ARM SPRING 385000920
IM03122 | Dental Chair Spares-Gnatus-LU- Light Bush O Ring 365001494 | 101001365001494 |  | A Class |  |  | I-Inventory | FG-Finish Good | C | Spares | Dental Chair-Spares | Dental Equiment | Main Location | 90330000 |  | FIFO | Gnatus | [8 empty] | 0 | 0 | 0 | 1 | 0 | 0 | [7 empty] | 1 |  | Gn/Lu/Sp/ Light Bush O Ring 365001494
IM03123 | Dental Chair Spares-Gnatus-LU- Persus Reflector Cover 302500150 | 101001302500150 |  | A Class |  |  | I-Inventory | FG-Finish Good | R | Spares | Dental Chair-Spares | Dental Equiment | Main Location | 90330000 |  | FIFO | Gnatus | [8 empty] | 0 | 0 | 0 | 1 | 0 | 0 | [7 empty] | 1 |  | Gn/Lu/Persus Reflector Cover 302500150
IM03124 | Dental Chair Spares-Gnatus-LU- Upper Top Dental Light Head 5 Ld-41000003062 | 101001UPPERTOPLIGHTLED41000003062 |  | A Class |  |  | I-Inventory | FG-Finish Good | C | Spares | Dental Chair-Spares | Dental Equiment | Main Location | 90330000 |  | FIFO | Gnatus | [8 empty] | 0 | 0 | 0 | 1 | 0 | 0 | [7 empty] | 1 |  | GN/LU/SP/ UPPER TOP DENTAL LIGHT HEAD 5 LD-41000003062
IM03125 | Dental Chair Spares-Gnatus-LU-3 Led Bulb | 1010013LEDBULB |  | A Class |  |  | I-Inventory | FG-Finish Good | C | Spares | Dental Chair-Spares | Dental Equiment | Main Location | 90330000 |  | FIFO | Gnatus | [8 empty] | 0 | 0 | 0 | 1 | 0 | 0 | [7 empty] | 1 |  | GN/LU/SP/3 LED BULB
IM03126 | Dental Chair Spares-Gnatus-LU-3 Led Light Body | 1010013LEDBODY |  | A Class |  |  | I-Inventory | FG-Finish Good | R | Spares | Dental Chair-Spares | Dental Equiment | Main Location | 90330000 |  | FIFO | Gnatus | [8 empty] | 0 | 0 | 0 | 1 | 0 | 0 | [7 empty] | 1 |  | Gn/Lu/Sp/3 Led Light Body
IM03127 | Dental Chair Spares-Gnatus-LU-3 Led Light Head Without PCB | 1010013LEDHEADWOPCB |  | A Class |  |  | I-Inventory | FG-Finish Good | R | Spares | Dental Chair-Spares | Dental Equiment | Main Location | 90330000 |  | FIFO | Gnatus | [8 empty] | 0 | 0 | 0 | 1 | 0 | 0 | [7 empty] | 1 |  | Gn/Lu/Sp/3 Led Light Head Without Pcb
IM03128 | Dental Chair Spares-Gnatus-LU-3 Led Light Non Sensor Lower Body 365004380 | 101001365004380 |  | A Class |  |  | I-Inventory | FG-Finish Good | R | Spares | Dental Chair-Spares | Dental Equiment | Main Location | 90330000 |  | FIFO | Gnatus | [8 empty] | 0 | 0 | 0 | 1 | 0 | 0 | [7 empty] | 1 |  | Gn/Lu/Sp/3 Led Light Non Sensor Lower Body 365004380
IM03129 | Dental Chair Spares-Gnatus-LU-3 Led Light Non Sensor Upper Body 365004382 | 101001365004382 |  | A Class |  |  | I-Inventory | FG-Finish Good | R | Spares | Dental Chair-Spares | Dental Equiment | Main Location | 90330000 |  | FIFO | Gnatus | [8 empty] | 0 | 0 | 0 | 1 | 0 | 0 | [7 empty] | 1 |  | Gn/Lu/Sp/3 Led Light Non Sensor Upper Body 365004382
IM03130 | Dental Chair Spares-Gnatus-LU-3 Led Light Sensor | 1010013LEDSENSOR |  | A Class |  |  | I-Inventory | FG-Finish Good | R | Spares | Dental Chair-Spares | Dental Equiment | Main Location | 90330000 |  | FIFO | Gnatus | [8 empty] | 0 | 0 | 0 | 1 | 0 | 0 | [7 empty] | 1 |  | Gn/Lu/Sp/3 Led Light Sensor
IM03131 | Dental Chair Spares-Gnatus-LU-3 Led PCB | 1010013LEDPCB |  | A Class |  |  | I-Inventory | FG-Finish Good | R | Spares | Dental Chair-Spares | Dental Equiment | Main Location | 90330000 |  | FIFO | Gnatus | [8 empty] | 0 | 0 | 0 | 1 | 0 | 0 | [7 empty] | 1 |  | Gn/Lu/Sp/3 Led Pcb
IM03132 | Dental Chair Spares-Gnatus-LU-3 Led PCB Non Sensor | 1010013LEDNONSEN |  | A Class |  |  | I-Inventory | FG-Finish Good | R | Spares | Dental Chair-Spares | Dental Equiment | Main Location | 90330000 |  | FIFO | Gnatus | [8 empty] | 0 | 0 | 0 | 1 | 0 | 0 | [7 empty] | 1 |  | GN/LU/SP/3 LED PCB NON SENSOR
IM03133 | Dental Chair Spares-Gnatus-LU-3 Led Power Adaptor | 1010013LEDPADOP |  | A Class |  |  | I-Inventory | FG-Finish Good | R | Spares | Dental Chair-Spares | Dental Equiment | Main Location | 90330000 |  | FIFO | Gnatus | [8 empty] | 0 | 0 | 0 | 1 | 0 | 0 | [7 empty] | 1 |  | GN/LU/SP/3 LED POWER ADAPTOR
IM03134 | Dental Chair Spares-Gnatus-LU-3 Led Sensor Light 993001158 | 101001993001158 |  | A Class |  |  | I-Inventory | FG-Finish Good | R | Spares | Dental Chair-Spares | Dental Equiment | Main Location | 90330000 |  | FIFO | Gnatus | [8 empty] | 0 | 0 | 0 | 1 | 0 | 0 | [7 empty] | 1 |  | Gn/Lu/Sp/3 Led Sensor Light 993001158
IM03135 | Dental Chair Spares-Gnatus-LU-3 Led Sensor Light Complete Head | 1010013LEDCOMPLETEHEAD |  | A Class |  |  | I-Inventory | FG-Finish Good | R | Spares | Dental Chair-Spares | Dental Equiment | Main Location | 90330000 |  | FIFO | Gnatus | [8 empty] | 0 | 0 | 0 | 1 | 0 | 0 | [7 empty] | 1 |  | GN/LU/SP/3 LED SENSOR LIGHT COMPLETE HEAD
IM03136 | Dental Chair Spares-Gnatus-LU-3 Led Sensor Light Lower Body 603006371 | 101001603006371 |  | A Class |  |  | I-Inventory | FG-Finish Good | R | Spares | Dental Chair-Spares | Dental Equiment | Main Location | 90330000 |  | FIFO | Gnatus | [8 empty] | 0 | 0 | 0 | 1 | 0 | 0 | [7 empty] | 1 |  | GN/LU/SP/3 LED SENSOR LIGHT LOWER BODY 603006371
IM03137 | Dental Chair Spares-Gnatus-LU-3 Led Sensor Light Oval Shape Cover 365004795 | 101001365004795 |  | A Class |  |  | I-Inventory | FG-Finish Good | R | Spares | Dental Chair-Spares | Dental Equiment | Main Location | 90330000 |  | FIFO | Gnatus | [8 empty] | 0 | 0 | 0 | 1 | 0 | 0 | [7 empty] | 1 |  | GN/LU/SP/3 LED SENSOR LIGHT OVAL SHAPE COVER 365004795
IM03138 | Dental Chair Spares-Gnatus-LU-3 Led Sensor Light Oval Shape Lower Cover 365004726 | 101001365004726 |  | A Class |  |  | I-Inventory | FG-Finish Good | R | Spares | Dental Chair-Spares | Dental Equiment | Main Location | 90330000 |  | FIFO | Gnatus | [8 empty] | 0 | 0 | 0 | 1 | 0 | 0 | [7 empty] | 1 |  | Gn/Lu/Sp/3 Led Sensor Light Oval Shape Lower Cover 365004726
IM03139 | Dental Chair Spares-Gnatus-LU-3 Led Sensor Light Upper Body 365004727 | 101001365004727 |  | A Class |  |  | I-Inventory | FG-Finish Good | R | Spares | Dental Chair-Spares | Dental Equiment | Main Location | 90330000 |  | FIFO | Gnatus | [8 empty] | 0 | 0 | 0 | 1 | 0 | 0 | [7 empty] | 1 |  | Gn/Lu/Sp/3 Led Sensor Light Upper Body 365004727
IM03140 | Dental Chair Spares-Gnatus-Delivery Unit-Delivery Unit Box Artus C W/Bio 604004087 | 101001604004087 |  | A Class |  |  | I-Inventory | FG-Finish Good | R | Spares | Dental Chair-Spares | Dental Equiment | Main Location | 90330000 |  | FIFO | Gnatus | [8 empty] | 0 | 0 | 0 | 1 | 0 | 0 | [7 empty] | 1 |  | Gn/Du/Sp/Delivery Unit Box Artus C W/Bio 604004087
IM03141 | Dental Chair Spares-Gnatus-Delivery Unit-Delivery Unit PCB(S300/S400/T5)-41000003334 | 101001S300S400T5DU41000003334 |  | A Class |  |  | I-Inventory | FG-Finish Good | R | Spares | Dental Chair-Spares | Dental Equiment | Main Location | 90330000 |  | FIFO | Gnatus | [8 empty] | 0 | 0 | 0 | 1 | 0 | 0 | [7 empty] | 1 |  | GN/DU/SP/DELIVERY UNIT PCB(S300/S400/T5)-41000003334
IM03142 | Dental Chair Spares-Gnatus-LU-3 Led Sensor PCB | 1010013LEDSENPCB |  | A Class |  |  | I-Inventory | FG-Finish Good | R | Spares | Dental Chair-Spares | Dental Equiment | Main Location | 90330000 |  | FIFO | Gnatus | [8 empty] | 0 | 0 | 0 | 1 | 0 | 0 | [7 empty] | 1 |  | Gn/Lu/Sp/3 Led Sensor Pcb
IM03143 | Dental Chair Spares-Gnatus-LU-5 Ld Dental Lighthead Lower Body-40703001650 | 101001L5LEDLIGHTLOWERHEAD40703001650 |  | A Class |  |  | I-Inventory | FG-Finish Good | C | Spares | Dental Chair-Spares | Dental Equiment | Main Location | 90330000 |  | FIFO | Gnatus | [8 empty] | 0 | 0 | 0 | 1 | 0 | 0 | [7 empty] | 1 |  | GN/LU/SP/5 LD DENTAL LIGHTHEAD LOWER BODY-40703001650
IM03144 | Dental Chair Spares-Gnatus-LU-5 Led Bulb | 1010015LEDBULB |  | A Class |  |  | I-Inventory | FG-Finish Good | C | Spares | Dental Chair-Spares | Dental Equiment | Main Location | 90330000 |  | FIFO | Gnatus | [8 empty] | 0 | 0 | 0 | 1 | 0 | 0 | [7 empty] | 1 |  | Gn/Lu/Sp/5 Led Bulb
IM03145 | Dental Chair Spares-Gnatus-LU-5 Led Complete Head 300051676 | 101001300051676 |  | A Class |  |  | I-Inventory | FG-Finish Good | R | Spares | Dental Chair-Spares | Dental Equiment | Main Location | 90330000 |  | FIFO | Gnatus | [8 empty] | 0 | 0 | 0 | 1 | 0 | 0 | [7 empty] | 1 |  | GN/LU/SP/5 LED COMPLETE HEAD 300051676
IM03146 | Dental Chair Spares-Gnatus-LU-5 Led Light Non Sensor Lower Body-703001652 | 101001703001652 |  | A Class |  |  | I-Inventory | FG-Finish Good | R | Spares | Dental Chair-Spares | Dental Equiment | Main Location | 90330000 |  | FIFO | Gnatus | [8 empty] | 0 | 0 | 0 | 1 | 0 | 0 | [7 empty] | 1 |  | GN/LU/SP/5 LED LIGHT NON SENSOR LOWER BODY-703001652
IM03147 | Dental Chair Spares-Gnatus-LU-5 Led Light Non Sensor Upper Body-703001651 | 101001703001651 |  | A Class |  |  | I-Inventory | FG-Finish Good | R | Spares | Dental Chair-Spares | Dental Equiment | Main Location | 90330000 |  | FIFO | Gnatus | [5 empty] | . |  |  | 0 | 0 | 0 | 1 | 0 | 0 | [7 empty] | 1 |  | GN/LU/SP/5 LED LIGHT NON SENSOR UPPER BODY-703001651
IM03148 | Dental Chair Spares-Gnatus-LU-5 Led Light Plastic Body | 1010015LEDPLASTICBODY |  | A Class |  |  | I-Inventory | FG-Finish Good | R | Spares | Dental Chair-Spares | Dental Equiment | Main Location | 90330000 |  | FIFO | Gnatus | [8 empty] | 0 | 0 | 0 | 1 | 0 | 0 | [7 empty] | 1 |  | Gn/Lu/Sp/5 Led Light Plastic Body
IM03149 | Dental Chair Spares-Gnatus-LU-5 Led PCB | 1010015LEDPCB |  | A Class |  |  | I-Inventory | FG-Finish Good | R | Spares | Dental Chair-Spares | Dental Equiment | Main Location | 90330000 |  | FIFO | Gnatus | [8 empty] | 0 | 0 | 0 | 1 | 0 | 0 | [7 empty] | 1 |  | Gn/Lu/Sp/5 Led Pcb
IM03150 | Dental Chair Spares-Gnatus-Delivery Unit-Gnatus 4 Hole Coupling With Tubing-41000000556/41000003494 | 1010014HOLECOUPLTUBING41000000556 |  | A Class |  |  | I-Inventory | FG-Finish Good | R | Spares | Dental Chair-Spares | Dental Equiment | Main Location | 90330000 |  | FIFO | Gnatus | [8 empty] | 0 | 0 | 0 | 1 | 0 | 0 | [7 empty] | 1 |  | GN/DU/SP/GNATUS 4 HOLE COUPLING WITH TUBING-41000000556/41000003494
IM03151 | Dental Chair Spares-Gnatus-LU-Arm Lock Cover 365002087 | 101001365002087 |  | A Class |  |  | I-Inventory | FG-Finish Good | R | Spares | Dental Chair-Spares | Dental Equiment | Main Location | 90330000 |  | FIFO | Gnatus | [8 empty] | 0 | 0 | 0 | 1 | 0 | 0 | [7 empty] | 1 |  | Gn/Lu/Sp/Arm Lock Cover 365002087
IM03152 | Dental Chair Spares-Gnatus-LU-Artulacao Braco Col Refl 4000000033 | 10100141000000000 |  | A Class |  |  | I-Inventory | FG-Finish Good | R | Spares | Dental Chair-Spares | Dental Equiment | Main Location | 90330000 |  | FIFO | Gnatus | [5 empty] | . |  |  | 0 | 0 | 0 | 1 | 0 | 0 | [7 empty] | 1 |  | GN/LU/SP/ARTULACAO BRACO COL REFL 4000000033
IM03153 | Dental Chair Spares-Gnatus-LU-Artulacao Cabecote Rel 41000000032 | 10100141000000000 |  | A Class |  |  | I-Inventory | FG-Finish Good | R | Spares | Dental Chair-Spares | Dental Equiment | Main Location | 90330000 |  | FIFO | Gnatus | [5 empty] | . |  |  | 0 | 0 | 0 | 1 | 0 | 0 | [7 empty] | 1 |  | GN/LU/SP/ARTULACAO CABECOTE REL 41000000032
IM03154 | Dental Chair Spares-Gnatus-LU-Bleaching Light Body 300052916 | 101001300052916 |  | A Class |  |  | I-Inventory | FG-Finish Good | R | Spares | Dental Chair-Spares | Dental Equiment | Main Location | 90330000 |  | FIFO | Gnatus | [8 empty] | 0 | 0 | 0 | 1 | 0 | 0 | [7 empty] | 1 |  | Gn/Lu/Sp/Bleaching Light Body 300052916
IM03155 | Dental Chair Spares-Gnatus-LU-Chair Light Sensor 300026840 | 101001300026840 |  | A Class |  |  | I-Inventory | FG-Finish Good | R | Spares | Dental Chair-Spares | Dental Equiment | Main Location | 90330000 |  | FIFO | Gnatus | [8 empty] | 0 | 0 | 0 | 1 | 0 | 0 | [7 empty] | 1 |  | Gn/Lu/Sp/Chair Light Sensor 300026840
IM03156 | Dental Chair Spares-Gnatus-LU-Eixo Menor Do Pantogra Fo Ii Acab 32000000160 | 10100132000000100 |  | A Class |  |  | I-Inventory | FG-Finish Good | R | Spares | Dental Chair-Spares | Dental Equiment | Main Location | 90330000 |  | FIFO | Gnatus | [5 empty] | . |  |  | 0 | 0 | 0 | 1 | 0 | 0 | [7 empty] | 1 |  | GN/LU/SP/EIXO MENOR DO PANTOGRA FO II ACAB 32000000160
IM03157 | Dental Chair Spares-Gnatus-LU-Fly Nut 202000054 | 101001202000054 |  | A Class |  |  | I-Inventory | FG-Finish Good | C | Spares | Dental Chair-Spares | Dental Equiment | Main Location | 90330000 |  | FIFO | Gnatus | [8 empty] | 0 | 0 | 0 | 1 | 0 | 0 | [7 empty] | 1 |  | GN/LU/SP/FLY NUT 202000054
IM03158 | Dental Chair Spares-Gnatus-LU-G3 Chair Light Arm Upper Cover 31000000108 | 10100131000000100 |  | A Class |  |  | I-Inventory | FG-Finish Good | R | Spares | Dental Chair-Spares | Dental Equiment | Main Location | 90330000 |  | FIFO | Gnatus | [8 empty] | 0 | 0 | 0 | 1 | 0 | 0 | [7 empty] | 1 |  | GN/LU/SP/G3 CHAIR LIGHT ARM UPPER COVER 31000000108
IM03159 | Dental Chair Spares-Gnatus-LU-G4 Chair Light Arm 15030000091 | 101001G4LIGHTARM15030000091 |  | A Class |  |  | I-Inventory | FG-Finish Good | R | Spares | Dental Chair-Spares | Dental Equiment | Main Location | 90330000 |  | FIFO | Gnatus | [8 empty] | 0 | 0 | 0 | 1 | 0 | 0 | [7 empty] | 1 |  | GN/LU/SP/G4 CHAIR LIGHT ARM 15030000091
IM03160 | Dental Chair Spares-Gnatus-LU-Handle Dental Light Led G8 Subset 903001893 | 101001903001893 |  | A Class |  |  | I-Inventory | FG-Finish Good | R | Spares | Dental Chair-Spares | Dental Equiment | Main Location | 90330000 |  | FIFO | Gnatus | [8 empty] | 0 | 0 | 0 | 1 | 0 | 0 | [7 empty] | 1 |  | GN/LU/SP/HANDLE DENTAL LIGHT LED G8 SUBSET 903001893
IM03161 | Dental Chair Spares-Gnatus-Delivery Unit-Gold Pad D/U PCB 300050610 | 101001300050610 |  | A Class |  |  | I-Inventory | FG-Finish Good | R | Spares | Dental Chair-Spares | Dental Equiment | Main Location | 90330000 |  | FIFO | Gnatus | [8 empty] | 0 | 0 | 0 | 1 | 0 | 0 | [7 empty] | 1 |  | Gn/Du/Sp/Gold Pad D/U Pcb 300050610
IM03162 | Dental Chair Spares-Gnatus-LU-Ld Max Light Body Upper Body 365004367 | 101001365004367 |  | A Class |  |  | I-Inventory | FG-Finish Good | R | Spares | Dental Chair-Spares | Dental Equiment | Main Location | 90330000 |  | FIFO | Gnatus | [8 empty] | 0 | 0 | 0 | 1 | 0 | 0 | [7 empty] | 1 |  | GN/LU/SP/LD MAX LIGHT BODY UPPER BODY 365004367
IM03163 | Dental Chair Spares-Gnatus-Delivery Unit-H/P Coupling Sleeve 300052340/300038470/300038490/604001632 | 101001604001632 |  | A Class |  |  | I-Inventory | FG-Finish Good | R | Spares | Dental Chair-Spares | Dental Equiment | Main Location | 90330000 |  | FIFO | Gnatus | [8 empty] | 0 | 0 | 0 | 1 | 0 | 0 | [7 empty] | 1 |  | Gn/Du/Sp/H/P Coupling Sleeve 300052340/300038470/300038490/604001632
IM03164 | Dental Chair Spares-Gnatus-LU-Led Dental Light Head Front Cover365004381 | 101001365004381 |  | A Class |  |  | I-Inventory | FG-Finish Good | R | Spares | Dental Chair-Spares | Dental Equiment | Main Location | 90330000 |  | FIFO | Gnatus | [8 empty] | 0 | 0 | 0 | 1 | 0 | 0 | [7 empty] | 1 |  | Gn/Lu/Sp/Led Dental Light Head Front Cover365004381
IM03165 | Dental Chair Spares-Gnatus-Delivery Unit-Inova D/U Upper Cover 804001763 | 101001804001763 |  | A Class |  |  | I-Inventory | FG-Finish Good | R | Spares | Dental Chair-Spares | Dental Equiment | Main Location | 90330000 |  | FIFO | Gnatus | [8 empty] | 0 | 0 | 0 | 1 | 0 | 0 | [7 empty] | 1 |  | GN/DU/SP/INOVA D/U UPPER COVER 804001763
IM03166 | Dental Chair Spares-Gnatus-LU-Led Light Fan 300051942 | 101001300051942 |  | A Class |  |  | I-Inventory | FG-Finish Good | R | Spares | Dental Chair-Spares | Dental Equiment | Main Location | 90330000 |  | FIFO | Gnatus | [8 empty] | 0 | 0 | 0 | 1 | 0 | 0 | [7 empty] | 1 |  | Gn/Lu/Sp/Led Light Fan 300051942
IM03167 | Dental Chair Spares-Gnatus-LU-Led Light Head Holding Assembly 703001430 | 101001703001430 |  | A Class |  |  | I-Inventory | FG-Finish Good | R | Spares | Dental Chair-Spares | Dental Equiment | Main Location | 90330000 |  | FIFO | Gnatus | [8 empty] | 0 | 0 | 0 | 1 | 0 | 0 | [7 empty] | 1 |  | Gn/Lu/Sp/Led Light Head Holding Assembly 703001430
IM03168 | Dental Chair Spares-Gnatus-LU-Led Light Taflon Washer-31000002199 | 10105231000002100 |  | A Class |  |  | I-Inventory | FG-Finish Good | C | Spares | Dental Chair-Spares | Dental Equiment | Main Location | 90330000 |  | FIFO | Gnatus | [8 empty] | 0 | 0 | 0 | 1 | 0 | 0 | [7 empty] | 1 |  | GN/LU/SP/LED LIGHT TAFLON WASHER-31000002199
IM03169 | Dental Chair Spares-Gnatus-LU-Light Arm 993000870 | 101001993000870 |  | A Class |  |  | I-Inventory | FG-Finish Good | R | Spares | Dental Chair-Spares | Dental Equiment | Main Location | 90330000 |  | FIFO | Gnatus | [8 empty] | 0 | 0 | 0 | 1 | 0 | 0 | [7 empty] | 1 |  | Gn/Lu/Sp/Light Arm 993000870
IM03170 | Dental Chair Spares-Gnatus-LU-Light Arm Bush 300015674 | 101001300015674 |  | A Class |  |  | I-Inventory | FG-Finish Good | R | Spares | Dental Chair-Spares | Dental Equiment | Main Location | 90330000 |  | FIFO | Gnatus | [8 empty] | 0 | 0 | 0 | 1 | 0 | 0 | [7 empty] | 1 |  | Gn/Lu/Sp/Light Arm Bush 300015674
IM03171 | Dental Chair Spares-Gnatus-LU-Light Arm Cap-31000001576 | 101001LARMCAP31000001576 |  | A Class |  |  | I-Inventory | FG-Finish Good | C | Spares | Dental Chair-Spares | Dental Equiment | Main Location | 90330000 |  | FIFO | Gnatus | [8 empty] | 0 | 0 | 0 | 1 | 0 | 0 | [7 empty] | 1 |  | GN/LU/SP/LIGHT ARM CAP-31000001576
IM03172 | Dental Chair Spares-Gnatus-LU-Light Arm Cover 365002094 | 101001365002094 |  | A Class |  |  | I-Inventory | FG-Finish Good | C | Spares | Dental Chair-Spares | Dental Equiment | Main Location | 90330000 |  | FIFO | Gnatus | [8 empty] | 0 | 0 | 0 | 1 | 0 | 0 | [7 empty] | 1 |  | Gn/Lu/Sp/Light Arm Cover 365002094
IM03173 | Dental Chair Spares-Gnatus-LU-Light Arm Cover Round 365002120 | 101001365002120 |  | A Class |  |  | I-Inventory | FG-Finish Good | C | Spares | Dental Chair-Spares | Dental Equiment | Main Location | 90330000 |  | FIFO | Gnatus | [8 empty] | 0 | 0 | 0 | 1 | 0 | 0 | [7 empty] | 1 |  | Gn/Lu/Sp/Light Arm Cover Round 365002120
IM03174 | Dental Chair Spares-Gnatus-LU-Light Arm Lock 603001900 | 101001603001900 |  | A Class |  |  | I-Inventory | FG-Finish Good | C | Spares | Dental Chair-Spares | Dental Equiment | Main Location | 90330000 |  | FIFO | Gnatus | [8 empty] | 0 | 0 | 0 | 1 | 0 | 0 | [7 empty] | 1 |  | Gn/Lu/Sp/Light Arm Lock 603001900
IM03175 | Dental Chair Spares-Gnatus-LU-Light Arm Lock Wheel | 101001LARMLOCKWHEEL |  | A Class |  |  | I-Inventory | FG-Finish Good | R | Spares | Dental Chair-Spares | Dental Equiment | Main Location | 90330000 |  | FIFO | Gnatus | [8 empty] | 0 | 0 | 0 | 1 | 0 | 0 | [7 empty] | 1 |  | Gn/Lu/Sp/Light Arm Lock Wheel
IM03176 | Dental Chair Spares-Gnatus-LU-Light Arm Upper Cover- 803000703 | 101001803000703 |  | A Class |  |  | I-Inventory | FG-Finish Good | R | Spares | Dental Chair-Spares | Dental Equiment | Main Location | 90330000 |  | FIFO | Gnatus | [8 empty] | 0 | 0 | 0 | 1 | 0 | 0 | [7 empty] | 1 |  | Gn/Lu/Sp/Light Arm Upper Cover- 803000703
IM03177 | Dental Chair Spares-Gnatus-LU-Light Arm Without Upper Cover | 101001LARMWOUPCOVER |  | A Class |  |  | I-Inventory | FG-Finish Good | R | Spares | Dental Chair-Spares | Dental Equiment | Main Location | 90330000 |  | FIFO | Gnatus | [8 empty] | 0 | 0 | 0 | 1 | 0 | 0 | [7 empty] | 1 |  | GN/LU/SP/LIGHT ARM WITHOUT UPPER COVER
IM03178 | Dental Chair Spares-Gnatus-LU-Light Cabecote Reflector Led 300055087 | 101001300055087 |  | A Class |  |  | I-Inventory | FG-Finish Good | R | Spares | Dental Chair-Spares | Dental Equiment | Main Location | 90330000 |  | FIFO | Gnatus | [8 empty] | 0 | 0 | 0 | 1 | 0 | 0 | [7 empty] | 1 |  | GN/LU/SP/LIGHT CABECOTE REFLECTOR LED 300055087
IM03179 | Dental Chair Spares-Gnatus-LU-Light Refelector Cover 903001680 | 101001903001680 |  | A Class |  |  | I-Inventory | FG-Finish Good | R | Spares | Dental Chair-Spares | Dental Equiment | Main Location | 90330000 |  | FIFO | Gnatus | [8 empty] | 0 | 0 | 0 | 1 | 0 | 0 | [7 empty] | 1 |  | Gn/Lu/Sp/Light Refelector Cover 903001680
IM03180 | Dental Chair Spares-Gnatus-LU-Light Sensor 300042530 | 101001300042530 |  | A Class |  |  | I-Inventory | FG-Finish Good | R | Spares | Dental Chair-Spares | Dental Equiment | Main Location | 90330000 |  | FIFO | Gnatus | [8 empty] | 0 | 0 | 0 | 1 | 0 | 0 | [7 empty] | 1 |  | Gn/Lu/Sp/Light Sensor 300042530
IM03181 | Dental Chair Spares-Gnatus-LU-Metal Bulb Cap 803000320 | 101001803000320 |  | A Class |  |  | I-Inventory | FG-Finish Good | C | Spares | Dental Chair-Spares | Dental Equiment | Main Location | 90330000 |  | FIFO | Gnatus | [8 empty] | 0 | 0 | 0 | 1 | 0 | 0 | [7 empty] | 1 |  | Gn/Lu/Sp/Metal Bulb Cap 803000320
IM03182 | Dental Chair Spares-Gnatus-LU-New Persus Light PCB- 41000001428 | 10100141000001400 |  | A Class |  |  | I-Inventory | FG-Finish Good | R | Spares | Dental Chair-Spares | Dental Equiment | Main Location | 90330000 |  | FIFO | Gnatus | [8 empty] | 0 | 0 | 0 | 1 | 0 | 0 | [7 empty] | 1 |  | GN/LU/SP/NEW PERSUS LIGHT PCB- 41000001428
IM03183 | Dental Chair Spares-Gnatus-LU-New Presus Light Bulb-20000225 | 10100120000225 |  | A Class |  |  | I-Inventory | FG-Finish Good | R | Spares | Dental Chair-Spares | Dental Equiment | Main Location | 90330000 |  | FIFO | Gnatus | [8 empty] | 0 | 0 | 0 | 1 | 0 | 0 | [7 empty] | 1 |  | GN/LU/SP/NEW PRESUS LIGHT BULB-20000225
IM03184 | Dental Chair Spares-Gnatus-LU-Olympic Reflector Cover 603001394 | 101001603001394 |  | A Class |  |  | I-Inventory | FG-Finish Good | R | Spares | Dental Chair-Spares | Dental Equiment | Main Location | 90330000 |  | FIFO | Gnatus | [8 empty] | 0 | 0 | 0 | 1 | 0 | 0 | [7 empty] | 1 |  | Gn/Lu/Sp/Olympic Reflector Cover 603001394
IM03185 | Dental Chair Spares-Gnatus-LU-Optical Led Reflector Sensor 365004638 | 101001365004638 |  | A Class |  |  | I-Inventory | FG-Finish Good | C | Spares | Dental Chair-Spares | Dental Equiment | Main Location | 90330000 |  | FIFO | Gnatus | [8 empty] | 0 | 0 | 0 | 1 | 0 | 0 | [7 empty] | 1 |  | Gn/Lu/Sp/Optical Led Reflector Sensor 365004638
IM03186 | Dental Chair Spares-Gnatus-LU-Persus Chair Reflector Plastic Cover 365002241 | 101001365002241 |  | A Class |  |  | I-Inventory | FG-Finish Good | R | Spares | Dental Chair-Spares | Dental Equiment | Main Location | 90330000 |  | FIFO | Gnatus | [8 empty] | 0 | 0 | 0 | 1 | 0 | 0 | [7 empty] | 1 |  | Gn/Lu/Sp/Persus Chair Reflector Plastic Cover 365002241
IM03187 | Dental Chair Spares-Gnatus-LU-Persus Light Sensor Control 300026860 | 101001300026860 |  | A Class |  |  | I-Inventory | FG-Finish Good | R | Spares | Dental Chair-Spares | Dental Equiment | Main Location | 90330000 |  | FIFO | Gnatus | [8 empty] | 0 | 0 | 0 | 1 | 0 | 0 | [7 empty] | 1 |  | Gn/Lu/Sp/Persus Light Sensor Control 300026860
IM03188 | Dental Chair Spares-Gnatus-LU-Persus Light Sensor Control 300042540 | 101001300042540 |  | A Class |  |  | I-Inventory | FG-Finish Good | R | Spares | Dental Chair-Spares | Dental Equiment | Main Location | 90330000 |  | FIFO | Gnatus | [8 empty] | 0 | 0 | 0 | 1 | 0 | 0 | [7 empty] | 1 |  | Gn/Lu/Sp/Persus Light Sensor Control 300042540
IM03189 | Dental Chair Spares-Gnatus-LU-Plastic Arm Stopper 365002920 | 101001365002920 |  | A Class |  |  | I-Inventory | FG-Finish Good | C | Spares | Dental Chair-Spares | Dental Equiment | Main Location | 90330000 |  | FIFO | Gnatus | [8 empty] | 0 | 0 | 0 | 1 | 0 | 0 | [7 empty] | 1 |  | Gn/Lu/Sp/Plastic Arm Stopper 365002920
IM03190 | Dental Chair Spares-Gnatus-LU-Relay Led Reflector Sensor 603006346 | 101001603006346 |  | A Class |  |  | I-Inventory | FG-Finish Good | C | Spares | Dental Chair-Spares | Dental Equiment | Main Location | 90330000 |  | FIFO | Gnatus | [8 empty] | 0 | 0 | 0 | 1 | 0 | 0 | [7 empty] | 1 |  | Gn/Lu/Sp/Relay Led Reflector Sensor 603006346
IM03191 | Dental Chair Spares-Gnatus-LU-Relay To Adapter Connecting Wire -30300053609 | 101001CONNECTINGWRE30300053609 |  | A Class |  |  | I-Inventory | FG-Finish Good | R | Spares | Dental Chair-Spares | Dental Equiment | Main Location | 90330000 |  | FIFO | Gnatus | [8 empty] | 0 | 0 | 0 | 1 | 0 | 0 | [7 empty] | 1 |  | GN/LU/SP/RELAY TO ADAPTER CONNECTING WIRE -30300053609
IM03192 | Dental Chair Spares-Gnatus-Delivery Unit-Inova Pad Star D/U Upper Cover 904004680 | 101001904004680 |  | A Class |  |  | I-Inventory | FG-Finish Good | R | Spares | Dental Chair-Spares | Dental Equiment | Main Location | 90330000 |  | FIFO | Gnatus | [8 empty] | 0 | 0 | 0 | 1 | 0 | 0 | [7 empty] | 1 |  | Gn/Du/Sp/Inova Pad Star d/u Upper Cover 904004680
IM03193 | Dental Chair Spares-Gnatus-LU-Retaning Ring Rs 4 30287000102 | 10100130287000100 |  | A Class |  |  | I-Inventory | FG-Finish Good | R | Spares | Dental Chair-Spares | Dental Equiment | Main Location | 90330000 |  | FIFO | Gnatus | [5 empty] | . |  |  | 0 | 0 | 0 | 1 | 0 | 0 | [7 empty] | 1 |  | GN/LU/SP/RETANING RING RS 4 30287000102
IM03194 | Dental Chair Spares-Gnatus-Delivery Unit-Inova Star D/U Stool Base Arm 300053693 | 101001300053693 |  | A Class |  |  | I-Inventory | FG-Finish Good | R | Spares | Dental Chair-Spares | Dental Equiment | Main Location | 90330000 |  | FIFO | Gnatus | [8 empty] | 0 | 0 | 0 | 1 | 0 | 0 | [7 empty] | 1 |  | Gn/Du/Sp/Inova Star D/U Stool Base Arm 300053693
IM03195 | Dental Chair Spares-Gnatus-Delivery Unit-Inova Star Pad D/U Remote PCB 604009379 | 101001604009379 |  | A Class |  |  | I-Inventory | FG-Finish Good | R | Spares | Dental Chair-Spares | Dental Equiment | Main Location | 90330000 |  | FIFO | Gnatus | [8 empty] | 0 | 0 | 0 | 1 | 0 | 0 | [7 empty] | 1 |  | Gn/Du/Sp/Inova Star Pad D/U Remote Pcb 604009379
IM03196 | Dental Chair Spares-Gnatus-Delivery Unit-Joint Arm Column Rfltr-31000002289/31000002563/41000003040 | 101001JOINTARMCOLUMN3100000228931000002563 |  | A Class |  |  | I-Inventory | FG-Finish Good | C | Spares | Dental Chair-Spares | Dental Equiment | Main Location | 90330000 |  | FIFO | Gnatus | [8 empty] | 0 | 0 | 0 | 1 | 0 | 0 | [7 empty] | 1 |  | GN/DU/SP/JOINT ARM COLUMN RFLTR-31000002289/31000002563/41000003040
IM03197 | Dental Chair Spares-Gnatus-Delivery Unit-Lower Coat Articulated Arm/26582-014 | 101001LOWERCOATARM26582014 |  | A Class |  |  | I-Inventory | FG-Finish Good | C | Spares | Dental Chair-Spares | Dental Equiment | Main Location | 90330000 |  | FIFO | Gnatus | [8 empty] | 0 | 0 | 0 | 1 | 0 | 0 | [7 empty] | 1 |  | GN/DU/SP/LOWER COAT ARTICULATED ARM/26582-014
IM03198 | Dental Chair Spares-Gnatus-LU-S500 Delivery Unit Lower Cover-41000003307 | 101001S500DULOWERCOVER41000003307 |  | A Class |  |  | I-Inventory | FG-Finish Good | C | Spares | Dental Chair-Spares | Dental Equiment | Main Location | 90330000 |  | FIFO | Gnatus | [8 empty] | 0 | 0 | 0 | 1 | 0 | 0 | [7 empty] | 1 |  | GN/LU/SP/S500 DELIVERY UNIT LOWER COVER-41000003307
IM03199 | Dental Chair Spares-Gnatus-Delivery Unit-New Top D/U Chip Blower Switch 300051699 | 101001300051699 |  | A Class |  |  | I-Inventory | FG-Finish Good | R | Spares | Dental Chair-Spares | Dental Equiment | Main Location | 90330000 |  | FIFO | Gnatus | [8 empty] | 0 | 0 | 0 | 1 | 0 | 0 | [7 empty] | 1 |  | Gn/Du/Sp/New Top D/U Chip Blower Switch 300051699
IM03200 | Dental Chair Spares-Gnatus-LU-Screw 202000499 | 101001202000499 |  | A Class |  |  | I-Inventory | FG-Finish Good | C | Spares | Dental Chair-Spares | Dental Equiment | Main Location | 90330000 |  | FIFO | Gnatus | [8 empty] | 0 | 0 | 0 | 1 | 0 | 0 | [7 empty] | 1 |  | Gn/Lu/Sp/Screw 202000499
IM03201 | Dental Chair Spares-Gnatus-LU-S-Series Chair Light Arm 41000003099 | 101001SLIGHTARM41000003099 |  | A Class |  |  | I-Inventory | FG-Finish Good | R | Spares | Dental Chair-Spares | Dental Equiment | Main Location | 90330000 |  | FIFO | Gnatus | [8 empty] | 0 | 0 | 0 | 1 | 0 | 0 | [7 empty] | 1 |  | GN/LU/SP/S-SERIES CHAIR LIGHT ARM 41000003099
IM03202 | Dental Chair Spares-Gnatus-LU-S-Series Chair Light Arm Lower Cover-31000002561 | 101001SLIGHTARMLCOVER31000002561 |  | A Class |  |  | I-Inventory | FG-Finish Good | R | Spares | Dental Chair-Spares | Dental Equiment | Main Location | 90330000 |  | FIFO | Gnatus | [8 empty] | 0 | 0 | 0 | 1 | 0 | 0 | [7 empty] | 1 |  | GN/LU/SP/S-SERIES CHAIR LIGHT ARM LOWER COVER-31000002561
IM03203 | Dental Chair Spares-Gnatus-LU-S-Series Chair Light Arm Pole 41000003083 | 101001SLIGHTARMPOLE41000003083 |  | A Class |  |  | I-Inventory | FG-Finish Good | R | Spares | Dental Chair-Spares | Dental Equiment | Main Location | 90330000 |  | FIFO | Gnatus | [8 empty] | 0 | 0 | 0 | 1 | 0 | 0 | [7 empty] | 1 |  | GN/LU/SP/S-SERIES CHAIR LIGHT ARM POLE 41000003083
IM03204 | Dental Chair Spares-Gnatus-LU-S-Series Chair Light Arm Ring-31000002521 | 101052RING31000002521 |  | A Class |  |  | I-Inventory | FG-Finish Good | C | Spares | Dental Chair-Spares | Dental Equiment | Main Location | 90330000 |  | FIFO | Gnatus | [8 empty] | 0 | 0 | 0 | 1 | 0 | 0 | [7 empty] | 1 |  | GN/LU/SP/S-SERIES CHAIR LIGHT ARM RING-31000002521
IM03205 | Dental Chair Spares-Gnatus-LU-S-Series Chair Light Oval Shape Cover-31000002593 | 101001SSERIESLIGHTOVALSHAPECOVER31000002593 |  | A Class |  |  | I-Inventory | FG-Finish Good | R | Spares | Dental Chair-Spares | Dental Equiment | Main Location | 90330000 |  | FIFO | Gnatus | [8 empty] | 0 | 0 | 0 | 1 | 0 | 0 | [7 empty] | 1 |  | GN/LU/SP/S-SERIES CHAIR LIGHT OVAL SHAPE COVER-31000002593
IM03206 | Dental Chair Spares-Gnatus-LU-S-Series Decorative Bearing-31000002574 | 101001SDECORATIVEBEARING31000002574 |  | A Class |  |  | I-Inventory | FG-Finish Good | R | Spares | Dental Chair-Spares | Dental Equiment | Main Location | 90330000 |  | FIFO | Gnatus | [8 empty] | 0 | 0 | 0 | 1 | 0 | 0 | [7 empty] | 1 |  | GN/LU/SP/S-SERIES DECORATIVE BEARING-31000002574
IM03207 | Dental Chair Spares-Gnatus-LU-S-Series Light Arm Upper Cover 31000002562 | 101001ARMUPPERCOVER31000002562 |  | A Class |  |  | I-Inventory | FG-Finish Good | R | Spares | Dental Chair-Spares | Dental Equiment | Main Location | 90330000 |  | FIFO | Gnatus | [8 empty] | 0 | 0 | 0 | 1 | 0 | 0 | [7 empty] | 1 |  | GN/LU/SP/S-SERIES LIGHT ARM UPPER COVER 31000002562
IM03208 | Dental Chair Spares-Gnatus-LU-Syn. Stop Glass Light Front Cover 300037080 | 101001300037080 |  | A Class |  |  | I-Inventory | FG-Finish Good | R | Spares | Dental Chair-Spares | Dental Equiment | Main Location | 90330000 |  | FIFO | Gnatus | [8 empty] | 0 | 0 | 0 | 1 | 0 | 0 | [7 empty] | 1 |  | Gn/Lu/Sp/Syn. Stop Glass Light Front Cover 300037080
IM03209 | Dental Chair Spares-Gnatus-Delivery Unit-Over Head Arm Lock- 365004629/31000002686 | 101001OVERHEADARMLOCK36500462931000002686 |  | A Class |  |  | I-Inventory | FG-Finish Good | C | Spares | Dental Chair-Spares | Dental Equiment | Main Location | 90330000 |  | FIFO | Gnatus | [8 empty] | 0 | 0 | 0 | 1 | 0 | 0 | [7 empty] | 1 |  | GN/DU/SP/OVER HEAD ARM LOCK- 365004629/31000002686
IM03210 | Dental Chair Spares-Gnatus-LU-Upper Top Dental Light Head 5 Ld-41000003060 | 101001L5LEDLIGHTUPPERHEAD41000003060 |  | A Class |  |  | I-Inventory | FG-Finish Good | C | Spares | Dental Chair-Spares | Dental Equiment | Main Location | 90330000 |  | FIFO | Gnatus | [8 empty] | 0 | 0 | 0 | 1 | 0 | 0 | [7 empty] | 1 |  | GN/LU/SP/UPPER TOP DENTAL LIGHT HEAD 5 LD-41000003060
IM03211 | Dental Chair Spares-Gnatus-LU-Upper Top Dental Light Head 5 Ld-41000003061 | 101001UPPERTOPLIGHTLED41000003061 |  | A Class |  |  | I-Inventory | FG-Finish Good | C | Spares | Dental Chair-Spares | Dental Equiment | Main Location | 90330000 |  | FIFO | Gnatus | [8 empty] | 0 | 0 | 0 | 1 | 0 | 0 | [7 empty] | 1 |  | GN/LU/SP/UPPER TOP DENTAL LIGHT HEAD 5 LD-41000003061
IM03212 | Dental Chair Spares-Gnatus-Main PCB Ld Max 300051069 | 101001300051069 |  | A Class |  |  | I-Inventory | FG-Finish Good | R | Spares | Dental Chair-Spares | Dental Equiment | Main Location | 90330000 |  | FIFO | Gnatus | [8 empty] | 0 | 0 | 0 | 1 | 0 | 0 | [7 empty] | 1 |  | Gn/Ld/Sp/Main Pcb Ld Max 300051069
IM03213 | Dental Chair Spares-Gnatus-Massager Eccentric Weight 40601001205 | 10100140601001200 |  | A Class |  |  | I-Inventory | FG-Finish Good | R | Spares | Dental Chair-Spares | Dental Equiment | Main Location | 90330000 |  | FIFO | Gnatus | [5 empty] | . |  |  | 0 | 0 | 0 | 1 | 0 | 0 | [7 empty] | 1 |  | GN/SP/MASSAGER ECCENTRIC WEIGHT 40601001205
IM03214 | Dental Chair Spares-Gnatus-Master Circuit Braker (Mcb) 300037210 | 101001300037210 |  | A Class |  |  | I-Inventory | FG-Finish Good | R | Spares | Dental Chair-Spares | Dental Equiment | Main Location | 90330000 |  | FIFO | Gnatus | [8 empty] | 0 | 0 | 0 | 1 | 0 | 0 | [7 empty] | 1 |  | Gn/Ms/Sp/Master Circuit Braker (Mcb) 300037210
IM03215 | Dental Chair Spares-Gnatus-Metal Bl Gl Soft Sync Uph Seat Set 901008238 | 101001901008238 |  | A Class |  |  | I-Inventory | FG-Finish Good | R | Spares | Dental Chair-Spares | Dental Equiment | Main Location | 90330000 |  | FIFO | Gnatus | [8 empty] | 0 | 0 | 0 | 1 | 0 | 0 | [7 empty] | 1 |  | Gn/Sp/Metal BL GL Soft Sync Uph Seat Set 901008238
IM03216 | Dental Chair Spares-Gnatus-Metal Copper Pvc Laminate 1.0Mm 115090343 | 101001115090343 |  | A Class |  |  | I-Inventory | FG-Finish Good | R | Spares | Dental Chair-Spares | Dental Equiment | Main Location | 90330000 |  | FIFO | Gnatus | [8 empty] | 0 | 0 | 0 | 1 | 0 | 0 | [7 empty] | 1 |  | Gn/Sp/Metal Copper PVC Laminate 1.0mm 115090343
IM03217 | Dental Chair Spares-Gnatus-Metal Finished Cover G4 Structure 365004773 | 101001365004773 |  | A Class |  |  | I-Inventory | FG-Finish Good | R | Spares | Dental Chair-Spares | Dental Equiment | Main Location | 90330000 |  | FIFO | Gnatus | [8 empty] | 0 | 0 | 0 | 1 | 0 | 0 | [7 empty] | 1 |  | Gn/Sp/Metal Finished Cover G4 Structure 365004773
IM03218 | Dental Chair Spares-Gnatus-Metal Finished Cover Unit Sync G4 Structure 365004784 | 101001365004784 |  | A Class |  |  | I-Inventory | FG-Finish Good | R | Spares | Dental Chair-Spares | Dental Equiment | Main Location | 90330000 |  | FIFO | Gnatus | [8 empty] | 0 | 0 | 0 | 1 | 0 | 0 | [7 empty] | 1 |  | Gn/Sp/Metal Finished Cover Unit Sync G4 Structure 365004784
IM03219 | Dental Chair Spares-Gnatus-Metal Pink Soft Assembly Seat Upholstery 901008239 | 101001901008239 |  | A Class |  |  | I-Inventory | FG-Finish Good | R | Spares | Dental Chair-Spares | Dental Equiment | Main Location | 90330000 |  | FIFO | Gnatus | [8 empty] | 0 | 0 | 0 | 1 | 0 | 0 | [7 empty] | 1 |  | Gn/Sp/Metal Pink Soft Assembly Seat Upholstery 901008239
IM03220 | Dental Chair Spares-Gnatus-Microcontrol Door 906000182 | 101001906000182 |  | A Class |  |  | I-Inventory | FG-Finish Good | R | Spares | Dental Chair-Spares | Dental Equiment | Main Location | 90330000 |  | FIFO | Gnatus | [8 empty] | 0 | 0 | 0 | 1 | 0 | 0 | [7 empty] | 1 |  | GN/SP/MICROCONTROL DOOR 906000182
IM03221 | Dental Chair Spares-Gnatus-Microcontroller Subest 906000204 | 101001906000204 |  | A Class |  |  | I-Inventory | FG-Finish Good | R | Spares | Dental Chair-Spares | Dental Equiment | Main Location | 90330000 |  | FIFO | Gnatus | [5 empty] | . |  |  | 0 | 0 | 0 | 1 | 0 | 0 | [7 empty] | 1 |  | GN/SP/MICROCONTROLLER SUBEST 906000204
IM03222 | Dental Chair Spares-Gnatus-Microcontroller Subset 40906000199 | 10100140906000100 |  | A Class |  |  | I-Inventory | FG-Finish Good | R | Spares | Dental Chair-Spares | Dental Equiment | Main Location | 90330000 |  | FIFO | Gnatus | [5 empty] | . |  |  | 0 | 0 | 0 | 1 | 0 | 0 | [7 empty] | 1 |  | GN/SP/MICROCONTROLLER SUBSET 40906000199
IM03223 | Dental Chair Spares-Gnatus-Microcontroller Subset 906000194 | 101001906000194 |  | A Class |  |  | I-Inventory | FG-Finish Good | R | Spares | Dental Chair-Spares | Dental Equiment | Main Location | 90330000 |  | FIFO | Gnatus | [8 empty] | 0 | 0 | 0 | 1 | 0 | 0 | [7 empty] | 1 |  | GN/SP/MICROCONTROLLER SUBSET 906000194
IM03224 | Dental Chair Spares-Gnatus-Microcontroller Subset Pci 906000151 | 101001906000151 |  | A Class |  |  | I-Inventory | FG-Finish Good | R | Spares | Dental Chair-Spares | Dental Equiment | Main Location | 90330000 |  | FIFO | Gnatus | [8 empty] | 0 | 0 | 0 | 1 | 0 | 0 | [7 empty] | 1 |  | Gn/Sp/Microcontroller Subset PCI 906000151
IM03225 | Dental Chair Spares-Gnatus-Motorised Suction Single Solenoid Valve 907001930 | 101001907001930 |  | A Class |  |  | I-Inventory | FG-Finish Good | C | Spares | Dental Chair-Spares | Dental Equiment | Main Location | 90330000 |  | FIFO | Gnatus | [8 empty] | 0 | 0 | 0 | 1 | 0 | 0 | [7 empty] | 1 |  | GN/SP/MOTORISED SUCTION SINGLE SOLENOID VALVE 907001930
IM03226 | Dental Chair Spares-Gnatus-Mouting Table (Camper Plane)-365004250 | 101001365004250 |  | A Class |  |  | I-Inventory | FG-Finish Good | R | Spares | Dental Chair-Spares | Dental Equiment | Main Location | 90330000 |  | FIFO | Gnatus | [8 empty] | 0 | 0 | 0 | 1 | 0 | 0 | [7 empty] | 1 |  | Gn/Sp/Mouting Table (Camper Plane)-365004250
IM03227 | Dental Chair Spares-Gnatus-Movable Right Side Cover 365004693 | 101001365004693 |  | A Class |  |  | I-Inventory | FG-Finish Good | R | Spares | Dental Chair-Spares | Dental Equiment | Main Location | 90330000 |  | FIFO | Gnatus | [8 empty] | 0 | 0 | 0 | 1 | 0 | 0 | [7 empty] | 1 |  | Gn/Sp/Movable Right Side Cover 365004693
IM03228 | Dental Chair Spares-Gnatus-Mp Equipo 1455 Palm Beach 31000000016 | 10100131000000000 |  | A Class |  |  | I-Inventory | FG-Finish Good | R | Spares | Dental Chair-Spares | Dental Equiment | Main Location | 90330000 |  | FIFO | Gnatus | [8 empty] | 0 | 0 | 0 | 1 | 0 | 0 | [7 empty] | 1 |  | GN/SP/MP EQUIPO 1455 PALM BEACH 31000000016
IM03229 | Dental Chair Spares-Gnatus-Mtx Lam. Navy Blue Chair Seat Upholstery 41000000177 | 101001CHUPMTXLAMNBLUE41000000177 |  | A Class |  |  | I-Inventory | FG-Finish Good | R | Spares | Dental Chair-Spares | Dental Equiment | Main Location | 90330000 |  | FIFO | Gnatus | [8 empty] | 0 | 0 | 0 | 1 | 0 | 0 | [7 empty] | 1 |  | GN/DC/UP/MTX LAM. NAVY BLUE CHAIR SEAT UPHOLSTERY 41000000177
IM03230 | Dental Chair Spares-Gnatus-Multimedia G4 Kit Algema Cover 40607002709 | 10100140607002700 |  | A Class |  |  | I-Inventory | FG-Finish Good | R | Spares | Dental Chair-Spares | Dental Equiment | Main Location | 90330000 |  | FIFO | Gnatus | [8 empty] | 0 | 0 | 0 | 1 | 0 | 0 | [7 empty] | 1 |  | GN/DC/SP/MULTIMEDIA G4 KIT ALGEMA COVER 40607002709
IM03231 | Dental Chair Spares-Gnatus-Negatoscope Display 300053917 | 101001300053917 |  | A Class |  |  | I-Inventory | FG-Finish Good | R | Spares | Dental Chair-Spares | Dental Equiment | Main Location | 90330000 |  | FIFO | Gnatus | [8 empty] | 0 | 0 | 0 | 1 | 0 | 0 | [7 empty] | 1 |  | GN/SP/NEGATOSCOPE DISPLAY 300053917
IM03232 | Dental Chair Spares-Gnatus-Negatoscope Display Ii 604009445 | 101001604009445 |  | A Class |  |  | I-Inventory | FG-Finish Good | R | Spares | Dental Chair-Spares | Dental Equiment | Main Location | 90330000 |  | FIFO | Gnatus | [8 empty] | 0 | 0 | 0 | 1 | 0 | 0 | [7 empty] | 1 |  | Gn/Sp/Negatoscope Display II 604009445
IM03233 | Dental Chair Spares-Gnatus-Nut Incisal Table Gray 365004409 | 101001365004409 |  | A Class |  |  | I-Inventory | FG-Finish Good | R | Spares | Dental Chair-Spares | Dental Equiment | Main Location | 90330000 |  | FIFO | Gnatus | [8 empty] | 0 | 0 | 0 | 1 | 0 | 0 | [7 empty] | 1 |  | Gn/Sp/Nut Incisal Table Gray 365004409
IM03234 | Dental Chair Spares-Gnatus-Nut, Steel Hex M3-30250100012 | 10100130250100000 |  | A Class |  |  | I-Inventory | FG-Finish Good | R | Spares | Dental Chair-Spares | Dental Equiment | Main Location | 90330000 |  | FIFO | Gnatus | [8 empty] | 0 | 0 | 0 | 1 | 0 | 0 | [7 empty] | 1 |  | GN/SP/NUT, STEEL HEX M3-30250100012
IM03235 | Dental Chair Spares-Gnatus-O Ring 10.94Mmx2.62Mm 355001367 | 101001355001367 |  | A Class |  |  | I-Inventory | FG-Finish Good | C | Spares | Dental Chair-Spares | Dental Equiment | Main Location | 90330000 |  | FIFO | Gnatus | [8 empty] | 0 | 0 | 0 | 1 | 0 | 0 | [7 empty] | 1 |  | Gn/Sp/O Ring 10.94mmx2.62mm 355001367
IM03236 | Dental Chair Spares-Gnatus-O Ring 2-006 355000060 | 101001355000060 |  | A Class |  |  | I-Inventory | FG-Finish Good | C | Spares | Dental Chair-Spares | Dental Equiment | Main Location | 90330000 |  | FIFO | Gnatus | [8 empty] | 0 | 0 | 0 | 1 | 0 | 0 | [7 empty] | 1 |  | Gn/Sp/O Ring 2-006 355000060
IM03237 | Dental Chair Spares-Gnatus-O Ring 355000718 | 101001355000718 |  | A Class |  |  | I-Inventory | FG-Finish Good | C | Spares | Dental Chair-Spares | Dental Equiment | Main Location | 90330000 |  | FIFO | Gnatus | [8 empty] | 0 | 0 | 0 | 1 | 0 | 0 | [7 empty] | 1 |  | Gn/Sp/O Ring 355000718
IM03238 | Dental Chair Spares-Gnatus-O Ring 355001110 | 101001355001110 |  | A Class |  |  | I-Inventory | FG-Finish Good | C | Spares | Dental Chair-Spares | Dental Equiment | Main Location | 90330000 |  | FIFO | Gnatus | [8 empty] | 0 | 0 | 0 | 1 | 0 | 0 | [7 empty] | 1 |  | Gn/Sp/O Ring 355001110
IM03239 | Dental Chair Spares-Gnatus-O Ring 6-252 355000472 | 101001355000472 |  | A Class |  |  | I-Inventory | FG-Finish Good | C | Spares | Dental Chair-Spares | Dental Equiment | Main Location | 90330000 |  | FIFO | Gnatus | [8 empty] | 0 | 0 | 0 | 1 | 0 | 0 | [7 empty] | 1 |  | Gn/Sp/O Ring 6-252 355000472
IM03240 | Dental Chair Spares-Gnatus-O Ring 6-650 (N3000 70B) 355000547 | 101001355000547 |  | A Class |  |  | I-Inventory | FG-Finish Good | C | Spares | Dental Chair-Spares | Dental Equiment | Main Location | 90330000 |  | FIFO | Gnatus | [8 empty] | 0 | 0 | 0 | 1 | 0 | 0 | [7 empty] | 1 |  | Gn/SP/O Ring 6-650 (N3000 70B) 355000547
IM03241 | Dental Chair Spares-Gnatus-Optical Crystal Multifaced Ii 302500193 | 101001302500193 |  | A Class |  |  | I-Inventory | FG-Finish Good | R | Spares | Dental Chair-Spares | Dental Equiment | Main Location | 90330000 |  | FIFO | Gnatus | [8 empty] | 0 | 0 | 0 | 1 | 0 | 0 | [7 empty] | 1 |  | Gn/Sp/Optical Crystal Multifaced II 302500193
IM03242 | Dental Chair Spares-Gnatus-O-Ring 300054449 | 101001300054449 |  | A Class |  |  | I-Inventory | FG-Finish Good | C | Spares | Dental Chair-Spares | Dental Equiment | Main Location | 90330000 |  | FIFO | Gnatus | [8 empty] | 0 | 0 | 0 | 1 | 0 | 0 | [7 empty] | 1 |  | Gn/Sp/O-Ring 300054449
IM03243 | Dental Chair Spares-Gnatus-O-Ring 603006350 | 101001603006350 |  | A Class |  |  | I-Inventory | FG-Finish Good | C | Spares | Dental Chair-Spares | Dental Equiment | Main Location | 90330000 |  | FIFO | Gnatus | [8 empty] | 0 | 0 | 0 | 1 | 0 | 0 | [7 empty] | 1 |  | GN/SP/O-RING 603006350
IM03244 | Dental Chair Spares-Gnatus-Pci Cab Reflc G8 3 Led 603006376 | 101001603006376 |  | A Class |  |  | I-Inventory | FG-Finish Good | R | Spares | Dental Chair-Spares | Dental Equiment | Main Location | 90330000 |  | FIFO | Gnatus | [8 empty] | 0 | 0 | 0 | 1 | 0 | 0 | [7 empty] | 1 |  | GN/SP/PCI CAB REFLC G8 3 LED 603006376
IM03245 | Dental Chair Spares-Gnatus-Pci Cabecote Reflector Sirius G8 Sensor 5(3X2) Leds 300055003 | 101001300055003 |  | A Class |  |  | I-Inventory | FG-Finish Good | R | Spares | Dental Chair-Spares | Dental Equiment | Main Location | 90330000 |  | FIFO | Gnatus | [8 empty] | 0 | 0 | 0 | 1 | 0 | 0 | [7 empty] | 1 |  | Gn/Sp/Pci Cabecote Reflector Sirius G8 Sensor 5(3x2) Leds 300055003
IM03246 | Dental Chair Spares-Gnatus-Pci Cadeora Syn G3 G4 41000000946 | 10100141000000900 |  | A Class |  |  | I-Inventory | FG-Finish Good | R | Spares | Dental Chair-Spares | Dental Equiment | Main Location | 90330000 |  | FIFO | Gnatus | [8 empty] | 0 | 0 | 0 | 1 | 0 | 0 | [7 empty] | 1 |  | GN/DC/SP/PCI CADEORA SYN G3 G4 41000000946
IM03247 | Dental Chair Spares-Gnatus-Pci Panel Unit Water Syncrus Top 602009781 | 101001602009781 |  | A Class |  |  | I-Inventory | FG-Finish Good | R | Spares | Dental Chair-Spares | Dental Equiment | Main Location | 90330000 |  | FIFO | Gnatus | [8 empty] | 0 | 0 | 0 | 1 | 0 | 0 | [7 empty] | 1 |  | GN/SP/PCI PANEL UNIT WATER SYNCRUS TOP 602009781
IM03248 | Dental Chair Spares-Gnatus-Pci Sen Bacia Ua 3100000013 | 1010013100000010 |  | A Class |  |  | I-Inventory | FG-Finish Good | R | Spares | Dental Chair-Spares | Dental Equiment | Main Location | 90330000 |  | FIFO | Gnatus | [5 empty] | . |  |  | 0 | 0 | 0 | 1 | 0 | 0 | [7 empty] | 1 |  | GN/SP/PCI SEN BACIA UA 3100000013
IM03249 | Dental Chair Spares-Gnatus-Pci Sensor Bacia Ua 31000000138 | 10100131000000100 |  | A Class |  |  | I-Inventory | FG-Finish Good | R | Spares | Dental Chair-Spares | Dental Equiment | Main Location | 90330000 |  | FIFO | Gnatus | [8 empty] | 0 | 0 | 0 | 1 | 0 | 0 | [7 empty] | 1 |  | GN/SP/PCI SENSOR BACIA UA 31000000138
IM03250 | Dental Chair Spares-GnatusPci Syncrus Pop Star Dental Chair With Sensor Hall 601001420 | 101001601001420 |  | A Class |  |  | I-Inventory | FG-Finish Good | R | Spares | Dental Chair-Spares | Dental Equiment | Main Location | 90330000 |  | FIFO | Gnatus | [8 empty] | 0 | 0 | 0 | 1 | 0 | 0 | [7 empty] | 1 |  | Gn/Ba/Sp/Pci Syncrus Pop Star Dental Chair With Sensor Hall 601001420
IM03251 | Dental Chair Spares-Gnatus-Pci Unidade De Agua Syncrus G8 602009795 | 101001602009795 |  | A Class |  |  | I-Inventory | FG-Finish Good | R | Spares | Dental Chair-Spares | Dental Equiment | Main Location | 90330000 |  | FIFO | Gnatus | [8 empty] | 0 | 0 | 0 | 1 | 0 | 0 | [7 empty] | 1 |  | GN/SP/PCI UNIDADE DE AGUA SYNCRUS G8 602009795
IM03252 | Dental Chair Spares-Gnatus-Persus Arm Cover 365003710 | 101001365003710 |  | A Class |  |  | I-Inventory | FG-Finish Good | C | Spares | Dental Chair-Spares | Dental Equiment | Main Location | 90330000 |  | FIFO | Gnatus | [8 empty] | 0 | 0 | 0 | 1 | 0 | 0 | [7 empty] | 1 |  | Gn/Sp/Persus Arm Cover 365003710
IM03253 | Dental Chair Spares-Gnatus-Persus Upholsery Back Cover 601006332 | 101001601006332 |  | A Class |  |  | I-Inventory | FG-Finish Good | R | Spares | Dental Chair-Spares | Dental Equiment | Main Location | 90330000 |  | FIFO | Gnatus | [8 empty] | 0 | 0 | 0 | 1 | 0 | 0 | [7 empty] | 1 |  | Gn/Sp/Persus Upholsery Back Cover 601006332
IM03254 | Dental Chair Spares-Gnatus-Philiphs Pan Head Steel Screw Mitopl. 3 X 8Mm 233000276 | 101001233000276 |  | A Class |  |  | I-Inventory | FG-Finish Good | C | Spares | Dental Chair-Spares | Dental Equiment | Main Location | 90330000 |  | FIFO | Gnatus | [8 empty] | 0 | 0 | 0 | 1 | 0 | 0 | [7 empty] | 1 |  | GN/DC/SP/PHILIPHS PAN HEAD STEEL SCREW MITOPL. 3 X 8MM 233000276
IM03255 | Dental Chair Spares-Gnatus-Philips Bevel Head Steel Screw M3 X 10Mm-30230000742 | 10100130230000700 |  | A Class |  |  | I-Inventory | FG-Finish Good | C | Spares | Dental Chair-Spares | Dental Equiment | Main Location | 90330000 |  | FIFO | Gnatus | [8 empty] | 0 | 0 | 0 | 1 | 0 | 0 | [7 empty] | 1 |  | GN/SP/PHILIPS BEVEL HEAD STEEL SCREW M3 X 10MM-30230000742
IM03256 | Dental Chair Spares-Gnatus-Photo Optilight Ld Max For Equip Sync Set 997001371 | 101001997001371 |  | A Class |  |  | I-Inventory | FG-Finish Good | R | Spares | Dental Chair-Spares | Dental Equiment | Main Location | 90330000 |  | FIFO | Gnatus | [8 empty] | 0 | 0 | 0 | 1 | 0 | 0 | [7 empty] | 1 |  | Gn/Sp/Photo Optilight LD Max for Equip Sync Set 997001371
IM03257 | Dental Chair Spares-Gnatus-Delivery Unit-Retraction Valve 300052679/300055337 | 101001300052679 |  | A Class |  |  | I-Inventory | FG-Finish Good | R | Spares | Dental Chair-Spares | Dental Equiment | Main Location | 90330000 |  | FIFO | Gnatus | [8 empty] | 0 | 0 | 0 | 1 | 0 | 0 | [7 empty] | 1 |  | Gn/Du/Sp/Retraction Valve 300052679/300055337
IM03258 | Dental Chair Spares-Gnatus-Piston Activation Arm Subset G8 Chair 901008671 | 101001901008671 |  | A Class |  |  | I-Inventory | FG-Finish Good | R | Spares | Dental Chair-Spares | Dental Equiment | Main Location | 90330000 |  | FIFO | Gnatus | [8 empty] | 0 | 0 | 0 | 1 | 0 | 0 | [7 empty] | 1 |  | GN/SP/PISTON ACTIVATION ARM SUBSET G8 CHAIR 901008671
IM03259 | Dental Chair Spares-Gnatus-Placa Eletronica Cad Syncrus Glx - At 41000000521 | 10100141000000500 |  | A Class |  |  | I-Inventory | FG-Finish Good | R | Spares | Dental Chair-Spares | Dental Equiment | Main Location | 90330000 |  | FIFO | Gnatus | [8 empty] | 0 | 0 | 0 | 1 | 0 | 0 | [7 empty] | 1 |  | GN/SPCJ PLACA ELETRONICA CAD SYNCRUS GLX - AT 41000000521
IM03260 | Dental Chair Spares-Gnatus-Plastic Switch 300015763 | 101001300015763 |  | A Class |  |  | I-Inventory | FG-Finish Good | C | Spares | Dental Chair-Spares | Dental Equiment | Main Location | 90330000 |  | FIFO | Gnatus | [8 empty] | 0 | 0 | 0 | 1 | 0 | 0 | [7 empty] | 1 |  | GN/DC/SP/PLASTIC SWITCH 300015763
IM03261 | Dental Chair Spares-Gnatus-Plug Abnt 3 Pins 10A 300053366 | 101001300053366 |  | A Class |  |  | I-Inventory | FG-Finish Good | R | Spares | Dental Chair-Spares | Dental Equiment | Main Location | 90330000 |  | FIFO | Gnatus | [8 empty] | 0 | 0 | 0 | 1 | 0 | 0 | [7 empty] | 1 |  | Gn/Sp/Plug Abnt 3 Pins 10A 300053366
IM03262 | Dental Chair Spares-Gnatus-Porca Plast Itw 41.0121.00-2 Activas 250000262 | 101001250000262 |  | A Class |  |  | I-Inventory | FG-Finish Good | R | Spares | Dental Chair-Spares | Dental Equiment | Main Location | 90330000 |  | FIFO | Gnatus | [8 empty] | 0 | 0 | 0 | 1 | 0 | 0 | [7 empty] | 1 |  | GN/DC/SP/PORCA PLAST ITW 41.0121.00-2 ACTIVAS 250000262
IM03263 | Dental Chair Spares-Gnatus-Power Adopter 300042600 | 101001300042600 |  | A Class |  |  | I-Inventory | FG-Finish Good | R | Spares | Dental Chair-Spares | Dental Equiment | Main Location | 90330000 |  | FIFO | Gnatus | [8 empty] | 0 | 0 | 0 | 1 | 0 | 0 | [7 empty] | 1 |  | Gn/Ld/Sp/Power Adopter 300042600
IM03264 | Dental Chair Spares-Gnatus-Delivery Unit-S/C Valvula Bap P/3 Aro C/Chip Blower-41000003411 | 1010013AROCHIPBLOWER41000003411 |  | A Class |  |  | I-Inventory | FG-Finish Good | R | Spares | Dental Chair-Spares | Dental Equiment | Main Location | 90330000 |  | FIFO | Gnatus | [8 empty] | 0 | 0 | 0 | 1 | 0 | 0 | [7 empty] | 1 |  | GN/DU/SP/S/C VALVULA BAP P/3 ARO C/CHIP BLOWER-41000003411
IM03265 | Dental Chair Spares-Gnatus-Printed Circuit Board Micromotor Adapter 604006429 | 101001604006429 |  | A Class |  |  | I-Inventory | FG-Finish Good | R | Spares | Dental Chair-Spares | Dental Equiment | Main Location | 90330000 |  | FIFO | Gnatus | [8 empty] | 0 | 0 | 0 | 1 | 0 | 0 | [7 empty] | 1 |  | Gn/Sp/Printed Circuit Board Micromotor Adapter 604006429
IM03266 | Dental Chair Spares-Gnatus-Delivery Unit-S200/300 Delivery Unit Cover Base Frame-41000003214 | 10105241000003200 |  | A Class |  |  | I-Inventory | FG-Finish Good | C | Spares | Dental Chair-Spares | Dental Equiment | Main Location | 90330000 |  | FIFO | Gnatus | [8 empty] | 0 | 0 | 0 | 1 | 0 | 0 | [7 empty] | 1 |  | GN/DU/SP/S200/300 DELIVERY UNIT COVER BASE FRAME-41000003214
IM03267 | Dental Chair Spares-Gnatus-Pump Base Bio Vac-Ii 707001567 | 101001707001567 |  | A Class |  |  | I-Inventory | FG-Finish Good | R | Spares | Dental Chair-Spares | Dental Equiment | Main Location | 90330000 |  | FIFO | Gnatus | [8 empty] | 0 | 0 | 0 | 1 | 0 | 0 | [7 empty] | 1 |  | Gn/Sp/Pump Base Bio Vac-II 707001567
IM03268 | Dental Chair Spares-Gnatus-Pvc Laminated Light Blue 31000000376 | 10100131000000300 |  | A Class |  |  | I-Inventory | FG-Finish Good | R | Spares | Dental Chair-Spares | Dental Equiment | Main Location | 90184900 |  | FIFO | Gnatus | [5 empty] | . |  |  | 0 | 0 | 0 | 1 | 0 | 0 | [7 empty] | 1 |  | GN/SP/PVC LAMINATED LIGHT BLUE 31000000376
IM03269 | Dental Chair Spares-Gnatus-Reach Kit Syncrus Inova New Water Unit 15992001764 | 10100115992001700 |  | A Class |  |  | I-Inventory | FG-Finish Good | R | Spares | Dental Chair-Spares | Dental Equiment | Main Location | 90330000 |  | FIFO | Gnatus | [8 empty] | 0 | 0 | 0 | 1 | 0 | 0 | [7 empty] | 1 |  | GN/DC/SP/REACH KIT SYNCRUS INOVA NEW WATER UNIT 15992001764
IM03270 | Dental Chair Spares-Gnatus-Delivery Unit-S200/S300 Chair Seat Finished Cover-31000002496 | 101001S200S300SEATCOVER31000002496 |  | A Class |  |  | I-Inventory | FG-Finish Good | C | Spares | Dental Chair-Spares | Dental Equiment | Main Location | 90330000 |  | FIFO | Gnatus | [8 empty] | 0 | 0 | 0 | 1 | 0 | 0 | [7 empty] | 1 |  | GN/DU/SP/S200/S300 CHAIR SEAT FINISHED COVER-31000002496
IM03271 | Dental Chair Spares-Gnatus-Reflector Diffuser X-Ray Viewer 300054210 | 101001300054210 |  | A Class |  |  | I-Inventory | FG-Finish Good | R | Spares | Dental Chair-Spares | Dental Equiment | Main Location | 90330000 |  | FIFO | Gnatus | [8 empty] | 0 | 0 | 0 | 1 | 0 | 0 | [7 empty] | 1 |  | GN/DC/SP/REFLECTOR DIFFUSER X-RAY VIEWER 300054210
IM03272 | Dental Chair Spares-Gnatus-Reflector Led Power Supply 32000000003 | 10100132000000000 |  | A Class |  |  | I-Inventory | FG-Finish Good | R | Spares | Dental Chair-Spares | Dental Equiment | Main Location | 90330000 |  | FIFO | Gnatus | [8 empty] | 0 | 0 | 0 | 1 | 0 | 0 | [7 empty] | 1 |  | GN/SP/REFLECTOR LED POWER SUPPLY 32000000003
IM03273 | Dental Chair Spares-Gnatus-Reflector Led Sensor 3 Subset 903001878 | 101001903001878 |  | A Class |  |  | I-Inventory | FG-Finish Good | R | Spares | Dental Chair-Spares | Dental Equiment | Main Location | 90330000 |  | FIFO | Gnatus | [8 empty] | 0 | 0 | 0 | 1 | 0 | 0 | [7 empty] | 1 |  | Gn/Sp/Reflector Led Sensor 3 Subset 903001878
IM03274 | Dental Chair Spares-Gnatus-Retaining Ring Rs-7 For Shift-80 Un 30287000021 | 10100130287000000 |  | A Class |  |  | I-Inventory | FG-Finish Good | C | Spares | Dental Chair-Spares | Dental Equiment | Main Location | 90330000 |  | FIFO | Gnatus | [5 empty] | . |  |  | 0 | 0 | 0 | 1 | 0 | 0 | [7 empty] | 1 |  | GN/DC/SP/RETAINING RING RS-7 FOR SHIFT-80 UN 30287000021
IM03275 | Dental Chair Spares-Gnatus-Retention Ring For Axle 501.021 287000346 | 101001287000346 |  | A Class |  |  | I-Inventory | FG-Finish Good | R | Spares | Dental Chair-Spares | Dental Equiment | Main Location | 90330000 |  | FIFO | Gnatus | [8 empty] | 0 | 0 | 0 | 1 | 0 | 0 | [7 empty] | 1 |  | GN/DC/SP/RETENTION RING FOR AXLE 501.021 287000346
IM03276 | Dental Chair Spares-Gnatus-Delivery Unit-S-400/S-500 Delivery Unit Upper Cover-31000002682 | 101001S400S500DUUPPERCOVER31000002682 |  | A Class |  |  | I-Inventory | FG-Finish Good | C | Spares | Dental Chair-Spares | Dental Equiment | Main Location | 90330000 |  | FIFO | Gnatus | [8 empty] | 0 | 0 | 0 | 1 | 0 | 0 | [7 empty] | 1 |  | GN/DU/SP/S-400/S-500 DELIVERY UNIT UPPER COVER-31000002682
IM03277 | Dental Chair Spares-Gnatus-Right Side Ii Cover Syncrus G8 Dent Ch 40601000325 | 10100140601000300 |  | A Class |  |  | I-Inventory | FG-Finish Good | R | Spares | Dental Chair-Spares | Dental Equiment | Main Location | 90330000 |  | FIFO | Gnatus | [8 empty] | 0 | 0 | 0 | 1 | 0 | 0 | [7 empty] | 1 |  | GN/SP/RIGHT SIDE II COVER SYNCRUS G8 DENT CH 40601000325
IM03278 | Dental Chair Spares-Gnatus-Rubber Ring 30300054885 | 10100130300054800 |  | A Class |  |  | I-Inventory | FG-Finish Good | R | Spares | Dental Chair-Spares | Dental Equiment | Main Location | 90330000 |  | FIFO | Gnatus | [8 empty] | 0 | 0 | 0 | 1 | 0 | 0 | [7 empty] | 1 |  | GN/SP/RUBBER RING 30300054885
IM03279 | Dental Chair Spares-Gnatus-Delivery Unit-S-500 S/C Valvula Bap P/ 3 Aro C/ Spray 41000003333 | 1010013AROSPRAY41000003333 |  | A Class |  |  | I-Inventory | FG-Finish Good | R | Spares | Dental Chair-Spares | Dental Equiment | Main Location | 90330000 |  | FIFO | Gnatus | [8 empty] | 0 | 0 | 0 | 1 | 0 | 0 | [7 empty] | 1 |  | GN/DU/SP/S-500 S/C VALVULA BAP P/ 3 ARO C/ SPRAY 41000003333
IM03280 | Dental Chair Spares-Gnatus-Delivery Unit-Sp 3Way Tubing 361000530/31000003306 | 101001361000530 |  | A Class |  |  | I-Inventory | FG-Finish Good | C | Spares | Dental Chair-Spares | Dental Equiment | Main Location | 90330000 |  | FIFO | Gnatus | [8 empty] | 0 | 0 | 0 | 1 | 0 | 0 | [7 empty] | 1 |  | GN/DU/SP 3WAY TUBING 361000530/31000003306
IM03281 | Dental Chair Spares-Gnatus-Delivery Unit-Storus D/U Handpiece Stand Pad | 101001DUHPSTAND |  | A Class |  |  | I-Inventory | FG-Finish Good | R | Spares | Dental Chair-Spares | Dental Equiment | Main Location | 90330000 |  | FIFO | Gnatus | [8 empty] | 0 | 0 | 0 | 1 | 0 | 0 | [7 empty] | 1 |  | Gn/Du/Sp/Storus D/U Handpiece Stand Pad
IM03282 | Dental Chair Spares-Gnatus-Delivery Unit-Super Gold D/U Lower Cover 604006020 | 101001604006020 |  | A Class |  |  | I-Inventory | FG-Finish Good | R | Spares | Dental Chair-Spares | Dental Equiment | Main Location | 90330000 |  | FIFO | Gnatus | [8 empty] | 0 | 0 | 0 | 1 | 0 | 0 | [7 empty] | 1 |  | Gn/Du/Sp/Super Gold D/U Lower Cover 604006020
IM03283 | Dental Chair Spares-Gnatus-Delivery Unit-Top Chair Sticker 300044070/300050594 | 101001300050594 |  | A Class |  |  | I-Inventory | FG-Finish Good | C | Spares | Dental Chair-Spares | Dental Equiment | Main Location | 90330000 |  | FIFO | Gnatus | [8 empty] | 0 | 0 | 0 | 1 | 0 | 0 | [7 empty] | 1 |  | Gn/Du/Sp/Top Chair Sticker 300044070/300050594
IM03284 | Dental Chair Spares-Gnatus-Delivery Unit-W/U Lower Cover 702000956 | 101001702000956 |  | A Class |  |  | I-Inventory | FG-Finish Good | R | Spares | Dental Chair-Spares | Dental Equiment | Main Location | 90330000 |  | FIFO | Gnatus | [8 empty] | 0 | 0 | 0 | 1 | 0 | 0 | [7 empty] | 1 |  | GN/DU/SP/W/U LOWER COVER 702000956
IM03285 | Dental Chair Spares-Gnatus-Delivery Unit-Washer Steel 1/8 280000014 | 101001280000014 |  | A Class |  |  | I-Inventory | FG-Finish Good | C | Spares | Dental Chair-Spares | Dental Equiment | Main Location | 90330000 |  | FIFO | Gnatus | [8 empty] | 0 | 0 | 0 | 1 | 0 | 0 | [7 empty] | 1 |  | Gn/Du/SP/Washer Steel 1/8 280000014
IM03286 | Dental Chair Spares-Gnatus-S200F Extra Air Rotor Point | 101001S200FAIRROTORPOINT |  | A Class |  |  | I-Inventory | FG-Finish Good | C | Spares | Dental Chair-Spares | Dental Equiment | Main Location | 90330000 |  | FIFO | Gnatus | [8 empty] | 0 | 0 | 0 | 1 | 0 | 0 | [7 empty] | 1 |  | GN/DC/SP/S200F EXTRA AIR ROTOR POINT
IM03287 | Dental Chair Spares-Gnatus-Sc Base Ii Card Sync Glx Pedal 701002907 | 101001701002907 |  | A Class |  |  | I-Inventory | FG-Finish Good | R | Spares | Dental Chair-Spares | Dental Equiment | Main Location | 90330000 |  | FIFO | Gnatus | [8 empty] | 0 | 0 | 0 | 1 | 0 | 0 | [7 empty] | 1 |  | Gn/Sp/Sc Base II Card Sync GLX Pedal 701002907
IM03288 | Dental Chair Spares-Gnatus-Screw 220000660 | 101001220000660 |  | A Class |  |  | I-Inventory | FG-Finish Good | C | Spares | Dental Chair-Spares | Dental Equiment | Main Location | 90330000 |  | FIFO | Gnatus | [8 empty] | 0 | 0 | 0 | 1 | 0 | 0 | [7 empty] | 1 |  | GN/DC/SP/SCREW 220000660
IM03289 | Dental Chair Spares-Gnatus-Screw 230000467 | 101001230000467 |  | A Class |  |  | I-Inventory | FG-Finish Good | C | Spares | Dental Chair-Spares | Dental Equiment | Main Location | 90330000 |  | FIFO | Gnatus | [8 empty] | 0 | 0 | 0 | 1 | 0 | 0 | [7 empty] | 1 |  | GN/DC/SP/SCREW 230000467
IM03290 | Dental Chair Spares-Gnatus-Screw 231000064 | 101001231000064 |  | A Class |  |  | I-Inventory | FG-Finish Good | C | Spares | Dental Chair-Spares | Dental Equiment | Main Location | 90330000 |  | FIFO | Gnatus | [8 empty] | 0 | 0 | 0 | 1 | 0 | 0 | [7 empty] | 1 |  | GN/DC/SP/SCREW 231000064
IM03291 | Dental Chair Spares-Gnatus-Screw 236000050 | 101001236000050 |  | A Class |  |  | I-Inventory | FG-Finish Good | C | Spares | Dental Chair-Spares | Dental Equiment | Main Location | 90330000 |  | FIFO | Gnatus | [8 empty] | 0 | 0 | 0 | 1 | 0 | 0 | [7 empty] | 1 |  | GN/DC/SP/SCREW 236000050
IM03292 | Dental Chair Spares-Gnatus-Screw 240000298 | 101001240000298 |  | A Class |  |  | I-Inventory | FG-Finish Good | C | Spares | Dental Chair-Spares | Dental Equiment | Main Location | 90330000 |  | FIFO | Gnatus | [8 empty] | 0 | 0 | 0 | 1 | 0 | 0 | [7 empty] | 1 |  | GN/DC/SP/SCREW 240000298
IM03293 | Dental Chair Spares-Gnatus-Screw 280000039 | 101001280000039 |  | A Class |  |  | I-Inventory | FG-Finish Good | C | Spares | Dental Chair-Spares | Dental Equiment | Main Location | 90330000 |  | FIFO | Gnatus | [8 empty] | 0 | 0 | 0 | 1 | 0 | 0 | [7 empty] | 1 |  | GN/DC/SP/SCREW 280000039
IM03294 | Dental Chair Spares-Gnatus-Screw 601006820 | 101001601006820 |  | A Class |  |  | I-Inventory | FG-Finish Good | C | Spares | Dental Chair-Spares | Dental Equiment | Main Location | 90330000 |  | FIFO | Gnatus | [8 empty] | 0 | 0 | 0 | 1 | 0 | 0 | [7 empty] | 1 |  | Gn/Sp/Screw 601006820
IM03295 | Dental Chair Spares-Gnatus-Screw 609000032 | 101001609000032 |  | A Class |  |  | I-Inventory | FG-Finish Good | C | Spares | Dental Chair-Spares | Dental Equiment | Main Location | 90330000 |  | FIFO | Gnatus | [8 empty] | 0 | 0 | 0 | 1 | 0 | 0 | [7 empty] | 1 |  | Gn/Sp/Screw 609000032
IM03296 | Dental Chair Spares-Gnatus-Screw Cap 365002589 | 101001365002589 |  | A Class |  |  | I-Inventory | FG-Finish Good | C | Spares | Dental Chair-Spares | Dental Equiment | Main Location | 90330000 |  | FIFO | Gnatus | [8 empty] | 0 | 0 | 0 | 1 | 0 | 0 | [7 empty] | 1 |  | Gn/Sp/Screw Cap 365002589
IM03297 | Dental Chair Spares-Gnatus-Screw Steel Philiphs Flat Mitop Head 2,2 X 8Mm 233000110 | 101001233000110 |  | A Class |  |  | I-Inventory | FG-Finish Good | C | Spares | Dental Chair-Spares | Dental Equiment | Main Location | 90330000 |  | FIFO | Gnatus | [8 empty] | 0 | 0 | 0 | 1 | 0 | 0 | [7 empty] | 1 |  | Gn/dc/Sp/Screw Steel Philiphs Flat Mitop Head 2,2 x 8mm 233000110
IM03298 | Dental Chair Spares-Gnatus-Screw Steel Philiphs Flmiopl. Head 3,5 X 16Mm 233000230 | 101001233000230 |  | A Class |  |  | I-Inventory | FG-Finish Good | C | Spares | Dental Chair-Spares | Dental Equiment | Main Location | 90330000 |  | FIFO | Gnatus | [8 empty] | 0 | 0 | 0 | 1 | 0 | 0 | [7 empty] | 1 |  | Gn/dc/Sp/Screw Steel Philiphs Flmiopl. Head 3,5 x 16mm 233000230
IM03299 | Dental Chair Spares-Gnatus-Screw Steel Phill Flat Head 230000730 | 101001230000730 |  | A Class |  |  | I-Inventory | FG-Finish Good | C | Spares | Dental Chair-Spares | Dental Equiment | Main Location | 90330000 |  | FIFO | Gnatus | [8 empty] | 0 | 0 | 0 | 1 | 0 | 0 | [7 empty] | 1 |  | GN/DC/SP/SCREW STEEL PHILL FLAT HEAD 230000730
IM03300 | Dental Chair Spares-Gnatus-Screw Steel Phill Flat Mitop Head 4X16Mm 233000100 | 101001233000100 |  | A Class |  |  | I-Inventory | FG-Finish Good | C | Spares | Dental Chair-Spares | Dental Equiment | Main Location | 90330000 |  | FIFO | Gnatus | [8 empty] | 0 | 0 | 0 | 1 | 0 | 0 | [7 empty] | 1 |  | GN/DC/SP/SCREW STEEL PHILL FLAT MITOP HEAD 4X16MM 233000100
IM03301 | Dental Chair Spares-Gnatus-Seat Bearing Ii Cover Syncrus G8 Dent Ch 601000330 | 101001601000330 |  | A Class |  |  | I-Inventory | FG-Finish Good | R | Spares | Dental Chair-Spares | Dental Equiment | Main Location | 90330000 |  | FIFO | Gnatus | [8 empty] | 0 | 0 | 0 | 1 | 0 | 0 | [7 empty] | 1 |  | GN/SP/SEAT BEARING II COVER SYNCRUS G8 DENT CH 601000330
IM03302 | Dental Chair Spares-Gnatus-Seat Massager Subset 40901008509 | 10100140901008500 |  | A Class |  |  | I-Inventory | FG-Finish Good | R | Spares | Dental Chair-Spares | Dental Equiment | Main Location | 90330000 |  | FIFO | Gnatus | [5 empty] | . |  |  | 0 | 0 | 0 | 1 | 0 | 0 | [7 empty] | 1 |  | GN/SP/SEAT MASSAGER SUBSET 40901008509
IM03303 | Dental Chair Spares-Gnatus-Seat Massager With Harness 40901008621 | 10100140901008600 |  | A Class |  |  | I-Inventory | FG-Finish Good | R | Spares | Dental Chair-Spares | Dental Equiment | Main Location | 90330000 |  | FIFO | Gnatus | [5 empty] | . |  |  | 0 | 0 | 0 | 1 | 0 | 0 | [7 empty] | 1 |  | GN/SP/SEAT MASSAGER WITH HARNESS 40901008621
IM03304 | Dental Chair Spares-Gnatus-Seat Uphols Wat Green-17At | 101001SEATUPHOLGREEN17AT |  | A Class |  |  | I-Inventory | FG-Finish Good | R | Spares | Dental Chair-Spares | Dental Equiment | Main Location | 90330000 |  | FIFO | Gnatus | [8 empty] | 0 | 0 | 0 | 1 | 0 | 0 | [7 empty] | 1 |  | GN/SP/SEAT UPHOLS WAT GREEN-17AT
IM03305 | Dental Chair Spares-Gnatus-Seat Upholsery With Backrest 16000000816 | 10100116000000800 |  | A Class |  |  | I-Inventory | FG-Finish Good | R | Spares | Dental Chair-Spares | Dental Equiment | Main Location | 90330000 |  | FIFO | Gnatus | [5 empty] | . |  |  | 0 | 0 | 0 | 1 | 0 | 0 | [7 empty] | 1 |  | GN/SP/SEAT UPHOLSERY WITH BACKREST 16000000816
IM03306 | Dental Chair Spares-Gnatus-Sensor Printed Circuit Board Sirius Sensor Dental Light 300055011 | 101001300055011 |  | A Class |  |  | I-Inventory | FG-Finish Good | R | Spares | Dental Chair-Spares | Dental Equiment | Main Location | 90330000 |  | FIFO | Gnatus | [8 empty] | 0 | 0 | 0 | 1 | 0 | 0 | [7 empty] | 1 |  | Gn/Sp/Sensor Printed Circuit Board Sirius Sensor Dental Light 300055011
IM03307 | Dental Chair Spares-Gnatus-Set Back Trim Torax Syn. Gl Gel Metal Red Plastic 901008338 | 101001901008338 |  | A Class |  |  | I-Inventory | FG-Finish Good | R | Spares | Dental Chair-Spares | Dental Equiment | Main Location | 90330000 |  | FIFO | Gnatus | [8 empty] | 0 | 0 | 0 | 1 | 0 | 0 | [7 empty] | 1 |  | Gn/Sp/Set back Trim Torax Syn. GL Gel Metal Red Plastic 901008338
IM03308 | Dental Chair Spares-Gnatus-Set Seat Trim Syncrus Gl Blue Soft Cel Plast 901008357 | 101001901008357 |  | A Class |  |  | I-Inventory | FG-Finish Good | R | Spares | Dental Chair-Spares | Dental Equiment | Main Location | 90330000 |  | FIFO | Gnatus | [5 empty] | . |  |  | 0 | 0 | 0 | 1 | 0 | 0 | [7 empty] | 1 |  | GN/SP/SET SEAT TRIM SYNCRUS GL BLUE SOFT CEL PLAST 901008357
IM03309 | Dental Chair Spares-Gnatus-Set Seat Trim Syncrus Metal Red Plastic 901008336 | 101001901008336 |  | A Class |  |  | I-Inventory | FG-Finish Good | R | Spares | Dental Chair-Spares | Dental Equiment | Main Location | 90330000 |  | FIFO | Gnatus | [8 empty] | 0 | 0 | 0 | 1 | 0 | 0 | [7 empty] | 1 |  | Gn/SP/SET SEAT TRIM SYNCRUS METAL RED PLASTIC 901008336
IM03310 | Dental Chair Spares-Gnatus-Delivery Unit-Water Unit Nut/Lock 607002340 | 101001607002340 |  | A Class |  |  | I-Inventory | FG-Finish Good | C | Spares | Dental Chair-Spares | Dental Equiment | Main Location | 90330000 |  | FIFO | Gnatus | [8 empty] | 0 | 0 | 0 | 1 | 0 | 0 | [7 empty] | 1 |  | Gn/Du/Sp/Water Unit Nut/Lock 607002340
IM03311 | Dental Chair Spares-GnatusDental Chair Retractable Arm Kit Top/S-Gold 991003895 | 101001991003895 |  | A Class |  |  | I-Inventory | FG-Finish Good | R | Spares | Dental Chair-Spares | Dental Equiment | Main Location | 90330000 |  | FIFO | Gnatus | [8 empty] | 0 | 0 | 0 | 1 | 0 | 0 | [7 empty] | 1 |  | Gn/Ba/Sp/Dental Chair Retractable Arm Kit Top/S-Gold 991003895
IM03312 | Dental Chair Spares-Gnatus-Sirius G8 Dent Lig Head Set Sensor 3 Led 993001167 | 101001993001167 |  | A Class |  |  | I-Inventory | FG-Finish Good | R | Spares | Dental Chair-Spares | Dental Equiment | Main Location | 90330000 |  | FIFO | Gnatus | [8 empty] | 0 | 0 | 0 | 1 | 0 | 0 | [7 empty] | 1 |  | GN/SP/SIRIUS G8 DENT LIG HEAD SET SENSOR 3 LED 993001167
IM03313 | Dental Chair Spares-Gnatus-Sj5027 P 3M Rubber Foot 300009291 | 101001300009291 |  | A Class |  |  | I-Inventory | FG-Finish Good | R | Spares | Dental Chair-Spares | Dental Equiment | Main Location | 90330000 |  | FIFO | Gnatus | [8 empty] | 0 | 0 | 0 | 1 | 0 | 0 | [7 empty] | 1 |  | GN/DC/SP/SJ5027 P 3M RUBBER FOOT 300009291
IM03314 | Dental Chair Spares-Gnatus-Sliding Bushing Top Delivery Unit Column 300054291 | 101001300054291 |  | A Class |  |  | I-Inventory | FG-Finish Good | R | Spares | Dental Chair-Spares | Dental Equiment | Main Location | 90330000 |  | FIFO | Gnatus | [8 empty] | 0 | 0 | 0 | 1 | 0 | 0 | [7 empty] | 1 |  | Gn/Sp/Sliding Bushing Top Delivery Unit Column 300054291
IM03315 | Dental Chair Spares-Gnatus-Sliding Plate Guide Backrest I Sync Ch 365004331 | 101001365004331 |  | A Class |  |  | I-Inventory | FG-Finish Good | R | Spares | Dental Chair-Spares | Dental Equiment | Main Location | 90330000 |  | FIFO | Gnatus | [8 empty] | 0 | 0 | 0 | 1 | 0 | 0 | [7 empty] | 1 |  | GN/SP/SLIDING PLATE GUIDE BACKREST I SYNC CH 365004331
IM03316 | Dental Chair Spares-Gnatus-Small O Ring 355000052 | 101001355000052 |  | A Class |  |  | I-Inventory | FG-Finish Good | C | Spares | Dental Chair-Spares | Dental Equiment | Main Location | 90330000 |  | FIFO | Gnatus | [8 empty] | 0 | 0 | 0 | 1 | 0 | 0 | [7 empty] | 1 |  | Gn/Sp/Small O Ring 355000052
IM03317 | Dental Chair Spares-Gnatus-Female Connection W/Thread Panel For Hose 3,4Mm 365004722 | 101001365004722 |  | A Class |  |  | I-Inventory | FG-Finish Good | R | Spares | Dental Chair-Spares | Dental Equiment | Main Location | 90330000 |  | FIFO | Gnatus | [8 empty] | 0 | 0 | 0 | 1 | 0 | 0 | [7 empty] | 1 |  | Gn/Sp/Female Connection W/Thread Panel for Hose 3,4mm 365004722
IM03318 | Dental Chair Spares-GnatusFixed Arm Syncrus Glx/Gl (Gray) Dental Chair Left Arm 991004087 | 101001991004087 |  | A Class |  |  | I-Inventory | FG-Finish Good | R | Spares | Dental Chair-Spares | Dental Equiment | Main Location | 90330000 |  | FIFO | Gnatus | [8 empty] | 0 | 0 | 0 | 1 | 0 | 0 | [7 empty] | 1 |  | Gn/Ba/Sp/Fixed Arm Syncrus GLX/GL (Gray) Dental Chair Left Arm 991004087
IM03319 | Dental Chair Spares-Gnatus-Spitoon Body 365004702 | 101001365004702 |  | A Class |  |  | I-Inventory | FG-Finish Good | R | Spares | Dental Chair-Spares | Dental Equiment | Main Location | 90330000 |  | FIFO | Gnatus | [8 empty] | 0 | 0 | 0 | 1 | 0 | 0 | [7 empty] | 1 |  | Gn/Sp/Spitoon Body 365004702
IM03320 | Dental Chair Spares-Gnatus-Spitoon O Ring 365002105 | 101001365002105 |  | A Class |  |  | I-Inventory | FG-Finish Good | C | Spares | Dental Chair-Spares | Dental Equiment | Main Location | 90330000 |  | FIFO | Gnatus | [8 empty] | 0 | 0 | 0 | 1 | 0 | 0 | [7 empty] | 1 |  | Gn/Sp/Spitoon O Ring 365002105
IM03321 | Dental Chair Spares-Gnatus-Spray Tip Subset Injected Syringe 604006408 | 101001604006408 |  | A Class |  |  | I-Inventory | FG-Finish Good | R | Spares | Dental Chair-Spares | Dental Equiment | Main Location | 90330000 |  | FIFO | Gnatus | [8 empty] | 0 | 0 | 0 | 1 | 0 | 0 | [7 empty] | 1 |  | Gn/Sp/Spray Tip Subset Injected Syringe 604006408
IM03322 | Dental Chair Spares-Gnatus-Spring Pin Activater Syringe Ii 385001242 | 101001385001242 |  | A Class |  |  | I-Inventory | FG-Finish Good | C | Spares | Dental Chair-Spares | Dental Equiment | Main Location | 90330000 |  | FIFO | Gnatus | [8 empty] | 0 | 0 | 0 | 1 | 0 | 0 | [7 empty] | 1 |  | Gn/Sp/Spring Pin Activater Syringe II 385001242
IM03323 | Dental Chair Spares-Gnatus-S-Series Chair Main PCB Metal Cover-41000003587 | 101001PCB41000003587 |  | A Class |  |  | I-Inventory | FG-Finish Good | R | Spares | Dental Chair-Spares | Dental Equiment | Main Location | 90330000 |  | FIFO | Gnatus | [8 empty] | 0 | 0 | 0 | 1 | 0 | 0 | [7 empty] | 1 |  | Gn/Sp/S-SERIES CHAIR MAIN PCB METAL COVER-41000003587
IM03324 | Dental Chair Spares-Gnatus-S-Series Chair Suction Holder With Suction Switch-31000002666 | 101001SSERSUCSWITCH31000002666 |  | A Class |  |  | I-Inventory | FG-Finish Good | R | Spares | Dental Chair-Spares | Dental Equiment | Main Location | 90330000 |  | FIFO | Gnatus | [8 empty] | 0 | 0 | 0 | 1 | 0 | 0 | [7 empty] | 1 |  | GN/DC/SP/S-SERIES CHAIR SUCTION HOLDER WITH SUCTION SWITCH-31000002666
IM03325 | Dental Chair Spares-Gnatus-S-Series Chair Up Down Motor 41000003080 | 101004SSERMOTOR41000003080 |  | A Class |  |  | I-Inventory | FG-Finish Good | R | Spares | Dental Chair-Spares | Dental Equiment | Main Location | 90330000 |  | FIFO | Gnatus | [8 empty] | 0 | 0 | 0 | 1 | 0 | 0 | [7 empty] | 1 |  | Gn/Sp/S-SERIES CHAIR Up Down Motor 41000003080
IM03326 | Dental Chair Spares-Gnatus-Foot Control Spring 385000130/385001210 | 101001385001210 |  | A Class |  |  | I-Inventory | FG-Finish Good | C | Spares | Dental Chair-Spares | Dental Equiment | Main Location | 90330000 |  | FIFO | Gnatus | [8 empty] | 0 | 0 | 0 | 1 | 0 | 0 | [7 empty] | 1 |  | Gn/Sp/Foot Control Spring 385000130/385001210
IM03327 | Dental Chair Spares-Gnatus-St. Nozzle 300020493 | 101001300020493 |  | A Class |  |  | I-Inventory | FG-Finish Good | R | Spares | Dental Chair-Spares | Dental Equiment | Main Location | 90330000 |  | FIFO | Gnatus | [8 empty] | 0 | 0 | 0 | 1 | 0 | 0 | [7 empty] | 1 |  | GN/DC/SP/ST. NOZZLE 300020493
IM03328 | Dental Chair Spares-Gnatus-Sticker Curing Light Ld Max 300051068 | 101001300051068 |  | A Class |  |  | I-Inventory | FG-Finish Good | C | Spares | Dental Chair-Spares | Dental Equiment | Main Location | 90330000 |  | FIFO | Gnatus | [8 empty] | 0 | 0 | 0 | 1 | 0 | 0 | [7 empty] | 1 |  | Gn/Ld/Sp/Sticker Curing Light Ld Max 300051068
IM03329 | Dental Chair Spares-Gnatus-Stool Back Upholsery Backrest Accessories | 101037STBACKRESTASS |  | A Class |  |  | I-Inventory | FG-Finish Good | R | Spares | Dental Chair-Spares | Dental Equiment | Main Location | 90330000 |  | FIFO | Gnatus | [8 empty] | 0 | 0 | 0 | 1 | 0 | 0 | [7 empty] | 1 |  | GN/ST/SP/STOOL BACK UPHOLSERY BACKREST ACCESSORIES
IM03330 | Dental Chair Spares-Gnatus-Stool Backrest Soft Mtx Silver-30 At 16000000951 | 10103716000000900 |  | A Class |  |  | I-Inventory | FG-Finish Good | R | Spares | Dental Chair-Spares | Dental Equiment | Main Location | 90330000 |  | FIFO | Gnatus | [8 empty] | 0 | 0 | 0 | 1 | 0 | 0 | [7 empty] | 1 |  | GN/ST/SP STOOL BACKREST SOFT MTX SILVER-30 AT 16000000951
IM03331 | Dental Chair Spares-Gnatus-Stool Backrest Upholsery 41000000668 | 10103741000000600 |  | A Class |  |  | I-Inventory | FG-Finish Good | R | Spares | Dental Chair-Spares | Dental Equiment | Main Location | 90330000 |  | FIFO | Gnatus | [5 empty] | . |  |  | 0 | 0 | 0 | 1 | 0 | 0 | [7 empty] | 1 |  | GN/ST/SP/STOOL BACKREST UPHOLSERY 41000000668
IM03332 | Dental Chair Spares-Gnatus-Straight Connection For Hose 1.6Mm 365004593 | 101001365004593 |  | A Class |  |  | I-Inventory | FG-Finish Good | R | Spares | Dental Chair-Spares | Dental Equiment | Main Location | 90330000 |  | FIFO | Gnatus | [8 empty] | 0 | 0 | 0 | 1 | 0 | 0 | [7 empty] | 1 |  | Gn/Sp/Straight Connection for Hose 1.6mm 365004593
IM03333 | Dental Chair Spares-Gnatus-G3- Gnatus Chair Backrest Uphl G3 New/G3 Plus L . Green 36 | 101001UPHOLBARESTLGREEN36 |  | A Class |  |  | I-Inventory | FG-Finish Good | R | Spares | Dental Chair-Spares | Dental Equiment | Main Location | 90330000 |  | FIFO | Gnatus | [8 empty] | 0 | 0 | 0 | 1 | 0 | 0 | [7 empty] | 1 |  | GN/DC/UP/G3/ GNATUS CHAIR BACKREST UPHL G3 NEW/G3 PLUS L . GREEN 36
IM03334 | Dental Chair Spares-Gnatus-Subassemb Supp Fixing Syncrus L Alcance 40702001964 | 10100140702001900 |  | A Class |  |  | I-Inventory | FG-Finish Good | R | Spares | Dental Chair-Spares | Dental Equiment | Main Location | 90330000 |  | FIFO | Gnatus | [5 empty] | . |  |  | 0 | 0 | 0 | 1 | 0 | 0 | [7 empty] | 1 |  | GN/SP/SUBASSEMB SUPP FIXING SYNCRUS L ALCANCE 40702001964
IM03335 | Dental Chair Spares-Gnatus-Subassembly Electro Valve 904004620 | 101001904004620 |  | A Class |  |  | I-Inventory | FG-Finish Good | R | Spares | Dental Chair-Spares | Dental Equiment | Main Location | 90330000 |  | FIFO | Gnatus | [8 empty] | 0 | 0 | 0 | 1 | 0 | 0 | [7 empty] | 1 |  | Gn/Sp/Subassembly Electro Valve 904004620
IM03336 | Dental Chair Spares-Gnatus-G3- Gnatus Chair Headrest Uphl G3 New/G3 Plus L . Green 36 | 101001UPHOLHRESTLGREEN36 |  | A Class |  |  | I-Inventory | FG-Finish Good | R | Spares | Dental Chair-Spares | Dental Equiment | Main Location | 90330000 |  | FIFO | Gnatus | [8 empty] | 0 | 0 | 0 | 1 | 0 | 0 | [7 empty] | 1 |  | GN/DC/UP/G3/ GNATUS CHAIR HEADREST UPHL G3 NEW/G3 PLUS L . GREEN 36
IM03337 | Dental Chair Spares-Gnatus-Subset Microcontroler Pic 40906000191 | 10100140906000100 |  | A Class |  |  | I-Inventory | FG-Finish Good | R | Spares | Dental Chair-Spares | Dental Equiment | Main Location | 90330000 |  | FIFO | Gnatus | [5 empty] | . |  |  | 0 | 0 | 0 | 1 | 0 | 0 | [7 empty] | 1 |  | GN/SP/SUBSET MICROCONTROLER PIC 40906000191
IM03338 | Dental Chair Spares-Gnatus-Subset Microcontroller Pic 40906000145 | 10100140906000100 |  | A Class |  |  | I-Inventory | FG-Finish Good | R | Spares | Dental Chair-Spares | Dental Equiment | Main Location | 90330000 |  | FIFO | Gnatus | [8 empty] | 0 | 0 | 0 | 1 | 0 | 0 | [7 empty] | 1 |  | GN/DC/SP/SUBSET MICROCONTROLLER PIC 40906000145
IM03339 | Dental Chair Spares-Gnatus-Subset Suctorian Body Ii Without Regulations-902003298 | 101001902003298 |  | A Class |  |  | I-Inventory | FG-Finish Good | R | Spares | Dental Chair-Spares | Dental Equiment | Main Location | 90330000 |  | FIFO | Gnatus | [8 empty] | 0 | 0 | 0 | 1 | 0 | 0 | [7 empty] | 1 |  | Gn/SP/Subset Suctorian Body Ii Without Regulations-902003298
IM03340 | Dental Chair Spares-Gnatus-Suction Assembly 365003830 | 101001365003830 |  | A Class |  |  | I-Inventory | FG-Finish Good | R | Spares | Dental Chair-Spares | Dental Equiment | Main Location | 90330000 |  | FIFO | Gnatus | [8 empty] | 0 | 0 | 0 | 1 | 0 | 0 | [7 empty] | 1 |  | GN/DC/SP/SUCTION ASSEMBLY 365003830
IM03341 | Dental Chair Spares-Gnatus-Suction Block 365004679 | 101001365004679 |  | A Class |  |  | I-Inventory | FG-Finish Good | R | Spares | Dental Chair-Spares | Dental Equiment | Main Location | 90330000 |  | FIFO | Gnatus | [8 empty] | 0 | 0 | 0 | 1 | 0 | 0 | [7 empty] | 1 |  | Gn/Sp/Suction Block 365004679
IM03342 | Dental Chair Spares-Gnatus-Suction Nozzel Assembly 6.5Mm 365003560 | 101001365003560 |  | A Class |  |  | I-Inventory | FG-Finish Good | R | Spares | Dental Chair-Spares | Dental Equiment | Main Location | 90330000 |  | FIFO | Gnatus | [8 empty] | 0 | 0 | 0 | 1 | 0 | 0 | [7 empty] | 1 |  | GN/DC/SP/SUCTION NOZZEL ASSEMBLY 6.5MM 365003560
IM03343 | Dental Chair Spares-Gnatus-Suction Venturi 902003316 | 101001902003316 |  | A Class |  |  | I-Inventory | FG-Finish Good | R | Spares | Dental Chair-Spares | Dental Equiment | Main Location | 90330000 |  | FIFO | Gnatus | [8 empty] | 0 | 0 | 0 | 1 | 0 | 0 | [7 empty] | 1 |  | Gn/Sp/Suction Venturi 902003316
IM03344 | Dental Chair Spares-Gnatus-Switch Panel 601005814 | 101001601005814 |  | A Class |  |  | I-Inventory | FG-Finish Good | R | Spares | Dental Chair-Spares | Dental Equiment | Main Location | 90330000 |  | FIFO | Gnatus | [8 empty] | 0 | 0 | 0 | 1 | 0 | 0 | [7 empty] | 1 |  | Gn/Sp/Switch Panel 601005814
IM03345 | Dental Chair Spares-Gnatus-Syncrus G4 Reach Unit Panel Lexan Vacum Pump 300054876 | 101001300054876 |  | A Class |  |  | I-Inventory | FG-Finish Good | R | Spares | Dental Chair-Spares | Dental Equiment | Main Location | 90330000 |  | FIFO | Gnatus | [8 empty] | 0 | 0 | 0 | 1 | 0 | 0 | [7 empty] | 1 |  | Gn/Sp/Syncrus G4 Reach Unit Panel Lexan Vacum Pump 300054876
IM03346 | Dental Chair Spares-Gnatus-Syncrus G4 Unit Side Cover 365004783 | 101001365004783 |  | A Class |  |  | I-Inventory | FG-Finish Good | R | Spares | Dental Chair-Spares | Dental Equiment | Main Location | 90330000 |  | FIFO | Gnatus | [8 empty] | 0 | 0 | 0 | 1 | 0 | 0 | [7 empty] | 1 |  | GN/DC/SP/SYNCRUS G4 UNIT SIDE COVER 365004783
IM03347 | Dental Chair Spares-Gnatus-Syncrus G4 Water Unit Printed Circuit Board-601000089 | 101001601000089 |  | A Class |  |  | I-Inventory | FG-Finish Good | R | Spares | Dental Chair-Spares | Dental Equiment | Main Location | 90330000 |  | FIFO | Gnatus | [8 empty] | 0 | 0 | 0 | 1 | 0 | 0 | [7 empty] | 1 |  | Gn/SP/Syncrus G4 Water Unit Printed Circuit Board-601000089
IM03348 | Dental Chair Spares-Gnatus-G3-Gnatus Chair Backrest Uphl G3 New/G3 Plus L. Blue 43 | 101001BKRG3UPHOL43 |  | A Class |  |  | I-Inventory | FG-Finish Good | R | Spares | Dental Chair-Spares | Dental Equiment | Main Location | 90330000 |  | FIFO | Gnatus | [8 empty] | 0 | 0 | 0 | 1 | 0 | 0 | [7 empty] | 1 |  | GN/DC/UP/G3/GNATUS CHAIR BACKREST UPHL G3 NEW/G3 PLUS L. BLUE 43
IM03349 | Dental Chair Spares-Gnatus-Syncrus G8 Chair Left Side Cover 40601001281 | 10100140601001200 |  | A Class |  |  | I-Inventory | FG-Finish Good | R | Spares | Dental Chair-Spares | Dental Equiment | Main Location | 90330000 |  | FIFO | Gnatus | [8 empty] | 0 | 0 | 0 | 1 | 0 | 0 | [7 empty] | 1 |  | GN/SP/SYNCRUS G8 CHAIR LEFT SIDE COVER 40601001281
IM03350 | Dental Chair Spares-Gnatus-Syncrus G8 Chair Outlet Harness 300054406 | 101001300054406 |  | A Class |  |  | I-Inventory | FG-Finish Good | R | Spares | Dental Chair-Spares | Dental Equiment | Main Location | 90330000 |  | FIFO | Gnatus | [8 empty] | 0 | 0 | 0 | 1 | 0 | 0 | [7 empty] | 1 |  | Gn/Sp/Syncrus G8 Chair Outlet Harness 300054406
IM03351 | Dental Chair Spares-Gnatus-Syncrus G8 Chair Seat Bearing Cover 40601001279 | 10100140601001200 |  | A Class |  |  | I-Inventory | FG-Finish Good | R | Spares | Dental Chair-Spares | Dental Equiment | Main Location | 90330000 |  | FIFO | Gnatus | [5 empty] | . |  |  | 0 | 0 | 0 | 1 | 0 | 0 | [7 empty] | 1 |  | GN/SP/SYNCRUS G8 CHAIR SEAT BEARING COVER 40601001279
IM03352 | Dental Chair Spares-Gnatus-Syncrus G8 Chair Seat Frontal Cover 40601001282 | 10100140601001200 |  | A Class |  |  | I-Inventory | FG-Finish Good | R | Spares | Dental Chair-Spares | Dental Equiment | Main Location | 90330000 |  | FIFO | Gnatus | [5 empty] | . |  |  | 0 | 0 | 0 | 1 | 0 | 0 | [7 empty] | 1 |  | GN/SP/SYNCRUS G8 CHAIR SEAT FRONTAL COVER 40601001282
IM03353 | Dental Chair Spares-Gnatus-Syncrus G8 Opti Kit 902003343 | 101001902003343 |  | A Class |  |  | I-Inventory | FG-Finish Good | R | Spares | Dental Chair-Spares | Dental Equiment | Main Location | 90330000 |  | FIFO | Gnatus | [8 empty] | 0 | 0 | 0 | 1 | 0 | 0 | [7 empty] | 1 |  | Gn/Sp/Syncrus G8 Opti Kit 902003343
IM03354 | Dental Chair Spares-Gnatus-Syncrus Hlx-Main Foot Control 904005020 | 101001904005020 |  | A Class |  |  | I-Inventory | FG-Finish Good | R | Spares | Dental Chair-Spares | Dental Equiment | Main Location | 90330000 |  | FIFO | Gnatus | [8 empty] | 0 | 0 | 0 | 1 | 0 | 0 | [7 empty] | 1 |  | Gn/Dc/Mc/Syncrus HLX-Main Foot Control 904005020
IM03355 | Dental Chair Spares-Gnatus-Syncrus Hlx-Main Foot Control Only Cord | 101001FOOTCNTRCORD |  | A Class |  |  | I-Inventory | FG-Finish Good | R | Spares | Dental Chair-Spares | Dental Equiment | Main Location | 90330000 |  | FIFO | Gnatus | [8 empty] | 0 | 0 | 0 | 1 | 0 | 0 | [7 empty] | 1 |  | GN/DC/MC/SYNCRUS HLX-MAIN FOOT CONTROL ONLY CORD
IM03356 | Dental Chair Spares-Gnatus-Syncrus Hlx-Main Foot Control Without Cord | 101001FCNRTWOCORD |  | A Class |  |  | I-Inventory | FG-Finish Good | R | Spares | Dental Chair-Spares | Dental Equiment | Main Location | 90330000 |  | FIFO | Gnatus | [8 empty] | 0 | 0 | 0 | 1 | 0 | 0 | [7 empty] | 1 |  | Gn/Dc/Sp/Syncrus HLX-Main Foot Control Without Cord
IM03357 | Dental Chair Spares-Gnatus-Syncrus Hlx-Main Foot Control Without Cord And Handle | 101001FOOTCTRLWOCORDHANDLE |  | A Class |  |  | I-Inventory | FG-Finish Good | R | Spares | Dental Chair-Spares | Dental Equiment | Main Location | 90330000 |  | FIFO | Gnatus | [8 empty] | 0 | 0 | 0 | 1 | 0 | 0 | [7 empty] | 1 |  | GN/DC/SP/SYNCRUS HLX-MAIN FOOT CONTROL WITHOUT CORD AND HANDLE
IM03358 | Dental Chair Spares-Gnatus-Syncrus Top Delivery Unit Pci Controlled 604009376 | 101001604009376 |  | A Class |  |  | I-Inventory | FG-Finish Good | R | Spares | Dental Chair-Spares | Dental Equiment | Main Location | 90330000 |  | FIFO | Gnatus | [8 empty] | 0 | 0 | 0 | 1 | 0 | 0 | [7 empty] | 1 |  | Gn/Sp/Syncrus Top Delivery Unit PCI Controlled 604009376
IM03359 | Dental Chair Spares-Gnatus-Syncrus Top Delivery Unit Pci Keyboard 604009375 | 101001604009375 |  | A Class |  |  | I-Inventory | FG-Finish Good | R | Spares | Dental Chair-Spares | Dental Equiment | Main Location | 90330000 |  | FIFO | Gnatus | [8 empty] | 0 | 0 | 0 | 1 | 0 | 0 | [7 empty] | 1 |  | Gn/Sp/Syncrus Top Delivery Unit PCI Keyboard 604009375
IM03360 | Dental Chair Spares-Gnatus-Syringe Forward Cover Ii 365004377 | 101001365004377 |  | A Class |  |  | I-Inventory | FG-Finish Good | R | Spares | Dental Chair-Spares | Dental Equiment | Main Location | 90330000 |  | FIFO | Gnatus | [8 empty] | 0 | 0 | 0 | 1 | 0 | 0 | [7 empty] | 1 |  | Gn/Sp/Syringe Forward Cover II 365004377
IM03361 | Dental Chair Spares-Gnatus-Syringe Handwheel Subset Ii 365004431 | 101001365004431 |  | A Class |  |  | I-Inventory | FG-Finish Good | R | Spares | Dental Chair-Spares | Dental Equiment | Main Location | 90330000 |  | FIFO | Gnatus | [8 empty] | 0 | 0 | 0 | 1 | 0 | 0 | [7 empty] | 1 |  | Gn/Sp/Syringe Handwheel Subset II 365004431
IM03362 | Dental Chair Spares-Gnatus-Syringe Ii Left Activating Butt (Green) 365004422 | 101001365004422 |  | A Class |  |  | I-Inventory | FG-Finish Good | R | Spares | Dental Chair-Spares | Dental Equiment | Main Location | 90330000 |  | FIFO | Gnatus | [8 empty] | 0 | 0 | 0 | 1 | 0 | 0 | [7 empty] | 1 |  | GN/SP/SYRINGE II LEFT ACTIVATING BUTT (GREEN) 365004422
IM03363 | Dental Chair Spares-Gnatus-Tampa Filtro Detritos Unidade Agua 365004751 | 101001365004751 |  | A Class |  |  | I-Inventory | FG-Finish Good | R | Spares | Dental Chair-Spares | Dental Equiment | Main Location | 90330000 |  | FIFO | Gnatus | [8 empty] | 0 | 0 | 0 | 1 | 0 | 0 | [7 empty] | 1 |  | GN/SP/TAMPA FILTRO DETRITOS UNIDADE AGUA 365004751
IM03364 | Dental Chair Spares-Gnatus-Term Fem Conect Rtv Nextron Wp3000T-S-St 31000000420 | 10100131000000400 |  | A Class |  |  | I-Inventory | FG-Finish Good | R | Spares | Dental Chair-Spares | Dental Equiment | Main Location | 90330000 |  | FIFO | Gnatus | [8 empty] | 0 | 0 | 0 | 1 | 0 | 0 | [7 empty] | 1 |  | GN/SP/TERM FEM CONECT RTV NEXTRON WP3000T-S-ST 31000000420
IM03365 | Dental Chair Spares-Gnatus-Terminal Box Body, Bigger 40604005530 | 10100140604005500 |  | A Class |  |  | I-Inventory | FG-Finish Good | R | Spares | Dental Chair-Spares | Dental Equiment | Main Location | 90330000 |  | FIFO | Gnatus | [5 empty] | . |  |  | 0 | 0 | 0 | 1 | 0 | 0 | [7 empty] | 1 |  | GN/SP/TERMINAL BOX BODY, BIGGER 40604005530
IM03366 | Dental Chair Spares-Gnatus-Timex 70 E Arm Side Cover-365004387 | 101001365004387 |  | A Class |  |  | I-Inventory | FG-Finish Good | R | Spares | Dental Chair-Spares | Dental Equiment | Main Location | 90330000 |  | FIFO | Gnatus | [8 empty] | 0 | 0 | 0 | 1 | 0 | 0 | [7 empty] | 1 |  | Gn/SP/Timex 70 E Arm Side Cover-365004387
IM03367 | Dental Chair Spares-Gnatus-Top Delivery Unit Inclining Lid 365004710 | 101001365004710 |  | A Class |  |  | I-Inventory | FG-Finish Good | R | Spares | Dental Chair-Spares | Dental Equiment | Main Location | 90330000 |  | FIFO | Gnatus | [8 empty] | 0 | 0 | 0 | 1 | 0 | 0 | [7 empty] | 1 |  | GN/SP/TOP DELIVERY UNIT INCLINING LID 365004710
IM03368 | Dental Chair Spares-Gnatus-Top H Delivery Unit Inclining Cover 40604006419 | 10100140604006400 |  | A Class |  |  | I-Inventory | FG-Finish Good | R | Spares | Dental Chair-Spares | Dental Equiment | Main Location | 90330000 |  | FIFO | Gnatus | [8 empty] | 0 | 0 | 0 | 1 | 0 | 0 | [7 empty] | 1 |  | GN/DC/SP/TOP H DELIVERY UNIT INCLINING COVER 40604006419
IM03369 | Dental Chair Spares-Gnatus-Top Led Head Dental Light Puller 365004724 | 101001365004724 |  | A Class |  |  | I-Inventory | FG-Finish Good | R | Spares | Dental Chair-Spares | Dental Equiment | Main Location | 90330000 |  | FIFO | Gnatus | [8 empty] | 0 | 0 | 0 | 1 | 0 | 0 | [7 empty] | 1 |  | GN/SP/TOP LED HEAD DENTAL LIGHT PULLER 365004724
IM03370 | Dental Chair Spares-Gnatus-Top Lid Arm Chair 365004747 | 101001365004747 |  | A Class |  |  | I-Inventory | FG-Finish Good | R | Spares | Dental Chair-Spares | Dental Equiment | Main Location | 90330000 |  | FIFO | Gnatus | [8 empty] | 0 | 0 | 0 | 1 | 0 | 0 | [7 empty] | 1 |  | GN/SP/TOP LID ARM CHAIR 365004747
IM03371 | Dental Chair Spares-Gnatus-Top Line Delivery Unit Gl Box 604006397 | 101001604006397 |  | A Class |  |  | I-Inventory | FG-Finish Good | R | Spares | Dental Chair-Spares | Dental Equiment | Main Location | 90330000 |  | FIFO | Gnatus | [8 empty] | 0 | 0 | 0 | 1 | 0 | 0 | [7 empty] | 1 |  | Gn/Sp/Top Line Delivery Unit GL BOX 604006397
IM03372 | Dental Chair Spares-GnatusTransfer Subset Syncrus G4 Dental Chair 901008553 | 101001901008553 |  | A Class |  |  | I-Inventory | FG-Finish Good | R | Spares | Dental Chair-Spares | Dental Equiment | Main Location | 90330000 |  | FIFO | Gnatus | [8 empty] | 0 | 0 | 0 | 1 | 0 | 0 | [7 empty] | 1 |  | GN/SP/TRANSFER SUBSET SYNCRUS G4 DENTAL CHAIR 901008553
IM03373 | Dental Chair Spares-Gnatus-Transformer 302001930 | 101001302001930 |  | A Class |  |  | I-Inventory | FG-Finish Good | R | Spares | Dental Chair-Spares | Dental Equiment | Main Location | 90330000 |  | FIFO | Gnatus | [8 empty] | 0 | 0 | 0 | 1 | 0 | 0 | [7 empty] | 1 |  | Gn/Sp/Transformer 302001930
IM03374 | Dental Chair Spares-Gnatus-Transformer 302003126 | 101001302003126 |  | A Class |  |  | I-Inventory | FG-Finish Good | R | Spares | Dental Chair-Spares | Dental Equiment | Main Location | 90330000 |  | FIFO | Gnatus | [8 empty] | 0 | 0 | 0 | 1 | 0 | 0 | [7 empty] | 1 |  | Gn/Sp/Transformer 302003126
IM03375 | Dental Chair Spares-Gnatus-Triple Syringe Ii Set 994004629 | 101001994004629 |  | A Class |  |  | I-Inventory | FG-Finish Good | R | Spares | Dental Chair-Spares | Dental Equiment | Main Location | 90330000 |  | FIFO | Gnatus | [8 empty] | 0 | 0 | 0 | 1 | 0 | 0 | [7 empty] | 1 |  | GN/SP/TRIPLE SYRINGE II SET 994004629
IM03376 | Dental Chair Spares-Gnatus-Ultra Sonic Bp Pci 40607002574 | 10100140607002500 |  | A Class |  |  | I-Inventory | FG-Finish Good | R | Spares | Dental Chair-Spares | Dental Equiment | Main Location | 90330000 |  | FIFO | Gnatus | [5 empty] | . |  |  | 0 | 0 | 0 | 1 | 0 | 0 | [7 empty] | 1 |  | GN/SP/ULTRA SONIC BP PCI 40607002574
IM03377 | Dental Chair Spares-Gnatus-Up Down Motor Without Bush | 101001MOTORWOBUSH |  | A Class |  |  | I-Inventory | FG-Finish Good | R | Spares | Dental Chair-Spares | Dental Equiment | Main Location | 90330000 |  | FIFO | Gnatus | [8 empty] | 0 | 0 | 0 | 1 | 0 | 0 | [7 empty] | 1 |  | GN/DC//SP/GNATUS/UP DOWN MOTOR WITHOUT BUSH
IM03378 | Dental Chair Spares-Gnatus-Upholsery Of Dentist Asst. Chair Backrest Silver | 101037STOOLBACKRESTSIL |  | A Class |  |  | I-Inventory | FG-Finish Good | R | Spares | Dental Chair-Spares | Dental Equiment | Main Location | 90330000 |  | FIFO | Gnatus | [8 empty] | 0 | 0 | 0 | 1 | 0 | 0 | [7 empty] | 1 |  | GN/ST/SP/UPHOLSERY OF DENTIST ASST. CHAIR BACKREST SILVER
IM03379 | Dental Chair Spares-Gnatus-Upholsery Of Stool Seat Silver | 101001STUPSEATSILVER |  | A Class |  |  | I-Inventory | FG-Finish Good | R | Spares | Dental Chair-Spares | Dental Equiment | Main Location | 90330000 |  | FIFO | Gnatus | [8 empty] | 0 | 0 | 0 | 1 | 0 | 0 | [7 empty] | 1 |  | GN/ST/SP/UPHOLSERY OF STOOL SEAT SILVER
IM03380 | Dental Chair Spares-Gnatus-Valve Subset Syringe Ii 604006410 | 101001604006410 |  | A Class |  |  | I-Inventory | FG-Finish Good | R | Spares | Dental Chair-Spares | Dental Equiment | Main Location | 90330000 |  | FIFO | Gnatus | [8 empty] | 0 | 0 | 0 | 1 | 0 | 0 | [7 empty] | 1 |  | GN/SP/VALVE SUBSET SYRINGE II 604006410
IM03381 | Dental Chair Spares-Gnatus-Valvula Solenoid Equip G8 604009441 | 101001604009441 |  | A Class |  |  | I-Inventory | FG-Finish Good | R | Spares | Dental Chair-Spares | Dental Equiment | Main Location | 90330000 |  | FIFO | Gnatus | [8 empty] | 0 | 0 | 0 | 1 | 0 | 0 | [7 empty] | 1 |  | GN/SP/VALVULA SOLENOID EQUIP G8 604009441
IM03382 | Dental Chair Spares-Gnatus-Venturi Adaptation Bushing 365004437 | 101001365004437 |  | A Class |  |  | I-Inventory | FG-Finish Good | R | Spares | Dental Chair-Spares | Dental Equiment | Main Location | 90330000 |  | FIFO | Gnatus | [8 empty] | 0 | 0 | 0 | 1 | 0 | 0 | [7 empty] | 1 |  | Gn/Sp/Venturi Adaptation bushing 365004437
IM03383 | Dental Chair Spares-Gnatus-G3-Gnatus Chair Backrest Uphol G3 New/G3 Plus Silver 30 | 101001G3G3PLUSCHBKRUPHOLSILVER30 |  | A Class |  |  | I-Inventory | FG-Finish Good | R | Spares | Dental Chair-Spares | Dental Equiment | Main Location | 90330000 |  | FIFO | Gnatus | [8 empty] | 0 | 0 | 0 | 1 | 0 | 0 | [7 empty] | 1 |  | GN/DC/UP/G3/GNATUS CHAIR BACKREST UPHOL G3 NEW/G3 PLUS SILVER 30
IM03384 | Dental Chair Spares-Gnatus-Waste Filter Support Vacuum Bomb-602009792 | 101001602009792 |  | A Class |  |  | I-Inventory | FG-Finish Good | R | Spares | Dental Chair-Spares | Dental Equiment | Main Location | 90330000 |  | FIFO | Gnatus | [8 empty] | 0 | 0 | 0 | 1 | 0 | 0 | [7 empty] | 1 |  | Gn/SP/Waste Filter Support Vacuum Bomb-602009792
IM03385 | Dental Chair Spares-Gnatus-Water Heater Syringe Set 904005220 | 101001904005220 |  | A Class |  |  | I-Inventory | FG-Finish Good | R | Spares | Dental Chair-Spares | Dental Equiment | Main Location | 90330000 |  | FIFO | Gnatus | [8 empty] | 0 | 0 | 0 | 1 | 0 | 0 | [7 empty] | 1 |  | GN/SP/WATER HEATER SYRINGE SET 904005220
IM03386 | Dental Chair Spares-Gnatus-Water Nozzle 365004746 | 101001365004746 |  | A Class |  |  | I-Inventory | FG-Finish Good | R | Spares | Dental Chair-Spares | Dental Equiment | Main Location | 90330000 |  | FIFO | Gnatus | [8 empty] | 0 | 0 | 0 | 1 | 0 | 0 | [7 empty] | 1 |  | Gn/Sp/Water Nozzle 365004746
IM03387 | Dental Chair Spares-Gnatus-Water Unit Faucet Cover 365004705 | 101001365004705 |  | A Class |  |  | I-Inventory | FG-Finish Good | R | Spares | Dental Chair-Spares | Dental Equiment | Main Location | 90330000 |  | FIFO | Gnatus | [8 empty] | 0 | 0 | 0 | 1 | 0 | 0 | [7 empty] | 1 |  | Gn/Sp/Water Unit Faucet Cover 365004705
IM03388 | Dental Chair Spares-Gnatus-Water Unit G4 Pad Pass Box Set 902003352 | 101001902003352 |  | A Class |  |  | I-Inventory | FG-Finish Good | R | Spares | Dental Chair-Spares | Dental Equiment | Main Location | 90330000 |  | FIFO | Gnatus | [8 empty] | 0 | 0 | 0 | 1 | 0 | 0 | [7 empty] | 1 |  | GN/SP/WATER UNIT G4 PAD PASS BOX SET 902003352
IM03389 | Dental Chair Spares-Gnatus-Water Unit Nozzle 365004720 | 101001365004720 |  | A Class |  |  | I-Inventory | FG-Finish Good | R | Spares | Dental Chair-Spares | Dental Equiment | Main Location | 90330000 |  | FIFO | Gnatus | [8 empty] | 0 | 0 | 0 | 1 | 0 | 0 | [7 empty] | 1 |  | Gn/Sp/Water Unit Nozzle 365004720
IM03390 | Dental Chair Spares-Gnatus-Water Unit Nozzle 365004721 | 101001365004721 |  | A Class |  |  | I-Inventory | FG-Finish Good | R | Spares | Dental Chair-Spares | Dental Equiment | Main Location | 90330000 |  | FIFO | Gnatus | [8 empty] | 0 | 0 | 0 | 1 | 0 | 0 | [7 empty] | 1 |  | Gn/Sp/Water Unit Nozzle 365004721
IM03391 | Dental Chair Spares-Gnatus-Water Unit Nozzle 365004745 | 101001365004745 |  | A Class |  |  | I-Inventory | FG-Finish Good | R | Spares | Dental Chair-Spares | Dental Equiment | Main Location | 90330000 |  | FIFO | Gnatus | [8 empty] | 0 | 0 | 0 | 1 | 0 | 0 | [7 empty] | 1 |  | Gn/Sp/Water Unit Nozzle 365004745
IM03392 | Dental Chair Spares-Gnatus-Water Unit Sticker 902003309 | 101001902003309 |  | A Class |  |  | I-Inventory | FG-Finish Good | C | Spares | Dental Chair-Spares | Dental Equiment | Main Location | 90330000 |  | FIFO | Gnatus | [8 empty] | 0 | 0 | 0 | 1 | 0 | 0 | [7 empty] | 1 |  | GN/SP/WATER UNIT STICKER 902003309
IM03393 | Dental Chair Spares-Gnatus-Water Unit Waste Filter 365004723 | 101001365004723 |  | A Class |  |  | I-Inventory | FG-Finish Good | R | Spares | Dental Chair-Spares | Dental Equiment | Main Location | 90330000 |  | FIFO | Gnatus | [8 empty] | 0 | 0 | 0 | 1 | 0 | 0 | [7 empty] | 1 |  | Gn/Sp/Water Unit Waste Filter 365004723
IM03394 | Dental Chair Spares-Gnatus-Whip Hose Return Spring 385001245 | 101001385001245 |  | A Class |  |  | I-Inventory | FG-Finish Good | C | Spares | Dental Chair-Spares | Dental Equiment | Main Location | 90330000 |  | FIFO | Gnatus | [8 empty] | 0 | 0 | 0 | 1 | 0 | 0 | [7 empty] | 1 |  | GN/DC/SP/WHIP HOSE RETURN SPRING 385001245
IM03395 | Dental Chair Spares-Gnatus-Whipset Water Unit-Equipo With Basin Key Drive 602006414 | 101001602006414 |  | A Class |  |  | I-Inventory | FG-Finish Good | R | Spares | Dental Chair-Spares | Dental Equiment | Main Location | 90330000 |  | FIFO | Gnatus | [8 empty] | 0 | 0 | 0 | 1 | 0 | 0 | [7 empty] | 1 |  | Gn/Sp/Whipset Water Unit-Equipo With Basin Key Drive 602006414
IM03396 | Dental Chair Spares-Gnatus-White Connector For Wire 10Mm 302000265 | 101001302000265 |  | A Class |  |  | I-Inventory | FG-Finish Good | R | Spares | Dental Chair-Spares | Dental Equiment | Main Location | 90330000 |  | FIFO | Gnatus | [8 empty] | 0 | 0 | 0 | 1 | 0 | 0 | [7 empty] | 1 |  | Gn/Sp/white Connector For Wire 10mm 302000265
IM03397 | Dental Chair Spares-Gnatus-Wire Sleeve 300018970 | 101001300018970 |  | A Class |  |  | I-Inventory | FG-Finish Good | C | Spares | Dental Chair-Spares | Dental Equiment | Main Location | 90330000 |  | FIFO | Gnatus | [8 empty] | 0 | 0 | 0 | 1 | 0 | 0 | [7 empty] | 1 |  | GN/DC/SP/WIRE SLEEVE 300018970
IM03398 | Dental Chair Spares-Gnatus-Xpress Gold Remote | 101001XPRESSCHREMOTE |  | A Class |  |  | I-Inventory | FG-Finish Good | R | Spares | Dental Chair-Spares | Dental Equiment | Main Location | 90330000 |  | FIFO | Gnatus | [8 empty] | 0 | 0 | 0 | 1 | 0 | 0 | [7 empty] | 1 |  | GN/DC/REMOT/XPRESS GOLD REMOTE
IM03399 | Dental Chair Spares-Gnatus-G3-Gnatus Chair Headrest Uphl G3 New/G3 Plus L. Blue 43 | 101001HDRG3LBLUE43 |  | A Class |  |  | I-Inventory | FG-Finish Good | R | Spares | Dental Chair-Spares | Dental Equiment | Main Location | 90330000 |  | FIFO | Gnatus | [8 empty] | 0 | 0 | 0 | 1 | 0 | 0 | [7 empty] | 1 |  | GN/DC/UP/G3/GNATUS CHAIR HEADREST UPHL G3 NEW/G3 PLUS L. BLUE 43
IM03400 | Dental Chair Spares-Gnatus-Xrays Scissors Arm Swiv Arm Gray Lft Cov 365004386 | 101001365004386 |  | A Class |  |  | I-Inventory | FG-Finish Good | R | Spares | Dental Chair-Spares | Dental Equiment | Main Location | 90330000 |  | FIFO | Gnatus | [8 empty] | 0 | 0 | 0 | 1 | 0 | 0 | [7 empty] | 1 |  | GN/SP/XRAYS SCISSORS ARM SWIV ARM GRAY LFT COV 365004386
IM03401 | Dental Chair Spares-Gnatus-Y Connection 365004700 | 101001365004700 |  | A Class |  |  | I-Inventory | FG-Finish Good | R | Spares | Dental Chair-Spares | Dental Equiment | Main Location | 90330000 |  | FIFO | Gnatus | [8 empty] | 0 | 0 | 0 | 1 | 0 | 0 | [7 empty] | 1 |  | Gn/Sp/Y Connection 365004700
IM03402 | Dental Chair Spares-Over Hanging Delivery Unit Upper Cover 31000000145 | 10100131000000100 |  | A Class |  |  | I-Inventory | FG-Finish Good | R | Spares | Dental Chair-Spares | Dental Equiment | Main Location | 90330000 |  | FIFO | Gnatus | [8 empty] | 0 | 0 | 0 | 1 | 0 | 0 | [7 empty] | 1 |  | GN/DC/SPG3 Over Hanging Delivery Unit Upper Cover 31000000145
IM03403 | Dental Chair Spares-Gnatus-Water Unit Drainage Tee 3 Way 365001957 | 101001365001957 |  | A Class |  |  | I-Inventory | FG-Finish Good | C | Spares | Dental Chair-Spares | Dental Equiment | Main Location | 90330000 |  | FIFO | Gnatus | [8 empty] | 0 | 0 | 0 | 1 | 0 | 0 | [7 empty] | 1 |  | Gn/Wu/Sp Drainage Tee 3 Way 365001957
IM03404 | Dental Chair Spares-Gnatus-Water Unit- Muffer Without Venturi | 101001MUFFERWOVENTURI |  | A Class |  |  | I-Inventory | FG-Finish Good | R | Spares | Dental Chair-Spares | Dental Equiment | Main Location | 90330000 |  | FIFO | Gnatus | [8 empty] | 0 | 0 | 0 | 1 | 0 | 0 | [7 empty] | 1 |  | GN/WU/SP/ MUFFER WITHOUT VENTURI
IM03405 | Dental Chair Spares-Gnatus-Water Unit- Sink Connection 365002614 | 101001365002614 |  | A Class |  |  | I-Inventory | FG-Finish Good | R | Spares | Dental Chair-Spares | Dental Equiment | Main Location | 90330000 |  | FIFO | Gnatus | [8 empty] | 0 | 0 | 0 | 1 | 0 | 0 | [7 empty] | 1 |  | GN/WU/SP/ SINK CONNECTION 365002614
IM03406 | Dental Chair Spares-Gnatus-Water Unit-Adp For Cattani Suctorian 16Mm 30602009794 | 101052ADP30602009794 |  | A Class |  |  | I-Inventory | FG-Finish Good | R | Spares | Dental Chair-Spares | Dental Equiment | Main Location | 90330000 |  | FIFO | Gnatus | [8 empty] | 0 | 0 | 0 | 1 | 0 | 0 | [7 empty] | 1 |  | GN/WU/SP/ADP FOR CATTANI SUCTORIAN 16MM 30602009794
IM03407 | Dental Chair Spares-Gnatus-Water Unit-Assistant Water Unit Body 602002220 | 101001602002220 |  | A Class |  |  | I-Inventory | FG-Finish Good | R | Spares | Dental Chair-Spares | Dental Equiment | Main Location | 90330000 |  | FIFO | Gnatus | [8 empty] | 0 | 0 | 0 | 1 | 0 | 0 | [7 empty] | 1 |  | Gn/Wu/Sp/Assistant Water Unit Body 602002220
IM03408 | Dental Chair Spares-Gnatus-Water Unit-Balloon Filter Tube Connector 365003650 | 101001365003650 |  | A Class |  |  | I-Inventory | FG-Finish Good | C | Spares | Dental Chair-Spares | Dental Equiment | Main Location | 90330000 |  | FIFO | Gnatus | [8 empty] | 0 | 0 | 0 | 1 | 0 | 0 | [7 empty] | 1 |  | Gn/Wu/Sp/Balloon Filter Tube Connector 365003650
IM03409 | Dental Chair Spares-Gnatus-Water Unit-Baloon Filter Net 365003670 | 101001365003670 |  | A Class |  |  | I-Inventory | FG-Finish Good | C | Spares | Dental Chair-Spares | Dental Equiment | Main Location | 90330000 |  | FIFO | Gnatus | [8 empty] | 0 | 0 | 0 | 1 | 0 | 0 | [7 empty] | 1 |  | Gn/Wu/Sp/Baloon Filter Net 365003670
IM03410 | Dental Chair Spares-Gnatus-Water Unit-Bio Vac Suction Holder Upper Cover Only- 365004398 | 101001365004398 |  | A Class |  |  | I-Inventory | FG-Finish Good | C | Spares | Dental Chair-Spares | Dental Equiment | Main Location | 90330000 |  | FIFO | Gnatus | [8 empty] | 0 | 0 | 0 | 1 | 0 | 0 | [7 empty] | 1 |  | GN/WU/SP/BIO VAC SUCTION HOLDER UPPER COVER ONLY- 365004398
IM03411 | Dental Chair Spares-Gnatus-Water Unit-Block Cap Base Plate Gold 702001870 | 101001702001870 |  | A Class |  |  | I-Inventory | FG-Finish Good | R | Spares | Dental Chair-Spares | Dental Equiment | Main Location | 90330000 |  | FIFO | Gnatus | [8 empty] | 0 | 0 | 0 | 1 | 0 | 0 | [7 empty] | 1 |  | Gn/Wu/Sp/Block Cap Base Plate Gold 702001870
IM03412 | Dental Chair Spares-Gnatus-Water Unit-Body Water Unit Syncrus L Pop 602009754 | 101001602009754 |  | A Class |  |  | I-Inventory | FG-Finish Good | R | Spares | Dental Chair-Spares | Dental Equiment | Main Location | 90330000 |  | FIFO | Gnatus | [8 empty] | 0 | 0 | 0 | 1 | 0 | 0 | [7 empty] | 1 |  | GN/WU/SP/BODY WATER UNIT SYNCRUS L POP 602009754
IM03413 | Dental Chair Spares-Gnatus-Water Unit-Bush Unit 300051002 | 101001300051002 |  | A Class |  |  | I-Inventory | FG-Finish Good | R | Spares | Dental Chair-Spares | Dental Equiment | Main Location | 90330000 |  | FIFO | Gnatus | [8 empty] | 0 | 0 | 0 | 1 | 0 | 0 | [7 empty] | 1 |  | GN/WU/SP/BUSH UNIT 300051002
IM03414 | Dental Chair Spares-Gnatus-Water Unit-Chorinated Water 1:500 Adhensive Tag 300014370 | 101001300014370 |  | A Class |  |  | I-Inventory | FG-Finish Good | R | Spares | Dental Chair-Spares | Dental Equiment | Main Location | 90330000 |  | FIFO | Gnatus | [8 empty] | 0 | 0 | 0 | 1 | 0 | 0 | [7 empty] | 1 |  | Gn/Wu/Sp/Chorinated Water 1:500 Adhensive Tag 300014370
IM03415 | Dental Chair Spares-Gnatus-Water Unit-Cup Filler Cannula 602001377 | 101001602001377 |  | A Class |  |  | I-Inventory | FG-Finish Good | R | Spares | Dental Chair-Spares | Dental Equiment | Main Location | 90330000 |  | FIFO | Gnatus | [8 empty] | 0 | 0 | 0 | 1 | 0 | 0 | [7 empty] | 1 |  | Gn/Wu/Sp/Cup Filler Cannula 602001377
IM03416 | Dental Chair Spares-Gnatus-Water Unit-Cup Filler Cannulas 502001430 | 101001502001430 |  | A Class |  |  | I-Inventory | FG-Finish Good | R | Spares | Dental Chair-Spares | Dental Equiment | Main Location | 90330000 |  | FIFO | Gnatus | [8 empty] | 0 | 0 | 0 | 1 | 0 | 0 | [7 empty] | 1 |  | Gn/Wu/Sp/Cup Filler Cannulas 502001430
IM03417 | Dental Chair Spares-Gnatus-Water Unit-Cup Filler Lock 902001152 | 101001902001152 |  | A Class |  |  | I-Inventory | FG-Finish Good | R | Spares | Dental Chair-Spares | Dental Equiment | Main Location | 90330000 |  | FIFO | Gnatus | [8 empty] | 0 | 0 | 0 | 1 | 0 | 0 | [7 empty] | 1 |  | Gn/Wu/Sp/Cup Filler Lock 902001152
IM03418 | Dental Chair Spares-Gnatus-Water Unit-Cup Holder Drain Screw 602002050 | 101001602002050 |  | A Class |  |  | I-Inventory | FG-Finish Good | C | Spares | Dental Chair-Spares | Dental Equiment | Main Location | 90330000 |  | FIFO | Gnatus | [8 empty] | 0 | 0 | 0 | 1 | 0 | 0 | [7 empty] | 1 |  | Gn/Wu/Sp/Cup Holder Drain Screw 602002050
IM03419 | Dental Chair Spares-Gnatus-G3-Gnatus Chair Headrest Uphl G3 New/G3 Plus Orange#41 | 101001GEHEADRESTUHOLORANGE |  | A Class |  |  | I-Inventory | FG-Finish Good | R | Spares | Dental Chair-Spares | Dental Equiment | Main Location | 90330000 |  | FIFO | Gnatus | [8 empty] | 0 | 0 | 0 | 1 | 0 | 0 | [7 empty] | 1 |  | GN/DC/UP/G3/GNATUS CHAIR HEADREST UPHL G3 NEW/G3 PLUS ORANGE#41
IM03420 | Dental Chair Spares-Gnatus-G3-Gnatus Chair Headrest Uphol G3 New/G3 Plus Silver 30 | 101001G3G3PLUSCHHDRUPHOLSILVER30 |  | A Class |  |  | I-Inventory | FG-Finish Good | R | Spares | Dental Chair-Spares | Dental Equiment | Main Location | 90330000 |  | FIFO | Gnatus | [8 empty] | 0 | 0 | 0 | 1 | 0 | 0 | [7 empty] | 1 |  | GN/DC/UP/G3/GNATUS CHAIR HEADREST UPHOL G3 NEW/G3 PLUS SILVER 30
IM03421 | Dental Chair Spares-Gnatus-Water Unit-Double Solenoid Valve 902003185 | 101001902003185 |  | A Class |  |  | I-Inventory | FG-Finish Good | R | Spares | Dental Chair-Spares | Dental Equiment | Main Location | 90330000 |  | FIFO | Gnatus | [8 empty] | 0 | 0 | 0 | 1 | 0 | 0 | [7 empty] | 1 |  | Gn/Wu/Sp/Double Solenoid Valve 902003185
IM03422 | Dental Chair Spares-Gnatus-Water Unit-Drain Nozzle Glass 902002650 | 101001902002650 |  | A Class |  |  | I-Inventory | FG-Finish Good | R | Spares | Dental Chair-Spares | Dental Equiment | Main Location | 90330000 |  | FIFO | Gnatus | [8 empty] | 0 | 0 | 0 | 1 | 0 | 0 | [7 empty] | 1 |  | Gn/Wu/Sp/Drain Nozzle Glass 902002650
IM03423 | Dental Chair Spares-Gnatus-Water Unit-Drain Tubing Pipe 361000510 | 101001361000510 |  | A Class |  |  | I-Inventory | FG-Finish Good | C | Spares | Dental Chair-Spares | Dental Equiment | Main Location | 90330000 |  | FIFO | Gnatus | [8 empty] | 0 | 0 | 0 | 1 | 0 | 0 | [7 empty] | 1 |  | GN/WU/SP/DRAIN TUBING PIPE 361000510
IM03424 | Dental Chair Spares-Gnatus-Water Unit-Ejector Connection 6.5Mm 365003590 | 101001365003590 |  | A Class |  |  | I-Inventory | FG-Finish Good | R | Spares | Dental Chair-Spares | Dental Equiment | Main Location | 90330000 |  | FIFO | Gnatus | [8 empty] | 0 | 0 | 0 | 1 | 0 | 0 | [7 empty] | 1 |  | GN/WU/SP/EJECTOR CONNECTION 6.5MM 365003590
IM03425 | Dental Chair Spares-Gnatus-Water Unit-Ejector Swvel Connection 365003570 | 101001365003570 |  | A Class |  |  | I-Inventory | FG-Finish Good | R | Spares | Dental Chair-Spares | Dental Equiment | Main Location | 90330000 |  | FIFO | Gnatus | [8 empty] | 0 | 0 | 0 | 1 | 0 | 0 | [7 empty] | 1 |  | GN/WU/SP/EJECTOR SWVEL CONNECTION 365003570
IM03426 | Dental Chair Spares-Gnatus-Water Unit-Fixing Support For Syn Alcane 300044840 | 101001300044840 |  | A Class |  |  | I-Inventory | FG-Finish Good | R | Spares | Dental Chair-Spares | Dental Equiment | Main Location | 90330000 |  | FIFO | Gnatus | [8 empty] | 0 | 0 | 0 | 1 | 0 | 0 | [7 empty] | 1 |  | GN/WU/SP/FIXING SUPPORT FOR SYN ALCANE 300044840
IM03427 | Dental Chair Spares-Gnatus-Water Unit-G3 Cj Patola Sensor-41000000097 | 10100141000000000 |  | A Class |  |  | I-Inventory | FG-Finish Good | R | Spares | Dental Chair-Spares | Dental Equiment | Main Location | 90330000 |  | FIFO | Gnatus | [8 empty] | 0 | 0 | 0 | 1 | 0 | 0 | [7 empty] | 1 |  | GN/WU/SP/G3 CJ PATOLA SENSOR-41000000097
IM03428 | Dental Chair Spares-Gnatus-Water Unit-G3 Plus Chair Tumbler Sensor-41000000028 | 10100141000000000 |  | A Class |  |  | I-Inventory | FG-Finish Good | R | Spares | Dental Chair-Spares | Dental Equiment | Main Location | 90330000 |  | FIFO | Gnatus | [8 empty] | 0 | 0 | 0 | 1 | 0 | 0 | [7 empty] | 1 |  | GN/WU/SP/G3 PLUS CHAIR TUMBLER SENSOR-41000000028
IM03429 | Dental Chair Spares-Gnatus-Water Unit-G3 Plus Chair Water Unit PCB- 31000000749 | 10100131000000700 |  | A Class |  |  | I-Inventory | FG-Finish Good | R | Spares | Dental Chair-Spares | Dental Equiment | Main Location | 90330000 |  | FIFO | Gnatus | [5 empty] | .. |  |  | 0 | 0 | 0 | 1 | 0 | 0 | [7 empty] | 1 |  | GN/WU/SP/G3 PLUS CHAIR WATER UNIT PCB- 31000000749
IM03430 | Dental Chair Spares-Gnatus-Water Unit-G3 Plus Chair Water Unit Tumbler Sensor-41000000128 | 10100141000000100 |  | A Class |  |  | I-Inventory | FG-Finish Good | R | Spares | Dental Chair-Spares | Dental Equiment | Main Location | 90330000 |  | FIFO | Gnatus | [5 empty] | .. |  |  | 0 | 0 | 0 | 1 | 0 | 0 | [7 empty] | 1 |  | GN/WU/SP/G3 PLUS CHAIR WATER UNIT TUMBLER SENSOR-41000000128
IM03431 | Dental Chair Spares-Gnatus-Water Unit-G8 Chair Water Bottle Transparent Hidden Cover-602009802 | 101001602009802 |  | A Class |  |  | I-Inventory | FG-Finish Good | R | Spares | Dental Chair-Spares | Dental Equiment | Main Location | 90330000 |  | FIFO | Gnatus | [8 empty] | 0 | 0 | 0 | 1 | 0 | 0 | [7 empty] | 1 |  | GN/WU/SP/G8 CHAIR WATER BOTTLE TRANSPARENT HIDDEN COVER-602009802
IM03432 | Dental Chair Spares-Gnatus-Water Unit-G-8 Choromo Thearpy PCB- 300054239 | 101001300054239 |  | A Class |  |  | I-Inventory | FG-Finish Good | R | Spares | Dental Chair-Spares | Dental Equiment | Main Location | 90330000 |  | FIFO | Gnatus | [8 empty] | 0 | 0 | 0 | 1 | 0 | 0 | [7 empty] | 1 |  | GN/WU/SP/G-8 CHOROMO THEARPY PCB- 300054239
IM03433 | Dental Chair Spares-Gnatus-Water UnitGlx Asistant Body 365004040 | 101001365004040 |  | A Class |  |  | I-Inventory | FG-Finish Good | R | Spares | Dental Chair-Spares | Dental Equiment | Main Location | 90330000 |  | FIFO | Gnatus | [8 empty] | 0 | 0 | 0 | 1 | 0 | 0 | [7 empty] | 1 |  | Gn/Wu/Glx Asistant Body 365004040
IM03434 | Dental Chair Spares-Gnatus-Water Unit-Gnatus 3 Way Syringe Repair Kit Std-Cont-16000002069 | 1010013WAYREPKIT16000002069 |  | A Class |  |  | I-Inventory | FG-Finish Good | C | Spares | Dental Chair-Spares | Dental Equiment | Main Location | 90330000 |  | FIFO | Gnatus | [8 empty] | 0 | 0 | 0 | 1 | 0 | 0 | [7 empty] | 1 |  | GN/WU/SP/GNATUS 3 WAY SYRINGE REPAIR KIT STD-CONT-16000002069
IM03435 | Dental Chair Spares-Gnatus-Water Unit-Gnatus S-500 Chair Assit.Side Upper Cover-31000002642 | 101001S500UPPERCOVER31000002642 |  | A Class |  |  | I-Inventory | FG-Finish Good | C | Spares | Dental Chair-Spares | Dental Equiment | Main Location | 90330000 |  | FIFO | Gnatus | [8 empty] | 0 | 0 | 0 | 1 | 0 | 0 | [7 empty] | 1 |  | GN/WU/SP/GNATUS S-500 CHAIR ASSIT.SIDE UPPER COVER-31000002642
IM03436 | Dental Chair Spares-Gnatus-Water Unit-Gnatus S-500 Chair Water Unit Upper Cover-31000002729 | 101001S500WUUPPERCOVER31000002729 |  | A Class |  |  | I-Inventory | FG-Finish Good | C | Spares | Dental Chair-Spares | Dental Equiment | Main Location | 90330000 |  | FIFO | Gnatus | [8 empty] | 0 | 0 | 0 | 1 | 0 | 0 | [7 empty] | 1 |  | GN/WU/SP/GNATUS S-500 CHAIR WATER UNIT UPPER COVER-31000002729
IM03437 | Dental Chair Spares-Gnatus-Water Unit-Gnatus S-Series Hose Big Multipale Tubing Pipe-30361000751 | 101001S500SSERIESTUBINGPIPE30361000751 |  | A Class |  |  | I-Inventory | FG-Finish Good | C | Spares | Dental Chair-Spares | Dental Equiment | Main Location | 90330000 |  | FIFO | Gnatus | [8 empty] | 0 | 0 | 0 | 1 | 0 | 0 | [7 empty] | 1 |  | GN/WU/SP/GNATUS S-SERIES HOSE BIG MULTIPALE TUBING PIPE-30361000751
IM03438 | Dental Chair Spares-Gnatus-Water Unit-GnatusãÂ S-500 Chair Low Suction Cannula Tubing-31000000617 | 101001S500LOWSUCTIONTUBING31000000617 |  | A Class |  |  | I-Inventory | FG-Finish Good | C | Spares | Dental Chair-Spares | Dental Equiment | Main Location | 90330000 |  | FIFO | Gnatus | [8 empty] | 0 | 0 | 0 | 1 | 0 | 0 | [7 empty] | 1 |  | GN/WU/SP/GNATUSÃÂ S-500 CHAIR LOW SUCTION CANNULA TUBING-31000000617
IM03439 | Dental Chair Spares-Gnatus-G3-Gnatus Chair Seat Uphl G3 New/G3 Plus L. Blue 43 | 101001G3UPHOLLBLUE43 |  | A Class |  |  | I-Inventory | FG-Finish Good | R | Spares | Dental Chair-Spares | Dental Equiment | Main Location | 90330000 |  | FIFO | Gnatus | [8 empty] | 0 | 0 | 0 | 1 | 0 | 0 | [7 empty] | 1 |  | GN/DC/UP/G3/GNATUS CHAIR SEAT UPHL G3 NEW/G3 PLUS L. BLUE 43
IM03440 | Dental Chair Spares-Gnatus-Water Unit-High Suction Cannula Tip 365004322 | 101001365004322 |  | A Class |  |  | I-Inventory | FG-Finish Good | C | Spares | Dental Chair-Spares | Dental Equiment | Main Location | 90330000 |  | FIFO | Gnatus | [8 empty] | 0 | 0 | 0 | 1 | 0 | 0 | [7 empty] | 1 |  | GN/WU/SP/HIGH SUCTION CANNULA TIP 365004322
IM03441 | Dental Chair Spares-Gnatus-Water Unit-High Suction Cannula Tip Reducer 602002517 | 101001602002517 |  | A Class |  |  | I-Inventory | FG-Finish Good | C | Spares | Dental Chair-Spares | Dental Equiment | Main Location | 90330000 |  | FIFO | Gnatus | [8 empty] | 0 | 0 | 0 | 1 | 0 | 0 | [7 empty] | 1 |  | GN/WU/SP/HIGH SUCTION CANNULA TIP REDUCER 602002517
IM03442 | Dental Chair Spares-Gnatus-Water Unit-Hose Pvc 16 Mm Ice Write 361000788 | 101001361000788 |  | A Class |  |  | I-Inventory | FG-Finish Good | R | Spares | Dental Chair-Spares | Dental Equiment | Main Location | 90330000 |  | FIFO | Gnatus | [8 empty] | 0 | 0 | 0 | 1 | 0 | 0 | [7 empty] | 1 |  | GN/WU/SP/HOSE PVC 16 MM ICE WRITE 361000788
IM03443 | Dental Chair Spares-Gnatus-Water Unit-Inova Pad Water Unit Upper Cover 802000880 | 101001802000880 |  | A Class |  |  | I-Inventory | FG-Finish Good | R | Spares | Dental Chair-Spares | Dental Equiment | Main Location | 90330000 |  | FIFO | Gnatus | [8 empty] | 0 | 0 | 0 | 1 | 0 | 0 | [7 empty] | 1 |  | Gn/Wu/Sp/Inova Pad Water Unit Upper Cover 802000880
IM03444 | Dental Chair Spares-Gnatus-Water Unit-Inova Star Assistande Side Lower Metal Base 702001950 | 101001702001950 |  | A Class |  |  | I-Inventory | FG-Finish Good | R | Spares | Dental Chair-Spares | Dental Equiment | Main Location | 90330000 |  | FIFO | Gnatus | [8 empty] | 0 | 0 | 0 | 1 | 0 | 0 | [7 empty] | 1 |  | Gn/Wu/Sp/Inova star Assistande Side Lower Metal Base 702001950
IM03445 | Dental Chair Spares-Gnatus-Water Unit-Landus Chair Lower Cover 602001640 | 101001602001640 |  | A Class |  |  | I-Inventory | FG-Finish Good | R | Spares | Dental Chair-Spares | Dental Equiment | Main Location | 90330000 |  | FIFO | Gnatus | [8 empty] | 0 | 0 | 0 | 1 | 0 | 0 | [7 empty] | 1 |  | GN/WU/SP/LANDUS CHAIR LOWER COVER 602001640
IM03446 | Dental Chair Spares-Gnatus-Water Unit-Landus Water Unit Upper Cover 902001790 | 101001902001790 |  | A Class |  |  | I-Inventory | FG-Finish Good | R | Spares | Dental Chair-Spares | Dental Equiment | Main Location | 90330000 |  | FIFO | Gnatus | [8 empty] | 0 | 0 | 0 | 1 | 0 | 0 | [7 empty] | 1 |  | GN/WU/SP/LANDUS WATER UNIT UPPER COVER 902001790
IM03447 | Dental Chair Spares-Gnatus-G3-Gnatus Chair Seat Uphol G3 New/G3 Plus Silver 30 | 101001G3G3PLUSCHSEATUPHOLSILVER30 |  | A Class |  |  | I-Inventory | FG-Finish Good | R | Spares | Dental Chair-Spares | Dental Equiment | Main Location | 90330000 |  | FIFO | Gnatus | [8 empty] | 0 | 0 | 0 | 1 | 0 | 0 | [7 empty] | 1 |  | GN/DC/UP/G3/GNATUS CHAIR SEAT UPHOL G3 NEW/G3 PLUS SILVER 30
IM03448 | Dental Chair Spares-Gnatus-Water Unit-Low Suction Nozzle O-Ring 355000102 | 101001355000102 |  | A Class |  |  | I-Inventory | FG-Finish Good | C | Spares | Dental Chair-Spares | Dental Equiment | Main Location | 90330000 |  | FIFO | Gnatus | [8 empty] | 0 | 0 | 0 | 1 | 0 | 0 | [7 empty] | 1 |  | GN/WU/SP/LOW SUCTION NOZZLE O-RING 355000102
IM03449 | Dental Chair Spares-Gnatus-Water Unit-Muffer 902001177 | 101001902001177 |  | A Class |  |  | I-Inventory | FG-Finish Good | R | Spares | Dental Chair-Spares | Dental Equiment | Main Location | 90330000 |  | FIFO | Gnatus | [8 empty] | 0 | 0 | 0 | 1 | 0 | 0 | [7 empty] | 1 |  | GN/WU/SP/MUFFER 902001177
IM03450 | Dental Chair Spares-Gnatus-Water Unit-Muffer Subset Ii With 1 Ejector 902003203 | 101001902003203 |  | A Class |  |  | I-Inventory | FG-Finish Good | R | Spares | Dental Chair-Spares | Dental Equiment | Main Location | 90330000 |  | FIFO | Gnatus | [8 empty] | 0 | 0 | 0 | 1 | 0 | 0 | [7 empty] | 1 |  | Gn/Wu/Sp/Muffer Subset Ii With 1 Ejector 902003203
IM03451 | Dental Chair Spares-Gnatus-G4/G8 Chair Water Bottle 1000Ml 365004620 | 101001365004620 |  | A Class |  |  | I-Inventory | FG-Finish Good | C | Spares | Dental Chair-Spares | Dental Equiment | Main Location | 90330000 |  | FIFO | Gnatus | [8 empty] | 0 | 0 | 0 | 1 | 0 | 0 | [7 empty] | 1 |  | GN/SP/G4/G8 CHAIR WATER BOTTLE 1000ML 365004620
IM03452 | Dental Chair Spares-Gnatus-Water Unit-O Ring Water Unit 300019128 | 101001300019128 |  | A Class |  |  | I-Inventory | FG-Finish Good | C | Spares | Dental Chair-Spares | Dental Equiment | Main Location | 90330000 |  | FIFO | Gnatus | [8 empty] | 0 | 0 | 0 | 1 | 0 | 0 | [7 empty] | 1 |  | Gn/Wu/Sp/O Ring Water Unit 300019128
IM03453 | Dental Chair Spares-Gnatus-Water Unit-Old Syn. Suction Switch 904002910 | 101001904002910 |  | A Class |  |  | I-Inventory | FG-Finish Good | R | Spares | Dental Chair-Spares | Dental Equiment | Main Location | 90330000 |  | FIFO | Gnatus | [8 empty] | 0 | 0 | 0 | 1 | 0 | 0 | [7 empty] | 1 |  | GN/WU/SP/OLD SYN. SUCTION SWITCH 904002910
IM03454 | Dental Chair Spares-Gnatus-Water Unit-Oring 2-019-30355001300 | 101052ORING30355001300 |  | A Class |  |  | I-Inventory | FG-Finish Good | C | Spares | Dental Chair-Spares | Dental Equiment | Main Location | 90330000 |  | FIFO | Gnatus | [8 empty] | 0 | 0 | 0 | 1 | 0 | 0 | [7 empty] | 1 |  | GN/WU/SP/ORING 2-019-30355001300
IM03455 | Dental Chair Spares-Gnatus-Water Unit-Oring 2-019-30355001300 | 101052ORING30355001300 |  | A Class |  |  | I-Inventory | FG-Finish Good | C | Spares | Dental Chair-Spares | Dental Equiment | Main Location | 90330000 |  | FIFO | Gnatus | [8 empty] | 0 | 0 | 0 | 1 | 0 | 0 | [7 empty] | 1 |  | GN/WU/SP/ORING 2-019-30355001300
IM03456 | Dental Chair Spares-Gnatus-Water Unit-Patola Box Water Unit 41000001534 | 101001WUPATOLABOX41000001534 |  | A Class |  |  | I-Inventory | FG-Finish Good | R | Spares | Dental Chair-Spares | Dental Equiment | Main Location | 90330000 |  | FIFO | Gnatus | [8 empty] | 0 | 0 | 0 | 1 | 0 | 0 | [7 empty] | 1 |  | GN/WU/SP/PATOLA BOX WATER UNIT 41000001534
IM03457 | Dental Chair Spares-Gnatus-Water Unit-Plan Low Suction Tubing10X7-31000001269 | 1010031000001260 |  | A Class |  |  | I-Inventory | FG-Finish Good | C | Spares | Dental Chair-Spares | Dental Equiment | Main Location | 90330000 |  | FIFO | Gnatus | [8 empty] | 0 | 0 | 0 | 1 | 0 | 0 | [7 empty] | 1 |  | GN/WU/SP/PLAN LOW SUCTION TUBING10X7-31000001269
IM03458 | Dental Chair Spares-Gnatus-Water Unit-Regulating Brass Knob 602002060 | 101001602002060 |  | A Class |  |  | I-Inventory | FG-Finish Good | R | Spares | Dental Chair-Spares | Dental Equiment | Main Location | 90330000 |  | FIFO | Gnatus | [8 empty] | 0 | 0 | 0 | 1 | 0 | 0 | [7 empty] | 1 |  | GN/WU/SP/REGULATING BRASS KNOB 602002060
IM03459 | Dental Chair Spares-Gnatus-Water Unit-S200 And S300 Chair Water Unit Base Plate-41000003066 | 10105241000003000 |  | A Class |  |  | I-Inventory | FG-Finish Good | C | Spares | Dental Chair-Spares | Dental Equiment | Main Location | 90330000 |  | FIFO | Gnatus | [8 empty] | 0 | 0 | 0 | 1 | 0 | 0 | [7 empty] | 1 |  | GN/WU/SP/S200 AND S300 CHAIR WATER UNIT BASE PLATE-41000003066
IM03460 | Dental Chair Spares-Gnatus-Water Unit-S-200 Chair Water Unit Upper Cover 31000002579 | 101001S200WUCOVER31000002579 |  | A Class |  |  | I-Inventory | FG-Finish Good | R | Spares | Dental Chair-Spares | Dental Equiment | Main Location | 90330000 |  | FIFO | Gnatus | [8 empty] | 0 | 0 | 0 | 1 | 0 | 0 | [7 empty] | 1 |  | GN/WU/SP/S-200 CHAIR WATER UNIT UPPER COVER 31000002579
IM03461 | Dental Chair Spares-Gnatus-Water Unit-S-200 Spittoon And Tumber Water Controller | 101001S200SPITTONWCTRL |  | A Class |  |  | I-Inventory | FG-Finish Good | R | Spares | Dental Chair-Spares | Dental Equiment | Main Location | 90330000 |  | FIFO | Gnatus | [8 empty] | 0 | 0 | 0 | 1 | 0 | 0 | [7 empty] | 1 |  | GN/WU/SP/S-200 SPITTOON AND TUMBER WATER CONTROLLER
IM03462 | Dental Chair Spares-Gnatus-Water Unit-S200 Tumbler Cupfiler Body | 101001S200CUPFILLERBODY |  | A Class |  |  | I-Inventory | FG-Finish Good | R | Spares | Dental Chair-Spares | Dental Equiment | Main Location | 90330000 |  | FIFO | Gnatus | [8 empty] | 0 | 0 | 0 | 1 | 0 | 0 | [7 empty] | 1 |  | GN/WU/SP/S200 TUMBLER CUPFILER BODY
IM03463 | Dental Chair Spares-Gnatus-Water Unit-S200 Water Controller Valve | 101001S200CONTROLLERVALVE |  | A Class |  |  | I-Inventory | FG-Finish Good | R | Spares | Dental Chair-Spares | Dental Equiment | Main Location | 90184900 |  | FIFO | Gnatus | [8 empty] | 0 | 0 | 0 | 1 | 0 | 0 | [7 empty] | 1 |  | GN/WU/SP/S200 WATER CONTROLLER VALVE
IM03464 | Dental Chair Spares-Gnatus-Water Unit-S-200Ribbon Jack Pin With Wire | 101001S200JACKPINWOWIRE |  | A Class |  |  | I-Inventory | FG-Finish Good | R | Spares | Dental Chair-Spares | Dental Equiment | Main Location | 90330000 |  | FIFO | Gnatus | [8 empty] | 0 | 0 | 0 | 1 | 0 | 0 | [7 empty] | 1 |  | GN/WU/SP/S-200RIBBON JACK PIN WITH WIRE
IM03465 | Dental Chair Spares-Gnatus-G4/G8 Spitoon 300054203 | 101001300054203 |  | A Class |  |  | I-Inventory | FG-Finish Good | R | Spares | Dental Chair-Spares | Dental Equiment | Main Location | 90330000 |  | FIFO | Gnatus | [8 empty] | 0 | 0 | 0 | 1 | 0 | 0 | [7 empty] | 1 |  | Gn/Sp/G4/G8 Spitoon 300054203
IM03466 | Dental Chair Spares-Gnatus-G8 Fe/G8 He-Delivery Unit Lexan Frontal Panel 300054275 | 101001300054275 |  | A Class |  |  | I-Inventory | FG-Finish Good | C | Spares | Dental Chair-Spares | Dental Equiment | Main Location | 90330000 |  | FIFO | Gnatus | [8 empty] | 0 | 0 | 0 | 1 | 0 | 0 | [7 empty] | 1 |  | Gn/SP/G8 Fe/G8 He-Delivery Unit Lexan Frontal Panel 300054275
IM03467 | Dental Chair Spares-Gnatus-Water Unit-S400 Amd S500 Water Unit Waste Filter -31000002133 | 101001S400S500WASTERFILTERCAP31000002133 |  | A Class |  |  | I-Inventory | FG-Finish Good | R | Spares | Dental Chair-Spares | Dental Equiment | Main Location | 90330000 |  | FIFO | Gnatus | [8 empty] | 0 | 0 | 0 | 1 | 0 | 0 | [7 empty] | 1 |  | GN/WU/SP/S400 amd S500 WATER UNIT WASTE FILTER -31000002133
IM03468 | Dental Chair Spares-Gnatus-Water Unit-S400 Ands500 Water Unit Waste Filter Cap 31000001846 | 101001S400S500WASTEFILTER31000001846 |  | A Class |  |  | I-Inventory | FG-Finish Good | R | Spares | Dental Chair-Spares | Dental Equiment | Main Location | 90330000 |  | FIFO | Gnatus | [8 empty] | 0 | 0 | 0 | 1 | 0 | 0 | [7 empty] | 1 |  | GN/WU/SP/S400 andS500 WATER UNIT WASTE FILTER CAP 31000001846
IM03469 | Dental Chair Spares-Gnatus-Water Unit-S-400 Chair Water Unit Upper Cover-31000002587 | 101001S400WUUPPERCOVER31000002587 |  | A Class |  |  | I-Inventory | FG-Finish Good | R | Spares | Dental Chair-Spares | Dental Equiment | Main Location | 90330000 |  | FIFO | Gnatus | [8 empty] | 0 | 0 | 0 | 1 | 0 | 0 | [7 empty] | 1 |  | GN/WU/SP/S-400 CHAIR WATER UNIT UPPER COVER-31000002587
IM03470 | Dental Chair Spares-Gnatus-Water Unit-S-400 Series Water Unit Lower Cover-41000003204 | 101001S400WULOWERCOVER41000003204 |  | A Class |  |  | I-Inventory | FG-Finish Good | C | Spares | Dental Chair-Spares | Dental Equiment | Main Location | 90330000 |  | FIFO | Gnatus | [8 empty] | 0 | 0 | 0 | 1 | 0 | 0 | [7 empty] | 1 |  | GN/WU/SP/S-400 SERIES WATER UNIT LOWER COVER-41000003204
IM03471 | Dental Chair Spares-Gnatus-Water Unit-S400Spittoon & Tumbler Sticker-31000002519 | 101001S400SPITOONSTICKER31000002519 |  | A Class |  |  | I-Inventory | FG-Finish Good | C | Spares | Dental Chair-Spares | Dental Equiment | Main Location | 90330000 |  | FIFO | Gnatus | [8 empty] | 0 | 0 | 0 | 1 | 0 | 0 | [7 empty] | 1 |  | GN/WU/SP/S400SPITTOON & TUMBLER STICKER-31000002519
IM03472 | Dental Chair Spares-Gnatus-Water Unit-S500 Assistance Side PCB-41000002872 | 101001ASTSIDEPCB41000002872 |  | A Class |  |  | I-Inventory | FG-Finish Good | R | Spares | Dental Chair-Spares | Dental Equiment | Main Location | 90330000 |  | FIFO | Gnatus | [8 empty] | 0 | 0 | 0 | 1 | 0 | 0 | [7 empty] | 1 |  | GN/WU/SP/S500 ASSISTANCE SIDE PCB-41000002872
IM03473 | Dental Chair Spares-Gnatus-Water Unit-S-500 Assistance Side Sticker-31000002513 | 101001S500ASSSIDESTICKER31000002513 |  | A Class |  |  | I-Inventory | FG-Finish Good | C | Spares | Dental Chair-Spares | Dental Equiment | Main Location | 90330000 |  | FIFO | Gnatus | [8 empty] | 0 | 0 | 0 | 1 | 0 | 0 | [7 empty] | 1 |  | GN/WU/SP/S-500 ASSISTANCE SIDE STICKER-31000002513
IM03474 | Dental Chair Spares-Gnatus-Water Unit-S-500 Chair Spitton Lower Cover-31000002732 | 101001S500SPITLOWERCOVER31000002732 |  | A Class |  |  | I-Inventory | FG-Finish Good | C | Spares | Dental Chair-Spares | Dental Equiment | Main Location | 90330000 |  | FIFO | Gnatus | [8 empty] | 0 | 0 | 0 | 1 | 0 | 0 | [7 empty] | 1 |  | GN/WU/SP/S-500 CHAIR SPITTON LOWER COVER-31000002732
IM03475 | Dental Chair Spares-Gnatus-Water Unit-Screw Inlet 6*8 Half Inch Nozzle 365001940 | 101001365001940 |  | A Class |  |  | I-Inventory | FG-Finish Good | C | Spares | Dental Chair-Spares | Dental Equiment | Main Location | 90330000 |  | FIFO | Gnatus | [8 empty] | 0 | 0 | 0 | 1 | 0 | 0 | [7 empty] | 1 |  | GN/WU/SP/SCREW INLET 6*8 HALF INCH NOZZLE 365001940
IM03476 | Dental Chair Spares-Gnatus-Water Unit-Selection G8 Valve Subset- 902003378 | 101001902003378 |  | A Class |  |  | I-Inventory | FG-Finish Good | R | Spares | Dental Chair-Spares | Dental Equiment | Main Location | 90330000 |  | FIFO | Gnatus | [8 empty] | 0 | 0 | 0 | 1 | 0 | 0 | [7 empty] | 1 |  | GN/WU/SP/SELECTION G8 VALVE SUBSET- 902003378
IM03477 | Dental Chair Spares-Gnatus-Water Unit-Side Cap 300051001 | 101001300051001 |  | A Class |  |  | I-Inventory | FG-Finish Good | R | Spares | Dental Chair-Spares | Dental Equiment | Main Location | 90330000 |  | FIFO | Gnatus | [8 empty] | 0 | 0 | 0 | 1 | 0 | 0 | [7 empty] | 1 |  | GN/WU/SP/SIDE CAP 300051001
IM03478 | Dental Chair Spares-Gnatus-Water Unit-Side Cap 365003620 | 101001365003620 |  | A Class |  |  | I-Inventory | FG-Finish Good | C | Spares | Dental Chair-Spares | Dental Equiment | Main Location | 90330000 |  | FIFO | Gnatus | [8 empty] | 0 | 0 | 0 | 1 | 0 | 0 | [7 empty] | 1 |  | Gn/Wu/Sp/Side Cap 365003620
IM03479 | Dental Chair Spares-Gnatus-Water Unit-Simplex Cup Filler 300042590 | 101001300042590 |  | A Class |  |  | I-Inventory | FG-Finish Good | R | Spares | Dental Chair-Spares | Dental Equiment | Main Location | 90330000 |  | FIFO | Gnatus | [8 empty] | 0 | 0 | 0 | 1 | 0 | 0 | [7 empty] | 1 |  | Gn/Wu/Sp/Simplex Cup Filler 300042590
IM03480 | Dental Chair Spares-Gnatus-Water Unit-Simplex Hand Piece Holder 300015795 | 101001300015795 |  | A Class |  |  | I-Inventory | FG-Finish Good | R | Spares | Dental Chair-Spares | Dental Equiment | Main Location | 90330000 |  | FIFO | Gnatus | [8 empty] | 0 | 0 | 0 | 1 | 0 | 0 | [7 empty] | 1 |  | GN/WU/SP/SIMPLEX HAND PIECE HOLDER 300015795
IM03481 | Dental Chair Spares-Gnatus-Water Unit-Simplex Spitoon Water Control 992000096 | 101001992000096 |  | A Class |  |  | I-Inventory | FG-Finish Good | R | Spares | Dental Chair-Spares | Dental Equiment | Main Location | 90330000 |  | FIFO | Gnatus | [8 empty] | 0 | 0 | 0 | 1 | 0 | 0 | [7 empty] | 1 |  | Gn/Wu/Sp/Simplex Spitoon Water Control 992000096
IM03482 | Dental Chair Spares-Gnatus-Water Unit-Single Solenoid Valve 300051454 | 101001300051454 |  | A Class |  |  | I-Inventory | FG-Finish Good | C | Spares | Dental Chair-Spares | Dental Equiment | Main Location | 90330000 |  | FIFO | Gnatus | [8 empty] | 0 | 0 | 0 | 1 | 0 | 0 | [7 empty] | 1 |  | Gn/Wu/Sp/Single Solenoid Valve 300051454
IM03483 | Dental Chair Spares-Gnatus-Water Unit-Solenoid Valve 30004350 | 10100130004350 |  | A Class |  |  | I-Inventory | FG-Finish Good | C | Spares | Dental Chair-Spares | Dental Equiment | Main Location | 90330000 |  | FIFO | Gnatus | [8 empty] | 0 | 0 | 0 | 1 | 0 | 0 | [7 empty] | 1 |  | GN/WU/SP/SOLENOID VALVE 30004350
IM03484 | Dental Chair Spares-Gnatus-Water Unit-Solenoid Valve Nozzle 300043520 | 101001300043520 |  | A Class |  |  | I-Inventory | FG-Finish Good | C | Spares | Dental Chair-Spares | Dental Equiment | Main Location | 90330000 |  | FIFO | Gnatus | [8 empty] | 0 | 0 | 0 | 1 | 0 | 0 | [7 empty] | 1 |  | Gn/Wu/Sp/Solenoid Valve Nozzle 300043520
IM03485 | Dental Chair Spares-Gnatus-Water Unit-Spitoon 300047350 | 101001300047350 |  | A Class |  |  | I-Inventory | FG-Finish Good | C | Spares | Dental Chair-Spares | Dental Equiment | Main Location | 90330000 |  | FIFO | Gnatus | [8 empty] | 0 | 0 | 0 | 1 | 0 | 0 | [7 empty] | 1 |  | GN/WU/SP/SPITOON 300047350
IM03486 | Dental Chair Spares-Gnatus-Water Unit-Spitoon Cannulas 802000870 | 101001802000870 |  | A Class |  |  | I-Inventory | FG-Finish Good | C | Spares | Dental Chair-Spares | Dental Equiment | Main Location | 90330000 |  | FIFO | Gnatus | [8 empty] | 0 | 0 | 0 | 1 | 0 | 0 | [7 empty] | 1 |  | Gn/Wu/Sp/Spitoon Cannulas 802000870
IM03487 | Dental Chair Spares-Gnatus-Water Unit-Spitoon Filter 365003180 | 101001365003180 |  | A Class |  |  | I-Inventory | FG-Finish Good | C | Spares | Dental Chair-Spares | Dental Equiment | Main Location | 90330000 |  | FIFO | Gnatus | [8 empty] | 0 | 0 | 0 | 1 | 0 | 0 | [7 empty] | 1 |  | Gn/Wu/Sp/Spitoon Filter 365003180
IM03488 | Dental Chair Spares-Gnatus-Water Unit-Spitoon Filter Cap 365003190 | 101001365003190 |  | A Class |  |  | I-Inventory | FG-Finish Good | C | Spares | Dental Chair-Spares | Dental Equiment | Main Location | 90330000 |  | FIFO | Gnatus | [8 empty] | 0 | 0 | 0 | 1 | 0 | 0 | [7 empty] | 1 |  | Gn/Wu/Sp/Spitoon Filter Cap 365003190
IM03489 | Dental Chair Spares-Gnatus-Water Unit-Spitoon Water Unit On-Off Switch 302002850 | 101001302002850 |  | A Class |  |  | I-Inventory | FG-Finish Good | C | Spares | Dental Chair-Spares | Dental Equiment | Main Location | 90330000 |  | FIFO | Gnatus | [8 empty] | 0 | 0 | 0 | 1 | 0 | 0 | [7 empty] | 1 |  | Gn/Wu/Sp/Spitoon Water Unit On-Off Switch 302002850
IM03490 | Dental Chair Spares-Gnatus-Water Unit-S-Series Air Regulator-31000002607 | 101052AIRREGLTR31000002607 |  | A Class |  |  | I-Inventory | FG-Finish Good | C | Spares | Dental Chair-Spares | Dental Equiment | Main Location | 90330000 |  | FIFO | Gnatus | [8 empty] | 0 | 0 | 0 | 1 | 0 | 0 | [7 empty] | 1 |  | GN/WU/SP/S-SERIES AIR REGULATOR-31000002607
IM03491 | Dental Chair Spares-Gnatus-H/Gl Delivery Unit Frontal Panel 365004712 | 101001365004712 |  | A Class |  |  | I-Inventory | FG-Finish Good | R | Spares | Dental Chair-Spares | Dental Equiment | Main Location | 90330000 |  | FIFO | Gnatus | [8 empty] | 0 | 0 | 0 | 1 | 0 | 0 | [7 empty] | 1 |  | Gn/Sp/H/GL Delivery Unit Frontal Panel 365004712
IM03492 | Dental Chair Spares-Gnatus-Water Unit-S-Series Chair Finish Rubber New Versa W. Unit Bowl 31000001570 | 101001SSERIESRUBBERWUBOWL31000001570 |  | A Class |  |  | I-Inventory | FG-Finish Good | C | Spares | Dental Chair-Spares | Dental Equiment | Main Location | 90330000 |  | FIFO | Gnatus | [8 empty] | 0 | 0 | 0 | 1 | 0 | 0 | [7 empty] | 1 |  | GN/WU/SP/S-SERIES CHAIR FINISH RUBBER NEW VERSA W. UNIT BOWL 31000001570
IM03493 | Dental Chair Spares-Gnatus-Water Unit-S-Series Chair Spittoon Sensor-41000003138 | 101001SSPITTOONSENSOR41000003138 |  | A Class |  |  | I-Inventory | FG-Finish Good | R | Spares | Dental Chair-Spares | Dental Equiment | Main Location | 90330000 |  | FIFO | Gnatus | [8 empty] | 0 | 0 | 0 | 1 | 0 | 0 | [7 empty] | 1 |  | GN/WU/SP/S-SERIES CHAIR SPITTOON SENSOR-41000003138
IM03494 | Dental Chair Spares-Gnatus-Water Unit-S-Series Chair Water Bottle-26739-231 | 101001SSERIESWATERBOTTLE26739231 |  | A Class |  |  | I-Inventory | FG-Finish Good | C | Spares | Dental Chair-Spares | Dental Equiment | Main Location | 90330000 |  | FIFO | Gnatus | [8 empty] | 0 | 0 | 0 | 1 | 0 | 0 | [7 empty] | 1 |  | GN/WU/SP/S-SERIES CHAIR WATER BOTTLE-26739-231
IM03495 | Dental Chair Spares-Gnatus-Water Unit-S-Series Chair Water Unit Bush-31000000692 | 101052BUSH31000000692 |  | A Class |  |  | I-Inventory | FG-Finish Good | C | Spares | Dental Chair-Spares | Dental Equiment | Main Location | 90330000 |  | FIFO | Gnatus | [8 empty] | 0 | 0 | 0 | 1 | 0 | 0 | [7 empty] | 1 |  | GN/WU/SP/S-SERIES CHAIR WATER UNIT BUSH-31000000692
IM03496 | Dental Chair Spares-Gnatus-Water Unit-S-Series Main PCB To Sensor Connecting Wire- 31000002541 | 10100131000002500 |  | A Class |  |  | I-Inventory | FG-Finish Good | C | Spares | Dental Chair-Spares | Dental Equiment | Main Location | 90330000 |  | FIFO | Gnatus | [8 empty] | 0 | 0 | 0 | 1 | 0 | 0 | [7 empty] | 1 |  | GN/WU/SP/S-SERIES MAIN PCB TO SENSOR CONNECTING WIRE- 31000002541
IM03497 | Dental Chair Spares-Gnatus-Water Unit-Storus Water Unit Lower Body | 101001WULOWERBODY |  | A Class |  |  | I-Inventory | FG-Finish Good | R | Spares | Dental Chair-Spares | Dental Equiment | Main Location | 90330000 |  | FIFO | Gnatus | [8 empty] | 0 | 0 | 0 | 1 | 0 | 0 | [7 empty] | 1 |  | GN/WU/SP/STORUS WATER UNIT LOWER BODY
IM03498 | Dental Chair Spares-Gnatus-Water Unit-Subass. Regulating Rod Knob 902002640 | 101001902002640 |  | A Class |  |  | I-Inventory | FG-Finish Good | C | Spares | Dental Chair-Spares | Dental Equiment | Main Location | 90330000 |  | FIFO | Gnatus | [8 empty] | 0 | 0 | 0 | 1 | 0 | 0 | [7 empty] | 1 |  | Gn/Wu/Sp/Subass. Regulating Rod Knob 902002640
IM03499 | Dental Chair Spares-Gnatus-Water Unit-Subassembly, Syncrus Water Unit Valve-40902003000 | 101001SUBASSMWUVALVE40902003000 |  | A Class |  |  | I-Inventory | FG-Finish Good | C | Spares | Dental Chair-Spares | Dental Equiment | Main Location | 90330000 |  | FIFO | Gnatus | [8 empty] | 0 | 0 | 0 | 1 | 0 | 0 | [7 empty] | 1 |  | GN/WU/SP/SUBASSEMBLY, SYNCRUS WATER UNIT VALVE-40902003000
IM03500 | Dental Chair Spares-Gnatus-Head 5Led-Gnatus D/Light Head 5 Led(Spair) | 1010015LEDSPAIR |  | A Class |  |  | I-Inventory | FG-Finish Good | R | Spares | Dental Chair-Spares | Dental Equiment | Main Location | 90184900 |  | FIFO | Gnatus | [8 empty] | 0 | 0 | 0 | 1 | 0 | 0 | [7 empty] | 1 |  | GN/DL/AC/HEAD 5LED-GNATUS D/LIGHT HEAD 5 LED(SPAIR)
IM03501 | Dental Chair Spares-Gnatus-Water Unit-Suction Assembly 365000190 | 101001365000190 |  | A Class |  |  | I-Inventory | FG-Finish Good | C | Spares | Dental Chair-Spares | Dental Equiment | Main Location | 90330000 |  | FIFO | Gnatus | [8 empty] | 0 | 0 | 0 | 1 | 0 | 0 | [7 empty] | 1 |  | Gn/Wu/Sp/Suction Assembly 365000190
IM03502 | Dental Chair Spares-Gnatus-Water Unit-Suction Baloon Filter 300051590 | 101001300051590 |  | A Class |  |  | I-Inventory | FG-Finish Good | C | Spares | Dental Chair-Spares | Dental Equiment | Main Location | 90330000 |  | FIFO | Gnatus | [8 empty] | 0 | 0 | 0 | 1 | 0 | 0 | [7 empty] | 1 |  | Gn/Wu/Sp/Suction Baloon Filter 300051590
IM03503 | Dental Chair Spares-Gnatus-Water Unit-Suction Filter 902000965 | 101001902000965 |  | A Class |  |  | I-Inventory | FG-Finish Good | C | Spares | Dental Chair-Spares | Dental Equiment | Main Location | 90330000 |  | FIFO | Gnatus | [8 empty] | 0 | 0 | 0 | 1 | 0 | 0 | [7 empty] | 1 |  | Gn/Wu/Sp/Suction Filter 902000965
IM03504 | Dental Chair Spares-Gnatus-Water Unit-Suction Filter 902002980 | 101001902002980 |  | A Class |  |  | I-Inventory | FG-Finish Good | C | Spares | Dental Chair-Spares | Dental Equiment | Main Location | 90330000 |  | FIFO | Gnatus | [8 empty] | 0 | 0 | 0 | 1 | 0 | 0 | [7 empty] | 1 |  | GN/WU/SP/SUCTION FILTER 902002980
IM03505 | Dental Chair Spares-Gnatus-Water Unit-Suction Filter Cover 365002436 | 101001365002436 |  | A Class |  |  | I-Inventory | FG-Finish Good | C | Spares | Dental Chair-Spares | Dental Equiment | Main Location | 90330000 |  | FIFO | Gnatus | [8 empty] | 0 | 0 | 0 | 1 | 0 | 0 | [7 empty] | 1 |  | Gn/Wu/Sp/Suction Filter Cover 365002436
IM03506 | Dental Chair Spares-Gnatus-Water Unit-Suction Filter Jali 365002429 | 101001365002429 |  | A Class |  |  | I-Inventory | FG-Finish Good | C | Spares | Dental Chair-Spares | Dental Equiment | Main Location | 90330000 |  | FIFO | Gnatus | [8 empty] | 0 | 0 | 0 | 1 | 0 | 0 | [7 empty] | 1 |  | Gn/Wu/Sp/Suction Filter Jali 365002429
IM03507 | Dental Chair Spares-Gnatus-Water Unit-Suction Holder Full White Body 300044340 | 101001300044340 |  | A Class |  |  | I-Inventory | FG-Finish Good | C | Spares | Dental Chair-Spares | Dental Equiment | Main Location | 90330000 |  | FIFO | Gnatus | [8 empty] | 0 | 0 | 0 | 1 | 0 | 0 | [7 empty] | 1 |  | Gn/Wu/Sp/Suction Holder Full White Body 300044340
IM03508 | Dental Chair Spares-Gnatus-Water Unit-Suction Holder Upper Cap (Gray) 365004395 | 101001365004395 |  | A Class |  |  | I-Inventory | FG-Finish Good | C | Spares | Dental Chair-Spares | Dental Equiment | Main Location | 90330000 |  | FIFO | Gnatus | [8 empty] | 0 | 0 | 0 | 1 | 0 | 0 | [7 empty] | 1 |  | Gn/Wu/Sp/Suction Holder Upper Cap (Gray) 365004395
IM03509 | Dental Chair Spares-Gnatus-Water Unit-Suction Nozzal 902001920 | 101001902001920 |  | A Class |  |  | I-Inventory | FG-Finish Good | C | Spares | Dental Chair-Spares | Dental Equiment | Main Location | 90330000 |  | FIFO | Gnatus | [8 empty] | 0 | 0 | 0 | 1 | 0 | 0 | [7 empty] | 1 |  | Gn/Wu/Sp/Suction Nozzal 902001920
IM03510 | Dental Chair Spares-Gnatus-Water Unit-Suction Nozzle Old 365000702 | 101001365000702 |  | A Class |  |  | I-Inventory | FG-Finish Good | C | Spares | Dental Chair-Spares | Dental Equiment | Main Location | 90330000 |  | FIFO | Gnatus | [8 empty] | 0 | 0 | 0 | 1 | 0 | 0 | [7 empty] | 1 |  | Gn/Wu/Sp/Suction Nozzle Old 365000702
IM03511 | Dental Chair Spares-Gnatus-Water Unit-Suction Switch 4 Pin 300051719 | 101001300051719 |  | A Class |  |  | I-Inventory | FG-Finish Good | R | Spares | Dental Chair-Spares | Dental Equiment | Main Location | 90330000 |  | FIFO | Gnatus | [8 empty] | 0 | 0 | 0 | 1 | 0 | 0 | [7 empty] | 1 |  | Gn/Wu/Sp/Suction Switch 4 Pin 300051719
IM03512 | Dental Chair Spares-Gnatus-Inova Pad/S-Gold/Aqua Chair Headrest Upholstery Light Blue 13 | 101001STHDRUPLBLUE13 |  | A Class |  |  | I-Inventory | FG-Finish Good | R | Spares | Dental Chair-Spares | Dental Equiment | Main Location | 90330000 |  | FIFO | Gnatus | [8 empty] | 0 | 0 | 0 | 1 | 0 | 0 | [7 empty] | 1 |  | GN/DC/SP/INOVA PAD/S-GOLD/AQUA CHAIR HEADREST UPHOLSTERY LIGHT BLUE 13
IM03513 | Dental Chair Spares-Gnatus-Water Unit-Suction Venturi Without Thread 902003200 | 101001902003200 |  | A Class |  |  | I-Inventory | FG-Finish Good | R | Spares | Dental Chair-Spares | Dental Equiment | Main Location | 90330000 |  | FIFO | Gnatus | [8 empty] | 0 | 0 | 0 | 1 | 0 | 0 | [7 empty] | 1 |  | Gn/Wu/SP/Suction Venturi Without Thread 902003200
IM03514 | Dental Chair Spares-Gnatus-Water Unit-Super Gold Lower Body 802000920 | 101001802000920 |  | A Class |  |  | I-Inventory | FG-Finish Good | R | Spares | Dental Chair-Spares | Dental Equiment | Main Location | 90330000 |  | FIFO | Gnatus | [8 empty] | 0 | 0 | 0 | 1 | 0 | 0 | [7 empty] | 1 |  | Gn/Wu/Sp/Super Gold Lower Body 802000920
IM03515 | Dental Chair Spares-Gnatus-Inova Pad/Sgold/Aqua Dentist Asst. Chair Backrest Upholstery Light Blue 15 | 101037STUPHOLBKRLBLUE15 |  | A Class |  |  | I-Inventory | FG-Finish Good | R | Spares | Dental Chair-Spares | Dental Equiment | Main Location | 90330000 |  | FIFO | Gnatus | [8 empty] | 0 | 0 | 0 | 1 | 0 | 0 | [7 empty] | 1 |  | GN/DS/SP/INOVA PAD/SGOLD/AQUA DENTIST ASST. CHAIR BACKREST UPHOLSTERY LIGHT BLUE 15
IM03516 | Dental Chair Spares-Gnatus-Water Unit-Super Gold Waterunit Upper Cover 802000890 | 101001802000890 |  | A Class |  |  | I-Inventory | FG-Finish Good | R | Spares | Dental Chair-Spares | Dental Equiment | Main Location | 90330000 |  | FIFO | Gnatus | [8 empty] | 0 | 0 | 0 | 1 | 0 | 0 | [7 empty] | 1 |  | GN/WU/SP/SUPER GOLD WATERUNIT UPPER COVER 802000890
IM03517 | Dental Chair Spares-Gnatus-Water Unit-Swivel Coupling For 16Mm Suctor-Cattani-30365003800 | 101052COUPLING30365003800 |  | A Class |  |  | I-Inventory | FG-Finish Good | C | Spares | Dental Chair-Spares | Dental Equiment | Main Location | 90330000 |  | FIFO | Gnatus | [8 empty] | 0 | 0 | 0 | 1 | 0 | 0 | [7 empty] | 1 |  | GN/WU/SP/SWIVEL COUPLING FOR 16MM SUCTOR-CATTANI-30365003800
IM03518 | Dental Chair Spares-Gnatus-Water Unit-Sy Solenoid Valve 902002590 | 101001902002590 |  | A Class |  |  | I-Inventory | FG-Finish Good | C | Spares | Dental Chair-Spares | Dental Equiment | Main Location | 90330000 |  | FIFO | Gnatus | [8 empty] | 0 | 0 | 0 | 1 | 0 | 0 | [7 empty] | 1 |  | Gn/Wu/Sp/Sy Solenoid Valve 902002590
IM03519 | Dental Chair Spares-Gnatus-Water Unit-Syn Water Unit PCB 300043070 | 101001300043070 |  | A Class |  |  | I-Inventory | FG-Finish Good | R | Spares | Dental Chair-Spares | Dental Equiment | Main Location | 90330000 |  | FIFO | Gnatus | [8 empty] | 0 | 0 | 0 | 1 | 0 | 0 | [7 empty] | 1 |  | Gn/Wu/Sp/Syn Water Unit Pcb 300043070
IM03520 | Dental Chair Spares-Gnatus-Water Unit-Syn. Suction Switch 300044290 | 101001300044290 |  | A Class |  |  | I-Inventory | FG-Finish Good | R | Spares | Dental Chair-Spares | Dental Equiment | Main Location | 90330000 |  | FIFO | Gnatus | [8 empty] | 0 | 0 | 0 | 1 | 0 | 0 | [7 empty] | 1 |  | Gn/Wu/Sp/Syn. Suction Switch 300044290
IM03521 | Dental Chair Spares-Gnatus-Water Unit-Syn.Tumbler Water Control 302002820 | 101001302002820 |  | A Class |  |  | I-Inventory | FG-Finish Good | C | Spares | Dental Chair-Spares | Dental Equiment | Main Location | 90330000 |  | FIFO | Gnatus | [8 empty] | 0 | 0 | 0 | 1 | 0 | 0 | [7 empty] | 1 |  | Gn/Wu/Sp/Syn.Tumbler Water Control 302002820
IM03522 | Dental Chair Spares-Gnatus-Water Unit-Tee Joint 365001918 | 101001365001918 |  | A Class |  |  | I-Inventory | FG-Finish Good | C | Spares | Dental Chair-Spares | Dental Equiment | Main Location | 90330000 |  | FIFO | Gnatus | [8 empty] | 0 | 0 | 0 | 1 | 0 | 0 | [7 empty] | 1 |  | Gn/Wu/Sp/Tee Joint 365001918
IM03523 | Dental Chair Spares-Gnatus-Water Unit-Top Assembly Water Unit Bottle Cover 602002523 | 101001602002523 |  | A Class |  |  | I-Inventory | FG-Finish Good | C | Spares | Dental Chair-Spares | Dental Equiment | Main Location | 90330000 |  | FIFO | Gnatus | [8 empty] | 0 | 0 | 0 | 1 | 0 | 0 | [7 empty] | 1 |  | Gn/Wu/Sp/Top Assembly Water Unit Bottle Cover 602002523
IM03524 | Dental Chair Spares-Gnatus-Inova Pad/Sgold/Aqua Dentist Asst. Chair Seat Upholstery Dark Green 17 | 101037STUPHOLDGREEN17 |  | A Class |  |  | I-Inventory | FG-Finish Good | R | Spares | Dental Chair-Spares | Dental Equiment | Main Location | 90330000 |  | FIFO | Gnatus | [8 empty] | 0 | 0 | 0 | 1 | 0 | 0 | [7 empty] | 1 |  | GN/DS/SP/INOVA PAD/SGOLD/AQUA DENTIST ASST. CHAIR SEAT UPHOLSTERY DARK GREEN 17
IM03525 | Dental Chair Spares-Gnatus-Inova Pad/Sgold-Aqua Chair Backrest Upholstery Pink 09 | 101001BKRUPHOLPINK09 |  | A Class |  |  | I-Inventory | FG-Finish Good | R | Spares | Dental Chair-Spares | Dental Equiment | Main Location | 90330000 |  | FIFO | Gnatus | [8 empty] | 0 | 0 | 0 | 1 | 0 | 0 | [7 empty] | 1 |  | GN/DC/SP/INOVA PAD/SGOLD-AQUA CHAIR BACKREST UPHOLSTERY PINK 09
IM03526 | Dental Chair Spares-Gnatus-Water Unit-Water Nozzle Screw 300021232 | 101001300021232 |  | A Class |  |  | I-Inventory | FG-Finish Good | C | Spares | Dental Chair-Spares | Dental Equiment | Main Location | 90330000 |  | FIFO | Gnatus | [8 empty] | 0 | 0 | 0 | 1 | 0 | 0 | [7 empty] | 1 |  | Gn/Wu/Sp/Water Nozzle Screw 300021232
IM03527 | Dental Chair Spares-Gnatus-Water Unit-Water Sensor 300026760 | 101001300026760 |  | A Class |  |  | I-Inventory | FG-Finish Good | R | Spares | Dental Chair-Spares | Dental Equiment | Main Location | 90330000 |  | FIFO | Gnatus | [8 empty] | 0 | 0 | 0 | 1 | 0 | 0 | [7 empty] | 1 |  | Gn/Wu/Sp/Water Sensor 300026760
IM03528 | Dental Chair Spares-Gnatus-Water Unit-Water Sensor Control 300026800 | 101001300026800 |  | A Class |  |  | I-Inventory | FG-Finish Good | R | Spares | Dental Chair-Spares | Dental Equiment | Main Location | 90330000 |  | FIFO | Gnatus | [8 empty] | 0 | 0 | 0 | 1 | 0 | 0 | [7 empty] | 1 |  | Gn/Wu/Sp/Water Sensor Control 300026800
IM03529 | Dental Chair Spares-Gnatus-Water Unit-Water Sensor Support 702001120 | 101001702001120 |  | A Class |  |  | I-Inventory | FG-Finish Good | R | Spares | Dental Chair-Spares | Dental Equiment | Main Location | 90330000 |  | FIFO | Gnatus | [8 empty] | 0 | 0 | 0 | 1 | 0 | 0 | [7 empty] | 1 |  | Gn/Wu/Sp/Water Sensor Support 702001120
IM03530 | Dental Chair Spares-Gnatus-Water Unit-Water Sensor Transformer 302001790 | 101001302001790 |  | A Class |  |  | I-Inventory | FG-Finish Good | R | Spares | Dental Chair-Spares | Dental Equiment | Main Location | 90330000 |  | FIFO | Gnatus | [8 empty] | 0 | 0 | 0 | 1 | 0 | 0 | [7 empty] | 1 |  | Gn/Wu/Sp/Water Sensor Transformer 302001790
IM03531 | Dental Chair Spares-Gnatus-Water Unit-Water Tubing 361000384 | 101001361000384 |  | A Class |  |  | I-Inventory | FG-Finish Good | C | Spares | Dental Chair-Spares | Dental Equiment | Main Location | 90330000 |  | FIFO | Gnatus | [8 empty] | 0 | 0 | 0 | 1 | 0 | 0 | [7 empty] | 1 |  | Gn/Wu/Sp/Water Tubing 361000384
IM03532 | Dental Chair Spares-Gnatus-Water Unit-Water Unit Frontal Panel 365004697 | 101001365004697 |  | A Class |  |  | I-Inventory | FG-Finish Good | R | Spares | Dental Chair-Spares | Dental Equiment | Main Location | 90330000 |  | FIFO | Gnatus | [8 empty] | 0 | 0 | 0 | 1 | 0 | 0 | [7 empty] | 1 |  | Gn/Wu/Sp/Water Unit Frontal Panel 365004697
IM03533 | Dental Chair Spares-Gnatus-Water Unit-Water Unit G3 New Fit 16000000564 | 10100116000000500 |  | A Class |  |  | I-Inventory | FG-Finish Good | R | Spares | Dental Chair-Spares | Dental Equiment | Main Location | 90330000 |  | FIFO | Gnatus | [8 empty] | 0 | 0 | 0 | 1 | 0 | 0 | [7 empty] | 1 |  | GN/WU/SP/WATER UNIT G3 NEW FIT 16000000564
IM03534 | Dental Chair Spares-Gnatus-Water Unit-Water Unit Hose With Tubing 41000003135 | 101001WUHOSETUBING41000003135 |  | A Class |  |  | I-Inventory | FG-Finish Good | R | Spares | Dental Chair-Spares | Dental Equiment | Main Location | 90330000 |  | FIFO | Gnatus | [8 empty] | 0 | 0 | 0 | 1 | 0 | 0 | [7 empty] | 1 |  | GN/WU/SP/WATER UNIT HOSE WITH TUBING 41000003135
IM03535 | Dental Chair Spares-Gnatus-Water Unit-Water Unit Kit G3 Tv 66000000002 | 10100166000000000 |  | A Class |  |  | I-Inventory | FG-Finish Good | R | Spares | Dental Chair-Spares | Dental Equiment | Main Location | 90330000 |  | FIFO | Gnatus | [8 empty] | 0 | 0 | 0 | 1 | 0 | 0 | [7 empty] | 1 |  | GN/WU/SP/WATER UNIT KIT G3 TV 66000000002
IM03536 | Dental Chair Spares-Gnatus-Water Unit-Water Unit Lid 365004695 | 101001365004695 |  | A Class |  |  | I-Inventory | FG-Finish Good | R | Spares | Dental Chair-Spares | Dental Equiment | Main Location | 90330000 |  | FIFO | Gnatus | [8 empty] | 0 | 0 | 0 | 1 | 0 | 0 | [7 empty] | 1 |  | Gn/Wu/Sp/Water Unit Lid 365004695
IM03537 | Dental Chair Spares-Gnatus-Water Unit-Water Unit Main Tubing | 101001TUBING |  | A Class |  |  | I-Inventory | FG-Finish Good | C | Spares | Dental Chair-Spares | Dental Equiment | Main Location | 90330000 |  | FIFO | Gnatus | [8 empty] | 0 | 0 | 0 | 1 | 0 | 0 | [7 empty] | 1 |  | Gn/Wu/Sp/Water Unit Main Tubing
IM03538 | Dental Chair Spares-Gnatus-Water Unit-Water Unit Solenoid Coil 300043510 | 101001300043510 |  | A Class |  |  | I-Inventory | FG-Finish Good | R | Spares | Dental Chair-Spares | Dental Equiment | Main Location | 90330000 |  | FIFO | Gnatus | [8 empty] | 0 | 0 | 0 | 1 | 0 | 0 | [7 empty] | 1 |  | Gn/Wu/Sp/Water Unit Solenoid Coil 300043510
IM03539 | Dental Chair Spares-Gnatus-Water Unit-Watercontrol Knob-300044030 | 101001300044030 |  | A Class |  |  | I-Inventory | FG-Finish Good | C | Spares | Dental Chair-Spares | Dental Equiment | Main Location | 90330000 |  | FIFO | Gnatus | [8 empty] | 0 | 0 | 0 | 1 | 0 | 0 | [7 empty] | 1 |  | Gn/Wu/Sp/Watercontrol Knob-300044030
IM03540 | Articulator Spares-Gnatus-Articulator Bite Fork | 101009BITEFOLK |  | A Class |  |  | I-Inventory | FG-Finish Good | R | Spares | Dental Chair-Spares | Dental Equiment | Main Location | 90330000 |  | FIFO | Gnatus | [8 empty] | 0 | 0 | 0 | 1 | 0 | 0 | [7 empty] | 1 |  | Gnatus Articulator Bite Fork
IM03541 | Articulator Spares-Gnatus-Articulator Face Bow Sub Assembly Left | 101009FACEBOWLEFT |  | A Class |  |  | I-Inventory | FG-Finish Good | R | Spares | Dental Chair-Spares | Dental Equiment | Main Location | 90330000 |  | FIFO | Gnatus | [8 empty] | 0 | 0 | 0 | 1 | 0 | 0 | [7 empty] | 1 |  | Gnatus Articulator Face Bow Sub Assembly Left
IM03542 | Aritculator Spares-Gnatus-Articulator Face Bow Sub Assembly Right | 101009FACEBOWRIGHT |  | A Class |  |  | I-Inventory | FG-Finish Good | R | Spares | Dental Chair-Spares | Dental Equiment | Main Location | 90330000 |  | FIFO | Gnatus | [8 empty] | 0 | 0 | 0 | 1 | 0 | 0 | [7 empty] | 1 |  | Gnatus Articulator Face Bow Sub Assembly Right
IM03543 | Aritcuatlro Spares-Gnatus-Face Bow Support Sub Assembly | 101009FACEBOWSUPPORT |  | A Class |  |  | I-Inventory | FG-Finish Good | R | Spares | Dental Chair-Spares | Dental Equiment | Main Location | 90330000 |  | FIFO | Gnatus | [8 empty] | 0 | 0 | 0 | 1 | 0 | 0 | [7 empty] | 1 |  | Gnatus Articulator Face Bow Support Sub Assembly
IM03544 | Aritcuatlro Spares-Gnatus-Upper Frame Shaft | 101009UPPERFRAMESHAFT |  | A Class |  |  | I-Inventory | FG-Finish Good | R | Spares | Dental Chair-Spares | Dental Equiment | Main Location | 90330000 |  | FIFO | Gnatus | [8 empty] | 0 | 0 | 0 | 1 | 0 | 0 | [7 empty] | 1 |  | Gnatus Articulator Upper Frame Shaft
IM03545 | Dental Chair Spares-Gnatus-Base Headrest Cover 601008870 (S Gold, I-Pad, I-St) | 101001601008870 |  | A Class |  |  | I-Inventory | FG-Finish Good | R | Spares | Dental Chair-Spares | Dental Equiment | Main Location | 90330000 |  | FIFO | Gnatus | [8 empty] | 0 | 0 | 0 | 1 | 0 | 0 | [7 empty] | 1 |  | Gnatus Base Headrest Cover 601008870 (S GOLD, I-Pad, I-ST)
IM03546 | Dental Chair Spares-Gnatus-Delivery Unit Inova Delivery Unit Lower Cover 604006060 | 101001604006060 |  | A Class |  |  | I-Inventory | FG-Finish Good | C | Spares | Dental Chair-Spares | Dental Equiment | Main Location | 90330000 |  | FIFO | Gnatus | [8 empty] | 0 | 0 | 0 | 1 | 0 | 0 | [7 empty] | 1 |  | Gnatus Delivery Unit Inova Delivery Unit Lower Cover 604006060
IM03547 | Dental Chair Spares-Gnatus-Delivery Unit Solenoid Valve 300047770 | 101001300047770 |  | A Class |  |  | I-Inventory | FG-Finish Good | C | Spares | Dental Chair-Spares | Dental Equiment | Main Location | 90330000 |  | FIFO | Gnatus | [8 empty] | 0 | 0 | 0 | 1 | 0 | 0 | [7 empty] | 1 |  | Gnatus Delivery Unit Solenoid Valve 300047770
IM03548 | Dental Chair Spares-Gnatus-Delivery Unit-Injected Tray 365004744 | 101001365004744 |  | A Class |  |  | I-Inventory | FG-Finish Good | R | Spares | Dental Chair-Spares | Dental Equiment | Main Location | 90330000 |  | FIFO | Gnatus | [8 empty] | 0 | 0 | 0 | 1 | 0 | 0 | [7 empty] | 1 |  | Gnatus Delivery Unit-Injected Tray 365004744
IM03549 | Dental Chair Spares-Gnatus-G4 Water Unit Upper Cover 365004785 | 101001365004785 |  | A Class |  |  | I-Inventory | FG-Finish Good | R | Spares | Dental Chair-Spares | Dental Equiment | Main Location | 90330000 |  | FIFO | Gnatus | [8 empty] | 0 | 0 | 0 | 1 | 0 | 0 | [7 empty] | 1 |  | Gnatus G4 Water Unit Upper Cover 365004785
IM03550 | Dental Chair Spares-Gnatus-Head Dent Lig Bicon Opt Subset 3 Led Without Sensor | 1010013LEDWOSENSOR |  | A Class |  |  | I-Inventory | FG-Finish Good | R | Spares | Dental Chair-Spares | Dental Equiment | Main Location | 90330000 |  | FIFO | Gnatus | [8 empty] | 0 | 0 | 0 | 1 | 0 | 0 | [7 empty] | 1 |  | Gnatus Head Dent Lig Bicon Opt Subset 3 Led Without Sensor
IM03551 | Dental Chair Spares-Gnatus-Oring 2-214 355000216 | 101001355000216 |  | A Class |  |  | I-Inventory | FG-Finish Good | C | Spares | Dental Chair-Spares | Dental Equiment | Main Location | 90330000 |  | FIFO | Gnatus | [5 empty] | . |  |  | 0 | 0 | 0 | 1 | 0 | 0 | [7 empty] | 1 |  | Gnatus Spare-ORing 2-214 355000216
IM03552 | Dental Chair Spares-Gnatus-Support Body Bite Fork 365004060 | 101001365004060 |  | A Class |  |  | I-Inventory | FG-Finish Good | R | Spares | Dental Chair-Spares | Dental Equiment | Main Location | 90330000 |  | FIFO | Gnatus | [8 empty] | 0 | 0 | 0 | 1 | 0 | 0 | [7 empty] | 1 |  | Gnatus Spare-Support Body Bite Fork 365004060
IM03553 | Dental Chair Spares-Gnatus-Water Unit Whole Body Holding Assembly 702001988 | 101001702001988 |  | A Class |  |  | I-Inventory | FG-Finish Good | R | Spares | Dental Chair-Spares | Dental Equiment | Main Location | 90330000 |  | FIFO | Gnatus | [8 empty] | 0 | 0 | 0 | 1 | 0 | 0 | [7 empty] | 1 |  | Gnatus Spare-Water Unit Whole Body Holding Assembly 702001988
IM03554 | Dental Chair Spares-Gnatus-Inova Pad/Xpress Gold Headrest Upholstey Laminated Green | 100101NPADHRESTUPLGREEN |  | A Class |  |  | I-Inventory | FG-Finish Good | R | Spares | Dental Chair-Spares | Dental Equiment | Main Location | 90330000 |  | FIFO | Gnatus | [8 empty] | 0 | 0 | 0 | 1 | 0 | 0 | [7 empty] | 1 |  | GN/DC/SP/INOVA PAD/XPRESS GOLD HEADREST UPHOLSTEY LAMINATED GREEN
IM03555 | Dental Chair Spares-Gnatus-Inova Pad/Xpress Gold Headrest Upholstey Metallic Sky Blue | 100101NPADHRDUPSKYBLUE |  | A Class |  |  | I-Inventory | TG-Trading Good |  | Spares | Dental Chair-Spares | Dental Equiment | Main Location | 90330000 |  | FIFO | Gnatus | [8 empty] | 0 | 0 | 0 | 1 | 0 | 0 | [7 empty] | 1 |  | GN/DC/SP/INOVA PAD/XPRESS GOLD HEADREST UPHOLSTEY METALLIC SKY BLUE
IM03556 | Dental Chair Spares-Gnatus-Interconn Harness Dent Ch/Wat Ug8 Lig 300054577 | 101001300054577 |  | A Class |  |  | I-Inventory | FG-Finish Good | R | Spares | Dental Chair-Spares | Dental Equiment | Main Location | 90330000 |  | FIFO | Gnatus | [8 empty] | 0 | 0 | 0 | 1 | 0 | 0 | [7 empty] | 1 |  | GN/SP/INTERCONN HARNESS DENT CH/WAT UG8 LIG 300054577
IM03557 | Dental Chair Spares-Gnatus-Interconn Harness Wat U Board/Deliv U G4 300054938 | 101001300054938 |  | A Class |  |  | I-Inventory | FG-Finish Good | R | Spares | Dental Chair-Spares | Dental Equiment | Main Location | 90330000 |  | FIFO | Gnatus | [8 empty] | 0 | 0 | 0 | 1 | 0 | 0 | [7 empty] | 1 |  | GN/SP/INTERCONN HARNESS WAT U BOARD/DELIV U G4 300054938
IM03558 | Dental Chair Spares-Gnatus-Landus Foot Control Wire 300030030/300015998 | 101001300015998 |  | A Class |  |  | I-Inventory | FG-Finish Good | R | Spares | Dental Chair-Spares | Dental Equiment | Main Location | 90330000 |  | FIFO | Gnatus | [8 empty] | 0 | 0 | 0 | 1 | 0 | 0 | [7 empty] | 1 |  | GN/DC/SP/LANDUS FOOT CONTROL WIRE 300030030/300015998
IM03559 | Dental Chair Spares-Gnatus-Lexan Water Unit G4 Cup Holder/Basin 300054889 | 101001300054889 |  | A Class |  |  | I-Inventory | FG-Finish Good | R | Spares | Dental Chair-Spares | Dental Equiment | Main Location | 90330000 |  | FIFO | Gnatus | [8 empty] | 0 | 0 | 0 | 1 | 0 | 0 | [7 empty] | 1 |  | Gn/Sp/Lexan Water Unit G4 Cup Holder/Basin 300054889
IM03560 | Dental Chair Spares-Gnatus-Lid W/Thread For Canula Diam. 6,5Mm Suctor Ii-365004677 | 101001365004677 |  | A Class |  |  | I-Inventory | FG-Finish Good | R | Spares | Dental Chair-Spares | Dental Equiment | Main Location | 90330000 |  | FIFO | Gnatus | [8 empty] | 0 | 0 | 0 | 1 | 0 | 0 | [7 empty] | 1 |  | Gn/SP/Lid W/Thread For Canula Diam. 6,5Mm Suctor Ii-365004677
IM03561 | Dental Chair Spares-Gnatus-LU- Inova Pad/Super Gold Reflector Cover Back 365004352 | 101001365004352 |  | A Class |  |  | I-Inventory | FG-Finish Good | R | Spares | Dental Chair-Spares | Dental Equiment | Main Location | 90330000 |  | FIFO | Gnatus | [8 empty] | 0 | 0 | 0 | 1 | 0 | 0 | [7 empty] | 1 |  | Gn/Lu/Inova Pad/Super Gold Reflector Cover Back 365004352
IM03562 | Dental Chair Spares-Gnatus-LU-3 Led Sensor Light W/O Oval Shape Cover | 1010013LEDWOCOVER |  | A Class |  |  | I-Inventory | FG-Finish Good | R | Spares | Dental Chair-Spares | Dental Equiment | Main Location | 90330000 |  | FIFO | Gnatus | [8 empty] | 0 | 0 | 0 | 1 | 0 | 0 | [7 empty] | 1 |  | Gn/Lu/Sp/3 Led Sensor Light w/o Oval Shape Cover
IM03563 | Dental Chair Spares-Gnatus-LU-3 Led Sensor Light W/O Oval Shape Light Body Lower Cover | 1010013LEDWOLCOVER |  | A Class |  |  | I-Inventory | FG-Finish Good | R | Spares | Dental Chair-Spares | Dental Equiment | Main Location | 90330000 |  | FIFO | Gnatus | [8 empty] | 0 | 0 | 0 | 1 | 0 | 0 | [7 empty] | 1 |  | Gn/Lu/Sp/3 Led Sensor Light w/o Oval Shape Light Body Lower Cover
IM03564 | Dental Chair Spares-Gnatus-LU-5 Led Sensor Light W/O Oval Shape Cover | 1010015LEDWOCOVER |  | A Class |  |  | I-Inventory | FG-Finish Good | R | Spares | Dental Chair-Spares | Dental Equiment | Main Location | 90330000 |  | FIFO | Gnatus | [8 empty] | 0 | 0 | 0 | 1 | 0 | 0 | [7 empty] | 1 |  | Gn/Lu/Sp/5 Led Sensor Light w/o Oval Shape Cover
IM03565 | Dental Chair Spares-Gnatus-LU-Inova Pad/Super Gold Reflector Cover 365004351 | 101001365004351 |  | A Class |  |  | I-Inventory | FG-Finish Good | R | Spares | Dental Chair-Spares | Dental Equiment | Main Location | 90330000 |  | FIFO | Gnatus | [8 empty] | 0 | 0 | 0 | 1 | 0 | 0 | [7 empty] | 1 |  | Gn/Lu/Sp/Inova Pad/Super Gold Reflector Cover 365004351
IM03566 | Dental Chair Spares-Gnatus-LU-Led Adaptor 300053732/41000005625 | 101001300053732 |  | A Class |  |  | I-Inventory | FG-Finish Good | R | Spares | Dental Chair-Spares | Dental Equiment | Main Location | 90330000 |  | FIFO | Gnatus | [8 empty] | 0 | 0 | 0 | 1 | 0 | 0 | [7 empty] | 1 |  | GN/LU/SP/LED ADAPTOR 300053732/41000005625
IM03567 | Dental Chair Spares-Gnatus-LU-Led Light Bulb Only 300051679/300051821 | 101001300051821 |  | A Class |  |  | I-Inventory | FG-Finish Good | C | Spares | Dental Chair-Spares | Dental Equiment | Main Location | 90330000 |  | FIFO | Gnatus | [8 empty] | 0 | 0 | 0 | 1 | 0 | 0 | [7 empty] | 1 |  | Gn/Lu/Sp/Led Light Bulb Only 300051679/300051821
IM03568 | Dental Chair Spares-Gnatus-LU-Resistor 2R7/10W 8888800250 | 1010018888800250 |  | A Class |  |  | I-Inventory | FG-Finish Good | C | Spares | Dental Chair-Spares | Dental Equiment | Main Location | 90330000 |  | FIFO | Gnatus | [8 empty] | 0 | 0 | 0 | 1 | 0 | 0 | [7 empty] | 1 |  | Gn/Lu/Sp/Resistor 2R7/10W 8888800250
IM03569 | Dental Chair Spares-Gnatus-LU-S200/300 Light Arm L Ploe-41000004927 | 10105241000004900 |  | A Class |  |  | I-Inventory | FG-Finish Good | R | Spares | Dental Chair-Spares | Dental Equiment | Main Location | 90330000 |  | FIFO | Gnatus | [8 empty] | 0 | 0 | 0 | 1 | 0 | 0 | [7 empty] | 1 |  | GN/LU/SP/S200/300 LIGHT ARM L PLOE-41000004927
IM03570 | Dental Chair Spares-Gnatus-LU-S200/S300 Oval Shape Cover Side Cap-31000002592 | 10105231000002500 |  | A Class |  |  | I-Inventory | FG-Finish Good | C | Spares | Dental Chair-Spares | Dental Equiment | Main Location | 90330000 |  | FIFO | Gnatus | [8 empty] | 0 | 0 | 0 | 1 | 0 | 0 | [7 empty] | 1 |  | GN/LU/SP/S200/S300 OVAL SHAPE COVER SIDE CAP-31000002592
IM03571 | Dental Chair Spares-Gnatus-LU-S200/S300Column Fixing Set Dental Light-30300054949 | 10105230300054900 |  | A Class |  |  | I-Inventory | FG-Finish Good | C | Spares | Dental Chair-Spares | Dental Equiment | Main Location | 90330000 |  | FIFO | Gnatus | [8 empty] | 0 | 0 | 0 | 1 | 0 | 0 | [7 empty] | 1 |  | GN/LU/SP/S200/S300COLUMN FIXING SET DENTAL LIGHT-30300054949
IM03572 | Dental Chair Spares-Gnatus-LU-S200/S300Column Fixing Set Dental Light-30300054949 | 10105230300054900 |  | A Class |  |  | I-Inventory | FG-Finish Good | C | Spares | Dental Chair-Spares | Dental Equiment | Main Location | 90330000 |  | FIFO | Gnatus | [8 empty] | 0 | 0 | 0 | 1 | 0 | 0 | [7 empty] | 1 |  | GN/LU/SP/S200/S300COLUMN FIXING SET DENTAL LIGHT-30300054949
IM03573 | Dental Chair Spares-Gnatus-LU-S500-Series Foot Control Light On/Off Rubber Cap-26073-102 | 101001S500FCLIGHTONOFFCAP26073102 |  | A Class |  |  | I-Inventory | FG-Finish Good | C | Spares | Dental Chair-Spares | Dental Equiment | Main Location |  |  | FIFO | Gnatus | [8 empty] | 0 | 0 | 0 | 1 | 0 | 0 | [7 empty] | 1 |  | GN/LU/SP/S500-SERIES FOOT CONTROL LIGHT ON/OFF RUBBER CAP-26073-102
IM03574 | Dental Chair Spares-Gnatus-LU-Top Chair Refl Handle Right 300026390/300026380 | 101001300026380 |  | A Class |  |  | I-Inventory | FG-Finish Good | R | Spares | Dental Chair-Spares | Dental Equiment | Main Location | 90330000 |  | FIFO | Gnatus | [8 empty] | 0 | 0 | 0 | 1 | 0 | 0 | [7 empty] | 1 |  | Gn/Lu/Sp/Top Chair Refl Handle Right 300026390/300026380
IM03575 | Dental Chair Spares-Gnatus-Pino Regulagem Bucha Ii Axis/Bush 40 Un-31000000667 | 10100731000000600 |  | A Class |  |  | I-Inventory | FG-Finish Good | R | Spares | Dental Chair-Spares | Dental Equiment | Main Location | 90330000 |  | FIFO | Gnatus | [8 empty] | 0 | 0 | 0 | 1 | 0 | 0 | [7 empty] | 1 |  | GN/DC/SP/PINO REGULAGEM BUCHA II AXIS/BUSH 40 UN-31000000667
IM03576 | Dental Chair Spares-Gnatus-Power Supply Source Ii 5V-1A J4 W/Lock 300052949 | 101001300052949 |  | A Class |  |  | I-Inventory | FG-Finish Good | R | Spares | Dental Chair-Spares | Dental Equiment | Main Location | 90330000 |  | FIFO | Gnatus | [8 empty] | 0 | 0 | 0 | 1 | 0 | 0 | [7 empty] | 1 |  | Gn/Sp/Power Supply Source II 5V-1A J4 W/Lock 300052949
IM03577 | Dental Chair Spares-Gnatus-Processed Internal Polythylehne Junction 3/4 X 3/4 607002639 | 101001607002639 |  | A Class |  |  | I-Inventory | FG-Finish Good | R | Spares | Dental Chair-Spares | Dental Equiment | Main Location | 90330000 |  | FIFO | Gnatus | [8 empty] | 0 | 0 | 0 | 1 | 0 | 0 | [7 empty] | 1 |  | Gn/Sp/Processed Internal polythylehne Junction 3/4 x 3/4 607002639
IM03578 | Dental Chair Spares-Gnatus-Record Lever On/Off Sds 300053947 | 101001300053947 |  | A Class |  |  | I-Inventory | FG-Finish Good | R | Spares | Dental Chair-Spares | Dental Equiment | Main Location | 90330000 |  | FIFO | Gnatus | [8 empty] | 0 | 0 | 0 | 1 | 0 | 0 | [7 empty] | 1 |  | Gn/Sp/Record Lever On/Off SDS 300053947
IM03579 | Dental Chair Spares-GnatusRetractable Arm Kit Syn Glx/Gl Gray Dental Chair Right Arm 991004088 | 101001991004088 |  | A Class |  |  | I-Inventory | FG-Finish Good | R | Spares | Dental Chair-Spares | Dental Equiment | Main Location | 90330000 |  | FIFO | Gnatus | [8 empty] | 0 | 0 | 0 | 1 | 0 | 0 | [7 empty] | 1 |  | GN/BA/SP/RETRACTABLE ARM KIT SYN GLX/GL GRAY DENTAL CHAIR RIGHT ARM 991004088
IM03580 | Dental Chair Spares-Gnatus-S/C Adaptador Cadeira/Ua G3 Acab 41000000043 | 10100141000000000 |  | A Class |  |  | I-Inventory | FG-Finish Good | R | Spares | Dental Chair-Spares | Dental Equiment | Main Location | 90330000 |  | FIFO | Gnatus | [8 empty] | 0 | 0 | 0 | 1 | 0 | 0 | [7 empty] | 1 |  | GN/SP/S/C ADAPTADOR CADEIRA/UA G3 ACAB 41000000043
IM03581 | Dental Chair Spares-Gnatus-S/C Braco Aux Unid Syncrus Alcance G4 702002175 | 101001702002175 |  | A Class |  |  | I-Inventory | FG-Finish Good | R | Spares | Dental Chair-Spares | Dental Equiment | Main Location | 90330000 |  | FIFO | Gnatus | [8 empty] | 0 | 0 | 0 | 1 | 0 | 0 | [7 empty] | 1 |  | GN/SP/S/C BRACO AUX UNID SYNCRUS ALCANCE G4 702002175
IM03582 | Dental Chair Spares-Gnatus-S/C Capa Traseira Base Cad Syncrus G8 40901008678 | 10100140901008600 |  | A Class |  |  | I-Inventory | FG-Finish Good | R | Spares | Dental Chair-Spares | Dental Equiment | Main Location | 90330000 |  | FIFO | Gnatus | [5 empty] | . |  |  | 0 | 0 | 0 | 1 | 0 | 0 | [7 empty] | 1 |  | GN/SP/S/C CAPA TRASEIRA BASE CAD SYNCRUS G8 40901008678
IM03583 | Dental Chair Spares-Gnatus-S/C Modulo Massageador 40901008673 | 10100140901008600 |  | A Class |  |  | I-Inventory | FG-Finish Good | R | Spares | Dental Chair-Spares | Dental Equiment | Main Location | 90330000 |  | FIFO | Gnatus | [5 empty] | . |  |  | 0 | 0 | 0 | 1 | 0 | 0 | [7 empty] | 1 |  | GN/SP/S/C MODULO MASSAGEADOR 40901008673
IM03584 | Dental Chair Spares-Gnatus-S/C Tampa Eq Hs Special C/ Tecla S/ Neg 40804001793 | 10100140804001700 |  | A Class |  |  | I-Inventory | FG-Finish Good | R | Spares | Dental Chair-Spares | Dental Equiment | Main Location | 90330000 |  | FIFO | Gnatus | [8 empty] | 0 | 0 | 0 | 1 | 0 | 0 | [7 empty] | 1 |  | GN/DC/SP/S/C TAMPA EQ HS SPECIAL C/ TECLA S/ NEG 40804001793
IM03585 | Dental Chair Spares-Gnatus-S/C Valvula Dupla Unidade Agua G8 902003308 | 101001902003308 |  | A Class |  |  | I-Inventory | FG-Finish Good | R | Spares | Dental Chair-Spares | Dental Equiment | Main Location | 90330000 |  | FIFO | Gnatus | [8 empty] | 0 | 0 | 0 | 1 | 0 | 0 | [7 empty] | 1 |  | GN/SP/S/C VALVULA DUPLA UNIDADE AGUA G8 902003308
IM03586 | Dental Chair Spares-Gnatus-S200 Delivery Unit Air/Water Distributor-41000003206 | 101001S200AIRWATERDIS41000003206 |  | A Class |  |  | I-Inventory | FG-Finish Good | R | Spares | Dental Chair-Spares | Dental Equiment | Main Location | 90330000 |  | FIFO | Gnatus | [8 empty] | 0 | 0 | 0 | 1 | 0 | 0 | [7 empty] | 1 |  | GN/DC/SP/S200 DELIVERY UNIT AIR/WATER DISTRIBUTOR-41000003206
IM03587 | Dental Chair Spares-Gnatus-Sg/Or/Aq/Ipp Gnatus Uphol Metallic Green 12 | 101001UPHOLMGREEN12 |  | A Class |  |  | I-Inventory | FG-Finish Good | R | Spares | Dental Chair-Spares | Dental Equiment | Main Location | 90184900 |  | FIFO | Gnatus | [8 empty] | 0 | 0 | 0 | 1 | 0 | 0 | [7 empty] | 1 |  | GN/DC/UP/SG/OR/AQ/IPP GNATUS UPHOL METALLIC GREEN 12
IM03588 | Dental Chair Spares-Gnatus-Shaft/Valve Int Eq Syn Hlx Full 904005024 | 101001904005024 |  | A Class |  |  | I-Inventory | FG-Finish Good | R | Spares | Dental Chair-Spares | Dental Equiment | Main Location | 90330000 |  | FIFO | Gnatus | [8 empty] | 0 | 0 | 0 | 1 | 0 | 0 | [7 empty] | 1 |  | Gn/Sp/Shaft/Valve Int Eq Syn Hlx Full 904005024
IM03589 | Dental Chair Spares-Gnatus-Sp/Seat Upholsery Metalic Blue Headrest 16000000814 | 10100116000000800 |  | A Class |  |  | I-Inventory | FG-Finish Good | R | Spares | Dental Chair-Spares | Dental Equiment | Main Location | 90330000 |  | FIFO | Gnatus | [8 empty] | 0 | 0 | 0 | 1 | 0 | 0 | [7 empty] | 1 |  | GN/UP/SP/SEAT UPHOLSERY METALIC BLUE HEADREST 16000000814
IM03590 | Dental Chair Spares-Gnatus-Sp/Seat Upholsery Metalic Copper 901008240 | 101001901008240 |  | A Class |  |  | I-Inventory | FG-Finish Good | R | Spares | Dental Chair-Spares | Dental Equiment | Main Location | 90330000 |  | FIFO | Gnatus | [8 empty] | 0 | 0 | 0 | 1 | 0 | 0 | [7 empty] | 1 |  | Gn/Up/Sp/Seat Upholsery Metalic Copper 901008240
IM03591 | Dental Chair Spares-Gnatus-S-Series PCB Multilink Universal Debug/Program Tool-86000003469 | 101001SPROGRAMTOOL86000003469 |  | A Class |  |  | I-Inventory | FG-Finish Good | R | Spares | Dental Chair-Spares | Dental Equiment | Main Location | 90330000 |  | FIFO | Gnatus | [8 empty] | 0 | 0 | 0 | 1 | 0 | 0 | [7 empty] | 1 |  | GN/DC/SP/S-SERIES PCB MULTILINK UNIVERSAL DEBUG/PROGRAM TOOL-86000003469
IM03592 | Dental Chair Spares-Gnatus-Sub Water Unit Lid, A/P/L With Wedg 902001780 | 101001902001780 |  | A Class |  |  | I-Inventory | FG-Finish Good | R | Spares | Dental Chair-Spares | Dental Equiment | Main Location | 90330000 |  | FIFO | Gnatus | [8 empty] | 0 | 0 | 0 | 1 | 0 | 0 | [7 empty] | 1 |  | GN/SP/SUB WATER UNIT LID, A/P/L WITH WEDG 902001780
IM03593 | Dental Chair Spares-Gnatus-Subset Cover Equipment Syncrus Ls/S Inova Plus With Button 804001789 | 101001804001789 |  | A Class |  |  | I-Inventory | FG-Finish Good | R | Spares | Dental Chair-Spares | Dental Equiment | Main Location | 90330000 |  | FIFO | Gnatus | [8 empty] | 0 | 0 | 0 | 1 | 0 | 0 | [7 empty] | 1 |  | GN/DC/SP/SUBSET COVER EQUIPMENT SYNCRUS LS/S INOVA PLUS WITH BUTTON 804001789
IM03594 | Dental Chair Spares-Gnatus-Syncrus G8 Chair Base Cover S/C 601001353 | 101001601001353 |  | A Class |  |  | I-Inventory | FG-Finish Good | R | Spares | Dental Chair-Spares | Dental Equiment | Main Location | 90330000 |  | FIFO | Gnatus | [8 empty] | 0 | 0 | 0 | 1 | 0 | 0 | [7 empty] | 1 |  | GN/SP/SYNCRUS G8 CHAIR BASE COVER S/C 601001353
IM03595 | Dental Chair Spares-Gnatus-Washer, Steel 5/32 Ext. Diam. 10Mm 30280000135 | 10100130280000100 |  | A Class |  |  | I-Inventory | FG-Finish Good | R | Spares | Dental Chair-Spares | Dental Equiment | Main Location | 90330000 |  | FIFO | Gnatus | [5 empty] | .. |  |  | 0 | 0 | 0 | 1 | 0 | 0 | [7 empty] | 1 |  | GN/SP/WASHER, STEEL 5/32 EXT. DIAM. 10MM 30280000135
IM03596 | Dental Chair Spares-Gnatus-Xpress-Ip Gold/Gnatus Chair Uphl/Gold 31(Complete) | 101001UPHOLGOLD31 |  | A Class |  |  | I-Inventory | FG-Finish Good | R | Spares | Dental Chair-Spares | Dental Equiment | Main Location | 90330000 |  | FIFO | Gnatus | [8 empty] | 0 | 0 | 0 | 1 | 0 | 0 | [7 empty] | 1 |  | GN/DC/UP/XPRESS-IP GOLD/GNATUS CHAIR UPHL/GOLD 31(complete)
IM03597 | Dental Chair Spares-Gnatus-Water UnitDental Cattani Suction Kit 16Mm G3/G4 Water-16000002822 | 101001G3G4SUCTIONKIT16MM16000002822 |  | A Class |  |  | I-Inventory | FG-Finish Good | C | Spares | Dental Chair-Spares | Dental Equiment | Main Location | 90330000 |  | FIFO | Gnatus | [8 empty] | 0 | 0 | 0 | 1 | 0 | 0 | [7 empty] | 1 |  | GN/WU/SP DENTAL CATTANI SUCTION KIT 16MM G3/G4 WATER-16000002822
IM03598 | Dental Chair Spares-Gnatus-Water Unit-Double Solenoid Valve 300051428/300051470/41000002734 | 10100141000002700 |  | A Class |  |  | I-Inventory | FG-Finish Good | R | Spares | Dental Chair-Spares | Dental Equiment | Main Location | 90330000 |  | FIFO | Gnatus | [8 empty] | 0 | 0 | 0 | 1 | 0 | 0 | [7 empty] | 1 |  | GN/WU/SP/DOUBLE SOLENOID VALVE 300051428/300051470/41000002734
IM03599 | Dental Chair Spares-Gnatus-Water Unit-High Motorised Suction Nozzle 902002570/902003296 | 101001902003296 |  | A Class |  |  | I-Inventory | FG-Finish Good | R | Spares | Dental Chair-Spares | Dental Equiment | Main Location | 90330000 |  | FIFO | Gnatus | [8 empty] | 0 | 0 | 0 | 1 | 0 | 0 | [7 empty] | 1 |  | GN/WU/SP/HIGH MOTORISED SUCTION NOZZLE 902002570/902003296
IM03600 | Dental Chair Spares-Gnatus-Water Unit-Low Motorise Suction Cannula 902002560/902003299 | 101001902003299 |  | A Class |  |  | I-Inventory | FG-Finish Good | R | Spares | Dental Chair-Spares | Dental Equiment | Main Location | 90330000 |  | FIFO | Gnatus | [8 empty] | 0 | 0 | 0 | 1 | 0 | 0 | [7 empty] | 1 |  | GN/WU/SP/LOW MOTORISE SUCTION CANNULA 902002560/902003299
IM03601 | Dental Chair Spares-Gnatus-Water Unit-New Low Suction Cannula W/O Rubber Tip 365004675 | 101001365004675 |  | A Class |  |  | I-Inventory | FG-Finish Good | C | Spares | Dental Chair-Spares | Dental Equiment | Main Location | 90330000 |  | FIFO | Gnatus | [8 empty] | 0 | 0 | 0 | 1 | 0 | 0 | [7 empty] | 1 |  | GN/WU/SP/NEW LOW SUCTION CANNULA W/O RUBBER TIP 365004675
IM03602 | Dental Chair Spares-Gnatus-Water Unit-S300/S200 Series Chair Sink Connection-31000002584 | 101001S300S200SINKCONN31000002584 |  | A Class |  |  | I-Inventory | FG-Finish Good | C | Spares | Dental Chair-Spares | Dental Equiment | Main Location | 90330000 |  | FIFO | Gnatus | [8 empty] | 0 | 0 | 0 | 1 | 0 | 0 | [7 empty] | 1 |  | GN/WU/SP/S300/S200 SERIES CHAIR SINK CONNECTION-31000002584
IM03603 | Dental Chair Spares-Gnatus-Water Unit-S300/S200 Tumbler & Spittoon Button Sticker-31000002518 | 101001S300S200SPITBUTTONSTICKER31000002518 |  | A Class |  |  | I-Inventory | FG-Finish Good | C | Spares | Dental Chair-Spares | Dental Equiment | Main Location | 90330000 |  | FIFO | Gnatus | [8 empty] | 0 | 0 | 0 | 1 | 0 | 0 | [7 empty] | 1 |  | GN/WU/SP/S300/S200 TUMBLER & SPITTOON BUTTON STICKER-31000002518
IM03604 | Dental Chair Spares-Gnatus-Water Unit-S-Series Chair Bottle Holder-31000002591/41000003198/31000002286/31000002286 | 101001SSERBOTTLEHOLDER31000002591 |  | A Class |  |  | I-Inventory | FG-Finish Good | C | Spares | Dental Chair-Spares | Dental Equiment | Main Location | 90330000 |  | FIFO | Gnatus | [8 empty] | 0 | 0 | 0 | 1 | 0 | 0 | [7 empty] | 1 |  | GN/WU/SP/S-SERIES CHAIR BOTTLE HOLDER-31000002591/41000003198/31000002286/31000002286
IM03605 | Dental Chair Spares-Gnatus-Water Unit-Subassy Bowl Water Conducer Tube W/U Syn Pop 702001985 | 101001702001985 |  | A Class |  |  | I-Inventory | FG-Finish Good | R | Spares | Dental Chair-Spares | Dental Equiment | Main Location | 90330000 |  | FIFO | Gnatus | [8 empty] | 0 | 0 | 0 | 1 | 0 | 0 | [7 empty] | 1 |  | GN/WU/SP/SUBASSY BOWL WATER CONDUCER TUBE W/U SYN POP 702001985
IM03606 | Dental Chair Spares-Gnatus-Water Unit-Suction Valve/Venturi 300020785 | 101001300020785 |  | A Class |  |  | I-Inventory | FG-Finish Good | R | Spares | Dental Chair-Spares | Dental Equiment | Main Location | 90330000 |  | FIFO | Gnatus | [8 empty] | 0 | 0 | 0 | 1 | 0 | 0 | [7 empty] | 1 |  | Gn/Wu/Sp/Suction Valve/Venturi 300020785
IM03607 | Dental Chair Spares-Gnatus-Water Unit-Super Gold W/U Sticker 300050603 | 101001300050603 |  | A Class |  |  | I-Inventory | FG-Finish Good | C | Spares | Dental Chair-Spares | Dental Equiment | Main Location | 90330000 |  | FIFO | Gnatus | [8 empty] | 0 | 0 | 0 | 1 | 0 | 0 | [7 empty] | 1 |  | Gn/Wu/Sp/Super Gold W/U Sticker 300050603
IM03608 | Dental Chair Spares-Gnatus-Water Unit-Unit Body Syncrus Alcane/S-Gold 602002210 | 101001602002210 |  | A Class |  |  | I-Inventory | FG-Finish Good | C | Spares | Dental Chair-Spares | Dental Equiment | Main Location | 90330000 |  | FIFO | Gnatus | [8 empty] | 0 | 0 | 0 | 1 | 0 | 0 | [7 empty] | 1 |  | Gn/Wu/Sp/Unit Body Syncrus Alcane/S-Gold 602002210
IM03609 | Dental Chair Spares-Gnatus-Water Unit-Venturi Terminal H/P Support Ii Subse 902003190 | 101001902003190 |  | A Class |  |  | I-Inventory | FG-Finish Good | R | Spares | Dental Chair-Spares | Dental Equiment | Main Location | 90330000 |  | FIFO | Gnatus | [8 empty] | 0 | 0 | 0 | 1 | 0 | 0 | [7 empty] | 1 |  | Gn/Wu/Sp/Venturi Terminal H/P Support Ii Subse 902003190
IM03610 | Dental Chair Spares-Gnatus-Ejector Connection 11Mm 365003580/902003296 | 101001365003580 |  | A Class |  |  | I-Inventory | FG-Finish Good | R | Spares | Dental Chair-Spares | Dental Equiment | Main Location | 90330000 |  | FIFO | Gnatus | [8 empty] | 0 | 0 | 0 | 1 | 0 | 0 | [7 empty] | 1 |  | Gnatus Water Unit Ejector Connection 11Mm 365003580/902003296
IM03611 | Dental Chair Spares-Local-Air Regulator For Chair | 148052AIRREGULATOR |  | A Class |  |  | I-Inventory | FG-Finish Good | R | Spares | Dental Chair-Spares | Dental Equiment | Main Location | 8421 |  | FIFO | Indian Product | [8 empty] | 0 | 0 | 0 | 1 | 0 | 0 | [7 empty] | 1 |  | LP/DC/SP/AIR REGULATOR FOR CHAIR
IM03612 | Dental Chair Spares-Local-Cefla Adapter Of Barco 22Inch Screen | 148001ADAPTER22INCHSCREEN |  | A Class |  |  | I-Inventory | FG-Finish Good | R | Spares | Dental Chair-Spares | Dental Equiment | Main Location | 90330000 |  | FIFO | Indian Product | [8 empty] | 0 | 0 | 0 | 1 | 0 | 0 | [7 empty] | 1 |  | LP/DC/SP/CEFLA ADAPTER OF BARCO 22INCH SCREEN
IM03613 | Dental Chair Spares-Local-Excellence Feather Touch Pcb | 148001EXCELLENCETOUCHPCB |  | A Class |  |  | I-Inventory | FG-Finish Good | R | Spares | Dental Chair-Spares | Dental Equiment | Main Location | 90330000 |  | FIFO | Indian Product | [8 empty] | 0 | 0 | 0 | 1 | 0 | 0 | [7 empty] | 1 |  | LP/DC/SP/EXCELLENCE FEATHER TOUCH PCB
IM03614 | Dental Chair Spares-Local-Gnatus Chair Water Unit Movable Base Clamp | 148001WUMOVEABLEBASECLAMP |  | A Class |  |  | I-Inventory | FG-Finish Good | R | Spares | Dental Chair-Spares | Dental Equiment | Main Location | 90330000 |  | FIFO | Indian Product | [8 empty] | 0 | 0 | 0 | 1 | 0 | 0 | [7 empty] | 1 |  | LP/DC/SP/GNATUS CHAIR WATER UNIT MOVABLE BASE CLAMP
IM03615 | Dental Chair Spares-Local-Ritter Chair Main Pcb | 148052RITTERPCB |  | A Class |  |  | I-Inventory | FG-Finish Good | R | Spares | Dental Chair-Spares | Dental Equiment | Main Location | 90330000 |  | FIFO | Indian Product | [8 empty] | 0 | 0 | 0 | 1 | 0 | 0 | [7 empty] | 1 |  | LP/DC/SP/RITTER CHAIR MAIN PCB
IM03616 | Dental Chair Spares-Local-Ritter Light Pcb | 148057RITTERLIGPCB |  | A Class |  |  | I-Inventory | FG-Finish Good | R | Spares | Dental Chair-Spares | Dental Equiment | Main Location | 90330000 |  | FIFO | Indian Product | [8 empty] | 0 | 0 | 0 | 1 | 0 | 0 | [7 empty] | 1 |  | LP/DL/SP/RITTER LIGHT PCB
IM03617 | Dental Chair Spares-Join Champ- Champ Star Over Hanging Du PCB | 111001HANGINGDUPCB |  | A Class |  |  | I-Inventory | FG-Finish Good | R | Spares | Dental Chair-Spares | Dental Equiment | Main Location | 90330000 |  | FIFO | Join Champ | [8 empty] | 0 | 0 | 0 | 1 | 0 | 0 | [7 empty] | 1 |  | CHAMP STAR OVER HANGING DU PCB
IM03618 | Dental Chair Spares-Join Champ- Champ Star Sensor Light | 111001SENSORLIGHT |  | A Class |  |  | I-Inventory | FG-Finish Good | R | Spares | Dental Chair-Spares | Dental Equiment | Main Location | 90330000 |  | FIFO | Join Champ | [8 empty] | 0 | 0 | 0 | 1 | 0 | 0 | [7 empty] | 1 |  | Champ Star Sensor Light
IM03619 | Dental Chair Spares-Join Champ- Champ Star Water Unit Connector Wire PCB | 111001WUCONNECTINGWIREPCB |  | A Class |  |  | I-Inventory | FG-Finish Good | R | Spares | Dental Chair-Spares | Dental Equiment | Main Location | 90330000 |  | FIFO | Join Champ | [8 empty] | 0 | 0 | 0 | 1 | 0 | 0 | [7 empty] | 1 |  | Champ Star Water Unit Connector Wire Pcb
IM03620 | Dental Chair Spares-Join Champ- Champ Star Assistance Side Cover Holder Box | 111001SIDECOVERHOLDERBOX |  | A Class |  |  | I-Inventory | FG-Finish Good | R | Spares | Dental Chair-Spares | Dental Equiment | Main Location | 90330000 |  | FIFO | Join Champ | [8 empty] | 0 | 0 | 0 | 1 | 0 | 0 | [7 empty] | 1 |  | Chc Spare - Champ Star Assistance Side Cover Holder Box
IM03621 | Dental Chair Spares-Join Champ- Galaxy Over Head Arm Air Switch | 111001AIRSWITCH |  | A Class |  |  | I-Inventory | FG-Finish Good | R | Spares | Dental Chair-Spares | Dental Equiment | Main Location | 90330000 |  | FIFO | Join Champ | [8 empty] | 0 | 0 | 0 | 1 | 0 | 0 | [7 empty] | 1 |  | Chc Spare - Galaxy Over Head Arm Air Switch
IM03622 | Dental Chair Spares-Join Champ- Join Champ 92T Galaxy Delivery Unit PCB Jc-02-02-10-92T-01 | 11100192TJC02021092T02 |  | A Class |  |  | I-Inventory | FG-Finish Good | R | Spares | Dental Chair-Spares | Dental Equiment | Main Location | 90330000 |  | FIFO | Join Champ | [8 empty] | 0 | 0 | 0 | 1 | 0 | 0 | [7 empty] | 1 |  | Chc Spare - Join Champ 92T Galaxy Delivery Unit Pcb Jc-02-02-10-92T-01
IM03623 | Dental Chair Spares-Join Champ- Join Champ Arm Cover | 111001ARMCOVER |  | A Class |  |  | I-Inventory | FG-Finish Good | R | Spares | Dental Chair-Spares | Dental Equiment | Main Location | 90330000 |  | FIFO | Join Champ | [8 empty] | 0 | 0 | 0 | 1 | 0 | 0 | [7 empty] | 1 |  | Chc Spare - Join Champ Arm Cover
IM03624 | Dental Chair Spares-Join Champ- Join Champ Cuspidor Launch | 111001CUSPIDORLAUNCH |  | A Class |  |  | I-Inventory | FG-Finish Good | R | Spares | Dental Chair-Spares | Dental Equiment | Main Location | 90330000 |  | FIFO | Join Champ | [8 empty] | 0 | 0 | 0 | 1 | 0 | 0 | [7 empty] | 1 |  | CHC SPARE - JOIN CHAMP CUSPIDOR LAUNCH
IM03625 | Dental Chair Spares-Join Champ- Join Champ Floor Box Metal Frame | 111001METALFRAME |  | A Class |  |  | I-Inventory | FG-Finish Good | R | Spares | Dental Chair-Spares | Dental Equiment | Main Location | 90330000 |  | FIFO | Join Champ | [5 empty] | .. |  |  | 0 | 0 | 0 | 1 | 0 | 0 | [7 empty] | 1 |  | CHC SPARE - JOIN CHAMP FLOOR BOX METAL FRAME
IM03626 | Dental Chair Spares-Join Champ- Join Champ Galaxy Instrument Tray Jc-02-08-01 | 111001JC020801 |  | A Class |  |  | I-Inventory | FG-Finish Good | R | Spares | Dental Chair-Spares | Dental Equiment | Main Location | 90330000 |  | FIFO | Join Champ | [8 empty] | 0 | 0 | 0 | 1 | 0 | 0 | [7 empty] | 1 |  | Chc Spare - Join Champ Galaxy Instrument Tray Jc-02-08-01
IM03627 | Dental Chair Spares-Join Champ- Join Champ Galaxy Overhead Wheel | 11101GALAXYOVERHEADWHEEL |  | A Class |  |  | I-Inventory | FG-Finish Good | R | Spares | Dental Chair-Spares | Dental Equiment | Main Location | 90330000 |  | FIFO | Join Champ | [8 empty] | 0 | 0 | 0 | 1 | 0 | 0 | [7 empty] | 1 |  | Chc Spare - Join Champ Galaxy Overhead Wheel
IM03628 | Dental Chair Spares-Join Champ- Join Champ Headrest Cover-Jc-05-03-02 | 111001JC050302 |  | A Class |  |  | I-Inventory | FG-Finish Good | R | Spares | Dental Chair-Spares | Dental Equiment | Main Location | 90330000 |  | FIFO | Join Champ | [8 empty] | 0 | 0 | 0 | 1 | 0 | 0 | [7 empty] | 1 |  | Chc Spare - Join Champ Headrest Cover-Jc-05-03-02
IM03629 | Dental Chair Spares-Join Champ- Join Champ Light | 111001CHAMPLIGHT |  | A Class |  |  | I-Inventory | FG-Finish Good | R | Spares | Dental Chair-Spares | Dental Equiment | Main Location | 90330000 |  | FIFO | Join Champ | [5 empty] | .. |  |  | 0 | 0 | 0 | 1 | 0 | 0 | [7 empty] | 1 |  | CHC SPARE - JOIN CHAMP LIGHT
IM03630 | Dental Chair Spares-Join Champ- Join Champ Light Arm | 111001LIGHTARM |  | A Class |  |  | I-Inventory | FG-Finish Good | R | Spares | Dental Chair-Spares | Dental Equiment | Main Location | 90330000 |  | FIFO | Join Champ | [8 empty] | 0 | 0 | 0 | 1 | 0 | 0 | [7 empty] | 1 |  | Chc Spare - Join Champ Light Arm
IM03631 | Dental Chair Spares-Join Champ- Join Champ New Galaxy Chair Left Side Lower Cover | 111001LSIDELOWERCOVER |  | A Class |  |  | I-Inventory | FG-Finish Good | R | Spares | Dental Chair-Spares | Dental Equiment | Main Location | 90330000 |  | FIFO | Join Champ | [8 empty] | 0 | 0 | 0 | 1 | 0 | 0 | [7 empty] | 1 |  | CHC SPARE - JOIN CHAMP NEW GALAXY CHAIR LEFT SIDE LOWER COVER
IM03632 | Dental Chair Spares-Join Champ- Join Champ New Galaxy Chair Right Side Lower Cover | 111001RIGHTSIDELOWERCOVER |  | A Class |  |  | I-Inventory | FG-Finish Good | R | Spares | Dental Chair-Spares | Dental Equiment | Main Location | 90330000 |  | FIFO | Join Champ | [8 empty] | 0 | 0 | 0 | 1 | 0 | 0 | [7 empty] | 1 |  | CHC SPARE - JOIN CHAMP NEW GALAXY CHAIR RIGHT SIDE LOWER COVER
IM03633 | Dental Chair Spares-Join Champ- Join Champ Planet Chair Right Arm-Jc-05-02 | 111001JC0502 |  | A Class |  |  | I-Inventory | FG-Finish Good | R | Spares | Dental Chair-Spares | Dental Equiment | Main Location | 90330000 |  | FIFO | Join Champ | [8 empty] | 0 | 0 | 0 | 1 | 0 | 0 | [7 empty] | 1 |  | Chc Spare - Join Champ Planet Chair Right Arm-Jc-05-02
IM03634 | Dental Chair Spares-Join Champ- Join Champ Planet Delivery Unit Upper Cover 92A | 111001PLANETDUUPPERCOVER |  | A Class |  |  | I-Inventory | FG-Finish Good | R | Spares | Dental Chair-Spares | Dental Equiment | Main Location | 90330000 |  | FIFO | Join Champ | [8 empty] | 0 | 0 | 0 | 1 | 0 | 0 | [7 empty] | 1 |  | Chc Spare - Join Champ Planet Delivery Unit Upper Cover 92A
IM03635 | Dental Chair Spares-Join Champ- Join Champ Rub 3 Way Jc-02-12-02 | 111001JC021202 |  | A Class |  |  | I-Inventory | FG-Finish Good | R | Spares | Dental Chair-Spares | Dental Equiment | Main Location | 90330000 |  | FIFO | Join Champ | [8 empty] | 0 | 0 | 0 | 1 | 0 | 0 | [7 empty] | 1 |  | Chc Spare - Join Champ Rub 3 Way Jc-02-12-02
IM03636 | Dental Chair Spares-Join Champ- Join Champ Star Chair Tissue | 111001TISSUE |  | A Class |  |  | I-Inventory | FG-Finish Good | R | Spares | Dental Chair-Spares | Dental Equiment | Main Location | 90330000 |  | FIFO | Join Champ | [8 empty] | 0 | 0 | 0 | 1 | 0 | 0 | [7 empty] | 1 |  | Chc Spare - Join Champ Star Chair Tissue
IM03637 | Dental Chair Spares-Join Champ- Join Champ Star Suction | 111001STARSUCTION |  | A Class |  |  | I-Inventory | FG-Finish Good | R | Spares | Dental Chair-Spares | Dental Equiment | Main Location | 90330000 |  | FIFO | Join Champ | [8 empty] | 0 | 0 | 0 | 1 | 0 | 0 | [7 empty] | 1 |  | Chc Spare - Join Champ Star Suction
IM03638 | Dental Chair Spares-Join Champ- Join Champ Star Upholstry Lower Cover | 111001STARUPHOLLOWERCOVER |  | A Class |  |  | I-Inventory | FG-Finish Good | R | Spares | Dental Chair-Spares | Dental Equiment | Main Location | 90330000 |  | FIFO | Join Champ | [8 empty] | 0 | 0 | 0 | 1 | 0 | 0 | [7 empty] | 1 |  | Chc Spare - Join Champ Star Upholstry Lower Cover
IM03639 | Dental Chair Spares-Join Champ- Planet Delivery Unit PCB(Jc-02-10-92-01) | 111001JC02109201 |  | A Class |  |  | I-Inventory | FG-Finish Good | R | Spares | Dental Chair-Spares | Dental Equiment | Main Location | 90330000 |  | FIFO | Join Champ | [8 empty] | 0 | 0 | 0 | 1 | 0 | 0 | [7 empty] | 1 |  | CHC SPARE - PLANET DELIVERY UNIT PCB(JC-02-10-92-01)
IM03640 | Dental Chair Spares-Join Champ- Champ Star Light Head Handle | 111001LIGHTHEADHANDLE |  | A Class |  |  | I-Inventory | FG-Finish Good | R | Spares | Dental Chair-Spares | Dental Equiment | Main Location | 90330000 |  | FIFO | Join Champ | [8 empty] | 0 | 0 | 0 | 1 | 0 | 0 | [7 empty] | 1 |  | CHC SPARE –CHAMP STAR LIGHT HEAD HANDLE
IM03641 | Dental Chair Spares-Join Champ-Join Champ Ceramic Spitoon | 111001CERAMICSPITOON |  | A Class |  |  | I-Inventory | FG-Finish Good | C | Spares | Dental Chair-Spares | Dental Equiment | Main Location | 90330000 |  | FIFO | Join Champ | [8 empty] | 0 | 0 | 0 | 1 | 0 | 0 | [7 empty] | 1 |  | CHC SPARE -JOIN CHAMP CERAMIC SPITOON
IM03642 | Dental Chair Spares-Join Champ-Join Champ Galaxy Chair Delivery Unit Upper Cover-Jc-02-27-01 | 111001JC022701 |  | A Class |  |  | I-Inventory | FG-Finish Good | R | Spares | Dental Chair-Spares | Dental Equiment | Main Location | 90330000 |  | FIFO | Join Champ | [8 empty] | 0 | 0 | 0 | 1 | 0 | 0 | [7 empty] | 1 |  | Chc Spare -Join Champ Galaxy Chair Delivery Unit Upper Cover-Jc-02-27-01
IM03643 | Dental Chair Spares-Join Champ- New Galaxy Chair Water Unit Body | 111001GALAXYWUBODY |  | A Class |  |  | I-Inventory | FG-Finish Good | R | Spares | Dental Chair-Spares | Dental Equiment | Main Location | 90330000 |  | FIFO | Join Champ | [8 empty] | 0 | 0 | 0 | 1 | 0 | 0 | [7 empty] | 1 |  | CHC SPARE JOIN CHAMP NEW GALAXY CHAIR WATER UNIT BODY
IM03644 | Dental Chair Spares-Join Champ-Champ Star Light Head Body | 111001LIGHTHEADBODY |  | A Class |  |  | I-Inventory | FG-Finish Good | R | Spares | Dental Chair-Spares | Dental Equiment | Main Location | 90330000 |  | FIFO | Join Champ | [8 empty] | 0 | 0 | 0 | 1 | 0 | 0 | [7 empty] | 1 |  | CHC SPARE-CHAMP STAR LIGHT HEAD BODY
IM03645 | Dental Chair Spares-Join Champ-Champ Star Small Pressure Guage | 111001PRESSUREGUAGE |  | A Class |  |  | I-Inventory | FG-Finish Good | R | Spares | Dental Chair-Spares | Dental Equiment | Main Location | 90330000 |  | FIFO | Join Champ | [5 empty] | .. |  |  | 0 | 0 | 0 | 1 | 0 | 0 | [7 empty] | 1 |  | CHC SPARE-CHAMP STAR SMALL PRESSURE GUAGE
IM03646 | Dental Chair Spares-Join Champ-Holder Box | 111001HOLDERBOX |  | A Class |  |  | I-Inventory | FG-Finish Good | R | Spares | Dental Chair-Spares | Dental Equiment | Main Location | 90330000 |  | FIFO | Join Champ | [8 empty] | 0 | 0 | 0 | 1 | 0 | 0 | [7 empty] | 1 |  | Chc Spare-Holder Box
IM03647 | Dental Chair Spares-Join Champ- 3 Way Plunzer | 1110013WAYPLUNZER |  | A Class |  |  | I-Inventory | FG-Finish Good | C | Spares | Dental Chair-Spares | Dental Equiment | Main Location | 90330000 |  | FIFO | Join Champ | [8 empty] | 0 | 0 | 0 | 1 | 0 | 0 | [7 empty] | 1 |  | Chc Spare-Join Champ 3 Way Plunzer
IM03648 | Dental Chair Spares-Join Champ- Galaxy Chair Paint Small Bottle | 111001PAINTSMALLBOTTLE |  | A Class |  |  | I-Inventory | FG-Finish Good | R | Spares | Dental Chair-Spares | Dental Equiment | Main Location | 90330000 |  | FIFO | Join Champ | [8 empty] | 0 | 0 | 0 | 1 | 0 | 0 | [7 empty] | 1 |  | Chc Spare-Join Champ Galaxy Chair Paint Small Bottle
IM03649 | Dental Chair Spares-Join Champ- Galaxy Halogen Light | 111001HALOGENLIGHT |  | A Class |  |  | I-Inventory | FG-Finish Good | R | Spares | Dental Chair-Spares | Dental Equiment | Main Location | 90330000 |  | FIFO | Join Champ | [8 empty] | 0 | 0 | 0 | 1 | 0 | 0 | [7 empty] | 1 |  | Chc Spare-Join Champ Galaxy Halogen Light
IM03650 | Dental Chair Spares-Join Champ- Galaxy Headrest Arm Right | 111001HEADRESTARMRIGHT |  | A Class |  |  | I-Inventory | FG-Finish Good | R | Spares | Dental Chair-Spares | Dental Equiment | Main Location | 90330000 |  | FIFO | Join Champ | [8 empty] | 0 | 0 | 0 | 1 | 0 | 0 | [7 empty] | 1 |  | Chc Spare-Join Champ Galaxy Headrest Arm Right
IM03651 | Dental Chair Spares-Join Champ- New Galaxy Chair Small Round Tray | 111001ROUNDTRAY |  | A Class |  |  | I-Inventory | FG-Finish Good | R | Spares | Dental Chair-Spares | Dental Equiment | Main Location | 90330000 |  | FIFO | Join Champ | [8 empty] | 0 | 0 | 0 | 1 | 0 | 0 | [7 empty] | 1 |  | CHC SPARE-JOIN CHAMP NEW GALAXY CHAIR SMALL ROUND TRAY
IM03652 | Dental Chair Spares-Join Champ- New Galaxy Chair Spitoon | 111001GALAXYSPITOON |  | A Class |  |  | I-Inventory | FG-Finish Good | R | Spares | Dental Chair-Spares | Dental Equiment | Main Location | 90330000 |  | FIFO | Join Champ | [8 empty] | 0 | 0 | 0 | 1 | 0 | 0 | [7 empty] | 1 |  | Chc Spare-Join Champ New Galaxy Chair Spitoon
IM03653 | Dental Chair Spares-Join Champ- Pilow Support | 111001PILOWSUPPORT |  | A Class |  |  | I-Inventory | FG-Finish Good | R | Spares | Dental Chair-Spares | Dental Equiment | Main Location | 90330000 |  | FIFO | Join Champ | [8 empty] | 0 | 0 | 0 | 1 | 0 | 0 | [7 empty] | 1 |  | CHC SPARE-JOIN CHAMP PILOW SUPPORT
IM03654 | Dental Chair Spares-Join Champ- Planet Chair Delivery Unit Handle | 111001DUHANDLE |  | A Class |  |  | I-Inventory | FG-Finish Good | R | Spares | Dental Chair-Spares | Dental Equiment | Main Location | 90330000 |  | FIFO | Join Champ | [8 empty] | 0 | 0 | 0 | 1 | 0 | 0 | [7 empty] | 1 |  | CHC SPARE-JOIN CHAMP PLANET CHAIR DELIVERY UNIT HANDLE
IM03655 | Dental Chair Spares-Join Champ- Planet Delivery Unit Foot Control Plunzer | 111001PLANETDUPLUNZER |  | A Class |  |  | I-Inventory | FG-Finish Good | C | Spares | Dental Chair-Spares | Dental Equiment | Main Location | 90330000 |  | FIFO | Join Champ | [8 empty] | 0 | 0 | 0 | 1 | 0 | 0 | [7 empty] | 1 |  | Chc Spare-Join Champ Planet Delivery Unit Foot Control Plunzer
IM03656 | Dental Chair Spares-Join Champ- Planet Delivery Unit Foot Control Spring | 111001PLANETDUFCSPRING |  | A Class |  |  | I-Inventory | FG-Finish Good | C | Spares | Dental Chair-Spares | Dental Equiment | Main Location | 90330000 |  | FIFO | Join Champ | [8 empty] | 0 | 0 | 0 | 1 | 0 | 0 | [7 empty] | 1 |  | Chc Spare-Join Champ Planet Delivery Unit Foot Control Spring
IM03657 | Dental Chair Spares-Join Champ- Reflector Cover | 111001REFLECTORCOVER |  | A Class |  |  | I-Inventory | FG-Finish Good | R | Spares | Dental Chair-Spares | Dental Equiment | Main Location | 90330000 |  | FIFO | Join Champ | [8 empty] | 0 | 0 | 0 | 1 | 0 | 0 | [7 empty] | 1 |  | CHC SPARE-JOIN CHAMP REFLECTOR COVER
IM03658 | Dental Chair Spares-Join Champ- Star Main PCB | 111001STARMAINPCB |  | A Class |  |  | I-Inventory | FG-Finish Good | R | Spares | Dental Chair-Spares | Dental Equiment | Main Location | 90330000 |  | FIFO | Join Champ | [8 empty] | 0 | 0 | 0 | 1 | 0 | 0 | [7 empty] | 1 |  | CHC SPARE-JOIN CHAMP STAR MAIN PCB
IM03659 | Dental Chair Spares-Join Champ-New Galaxy Chair Motor Hidden Cover | 111001MOTORHIDDENCOVR |  | A Class |  |  | I-Inventory | FG-Finish Good | R | Spares | Dental Chair-Spares | Dental Equiment | Main Location | 90330000 |  | FIFO | Join Champ | [8 empty] | 0 | 0 | 0 | 1 | 0 | 0 | [7 empty] | 1 |  | CHC SPARE-NEW GALAXY CHAIR MOTOR HIDDEN COVER
IM03660 | Dental Chair Spares-Join Champ-Planet Delivery Unit Arm Cap | 111001PLANETDUARMCAP |  | A Class |  |  | I-Inventory | FG-Finish Good | R | Spares | Dental Chair-Spares | Dental Equiment | Main Location | 90330000 |  | FIFO | Join Champ | [8 empty] | 0 | 0 | 0 | 1 | 0 | 0 | [7 empty] | 1 |  | Chc Spare-Planet Delivery Unit Arm Cap
IM03661 | Dental Chair Spares-Join Champ-Planet Delivery Unit PCB | 111001PLANETDUPCB |  | A Class |  |  | I-Inventory | FG-Finish Good | R | Spares | Dental Chair-Spares | Dental Equiment | Main Location | 90330000 |  | FIFO | Join Champ | [8 empty] | 0 | 0 | 0 | 1 | 0 | 0 | [7 empty] | 1 |  | CHC SPARE-PLANET DELIVERY UNIT PCB
IM03662 | Dental Chair Spares-Join Champ-Planet Headrest Upholsery Pink | 111001PLHRESTUPHOLPINK |  | A Class |  |  | I-Inventory | FG-Finish Good | R | Spares | Dental Chair-Spares | Dental Equiment | Main Location | 90330000 |  | FIFO | Join Champ | [8 empty] | 0 | 0 | 0 | 1 | 0 | 0 | [7 empty] | 1 |  | Chc Spare-Planet Headrest Upholsery Pink
IM03663 | Dental Chair Spares-Join Champ-Upward Cover 92A Baket Jc-05-01-07 | 111001JC050107 |  | A Class |  |  | I-Inventory | FG-Finish Good | R | Spares | Dental Chair-Spares | Dental Equiment | Main Location | 90330000 |  | FIFO | Join Champ | [8 empty] | 0 | 0 | 0 | 1 | 0 | 0 | [7 empty] | 1 |  | Chc Spare-Upward Cover 92A Baket Jc-05-01-07
IM03664 | Dental Chair Spares-Join Champ-Champ Left Handrest Arm | 111001LEFTHANDRESTARM |  | A Class |  |  | I-Inventory | FG-Finish Good | R | Spares | Dental Chair-Spares | Dental Equiment | Main Location | 90330000 |  | FIFO | Join Champ | [8 empty] | 0 | 0 | 0 | 1 | 0 | 0 | [7 empty] | 1 |  | CHC-SPARE-CHAMP LEFT HANDREST ARM
IM03665 | Dental Chair Spares-Join Champ-Champ Right Handrest Arm | 111001RIGHTHANDRESTARM |  | A Class |  |  | I-Inventory | FG-Finish Good | R | Spares | Dental Chair-Spares | Dental Equiment | Main Location | 90330000 |  | FIFO | Join Champ | [5 empty] | .. |  |  | 0 | 0 | 0 | 1 | 0 | 0 | [7 empty] | 1 |  | CHC-SPARE-CHAMP RIGHT HANDREST ARM
IM03666 | Dental Chair Spares-Join Champ- Champ Star Low Suction Cannula | 111001LSUCTIONCANNULA |  | A Class |  |  | I-Inventory | FG-Finish Good | C | Spares | Dental Chair-Spares | Dental Equiment | Main Location | 90330000 |  | FIFO | Join Champ | [5 empty] | .. |  |  | 0 | 0 | 0 | 1 | 0 | 0 | [7 empty] | 1 |  | JC/BA/SP/ CHAMP STAR LOW SUCTION CANNULA
IM03667 | Dental Chair Spares-Join Champ- Foot Control Micro On Off Switch | 111001FCONOFFSWITCH |  | A Class |  |  | I-Inventory | FG-Finish Good | R | Spares | Dental Chair-Spares | Dental Equiment | Main Location | 90330000 |  | FIFO | Join Champ | [8 empty] | 0 | 0 | 0 | 1 | 0 | 0 | [7 empty] | 1 |  | JC/BA/SP/ FOOT CONTROL MICRO ON OFF SWITCH
IM03668 | Dental Chair Spares-Join Champ-Planet Floor Base Cover Jc-05-01-06 | 111001JC050106 |  | A Class |  |  | I-Inventory | FG-Finish Good | R | Spares | Dental Chair-Spares | Dental Equiment | Main Location | 90330000 |  | FIFO | Join Champ | [8 empty] | 0 | 0 | 0 | 1 | 0 | 0 | [7 empty] | 1 |  | JC/BA/SP/PLANET FLOOR BASE COVER JC-05-01-06
IM03669 | Dental Chair Spares-Join Champ-92T Galaxy Delivery Unit Cover Sticker Jc-02-10-92T-02 | 111001JC021092T02 |  | A Class |  |  | I-Inventory | FG-Finish Good | C | Spares | Dental Chair-Spares | Dental Equiment | Main Location | 90330000 |  | FIFO | Join Champ | [8 empty] | 0 | 0 | 0 | 1 | 0 | 0 | [7 empty] | 1 |  | JC/DU/SP/92T GALAXY DELIVERY UNIT COVER STICKER JC-02-10-92T-02
IM03670 | Dental Chair Spares-Join Champ-Champ Star Complete Delivery Unit | 111001COMPLETEDU |  | A Class |  |  | I-Inventory | FG-Finish Good | R | Spares | Dental Chair-Spares | Dental Equiment | Main Location | 90330000 |  | FIFO | Join Champ | [8 empty] | 0 | 0 | 0 | 1 | 0 | 0 | [7 empty] | 1 |  | JC/DU/SP/CHAMP STAR COMPLETE DELIVERY UNIT
IM03671 | Dental Chair Spares-Join Champ-D-U Pcb Of Over Hanging Champ Star Chair | 111001STARDUPCB |  | A Class |  |  | I-Inventory | FG-Finish Good | R | Spares | Dental Chair-Spares | Dental Equiment | Main Location | 90330000 |  | FIFO | Join Champ | [8 empty] | 0 | 0 | 0 | 1 | 0 | 0 | [7 empty] | 1 |  | JC/DU/SP/D/U PCB OF OVER HANGING CHAMP STAR CHAIR
IM03672 | Dental Chair Spares-Join Champ-Opened Holder Valve-Jc-02-06 | 111001JC0206 |  | A Class |  |  | I-Inventory | FG-Finish Good | R | Spares | Dental Chair-Spares | Dental Equiment | Main Location | 90330000 |  | FIFO | Join Champ | [8 empty] | 0 | 0 | 0 | 1 | 0 | 0 | [7 empty] | 1 |  | JC/DU/SP/OPENED HOLDER VALVE-JC-02-06
IM03673 | Dental Chair Spares-Join Champ-Sticker Of Pcb Over Hanging Champ Star | 111001PCBSTICKER |  | A Class |  |  | I-Inventory | FG-Finish Good | C | Spares | Dental Chair-Spares | Dental Equiment | Main Location | 90330000 |  | FIFO | Join Champ | [8 empty] | 0 | 0 | 0 | 1 | 0 | 0 | [7 empty] | 1 |  | JC/DU/SP/STICKER OF PCB OVER HANGING CHAMP STAR
IM03674 | Dental Chair Spares-Join Champ-Sticker Of Planet Delivery Unit | 111001PLANETDUSTICKER |  | A Class |  |  | I-Inventory | FG-Finish Good | C | Spares | Dental Chair-Spares | Dental Equiment | Main Location | 90330000 |  | FIFO | Join Champ | [8 empty] | 0 | 0 | 0 | 1 | 0 | 0 | [7 empty] | 1 |  | JC/DU/SP/STICKER OF PLANET DELIVERY UNIT
IM03675 | Dental Chair Spares-Join Champ-Air Water Distributor Valve Jc-03-09 | 111001JC0309 |  | A Class |  |  | I-Inventory | FG-Finish Good | R | Spares | Dental Chair-Spares | Dental Equiment | Main Location | 90330000 |  | FIFO | Join Champ | [8 empty] | 0 | 0 | 0 | 1 | 0 | 0 | [7 empty] | 1 |  | JC/SP/AIR WATER DISTRIBUTOR VALVE JC-03-09
IM03676 | Dental Chair Spares-Join Champ-Backrest Motor Jc-05-08 | 111001JC0508 |  | A Class |  |  | I-Inventory | FG-Finish Good | R | Spares | Dental Chair-Spares | Dental Equiment | Main Location | 90330000 |  | FIFO | Join Champ | [8 empty] | 0 | 0 | 0 | 1 | 0 | 0 | [7 empty] | 1 |  | JC/SP/BACKREST MOTOR JC-05-08
IM03677 | Dental Chair Spares-Join Champ-Electromagnetic Valve For Handpiece Jc-02-13 | 111001JC0213 |  | A Class |  |  | I-Inventory | FG-Finish Good | R | Spares | Dental Chair-Spares | Dental Equiment | Main Location | 90330000 |  | FIFO | Join Champ | [8 empty] | 0 | 0 | 0 | 1 | 0 | 0 | [7 empty] | 1 |  | JC/SP/ELECTROMAGNETIC VALVE FOR HANDPIECE JC-02-13
IM03678 | Dental Chair Spares-Join Champ-Galaxy Water Unit Pcb | 111001GALAXYWUPCB |  | A Class |  |  | I-Inventory | FG-Finish Good | R | Spares | Dental Chair-Spares | Dental Equiment | Main Location | 90330000 |  | FIFO | Join Champ | [8 empty] | 0 | 0 | 0 | 1 | 0 | 0 | [7 empty] | 1 |  | JC/SP/GALAXY WATER UNIT PCB
IM03679 | Dental Chair Spares-Join Champ-Join Champ Air Return Bottle 02-24-01 | 111001JC022401 |  | A Class |  |  | I-Inventory | FG-Finish Good | R | Spares | Dental Chair-Spares | Dental Equiment | Main Location | 90330000 |  | FIFO | Join Champ | [8 empty] | 0 | 0 | 0 | 1 | 0 | 0 | [7 empty] | 1 |  | JC/SP/JOIN CHAMP AIR RETURN BOTTLE 02-24-01
IM03680 | Dental Chair Spares-Join Champ-Join Champ Chair Air Cylinder | 111001AIRCYLINDER |  | A Class |  |  | I-Inventory | FG-Finish Good | R | Spares | Dental Chair-Spares | Dental Equiment | Main Location | 90330000 |  | FIFO | Join Champ | [8 empty] | 0 | 0 | 0 | 1 | 0 | 0 | [7 empty] | 1 |  | JC/SP/JOIN CHAMP CHAIR AIR CYLINDER
IM03681 | Dental Chair Spares-Join Champ-New Galaxy Chair Base Back Floor Cover | 111001GALAXYBASEBACKCOVER |  | A Class |  |  | I-Inventory | FG-Finish Good | R | Spares | Dental Chair-Spares | Dental Equiment | Main Location | 90330000 |  | FIFO | Join Champ | [8 empty] | 0 | 0 | 0 | 1 | 0 | 0 | [7 empty] | 1 |  | JC/SP/NEW GALAXY CHAIR BASE BACK FLOOR COVER
IM03682 | Dental Chair Spares-Join Champ-Rubber Ring-Jc-03-08-05 | 111001JC030805 |  | A Class |  |  | I-Inventory | FG-Finish Good | R | Spares | Dental Chair-Spares | Dental Equiment | Main Location | 90330000 |  | FIFO | Join Champ | [8 empty] | 0 | 0 | 0 | 1 | 0 | 0 | [7 empty] | 1 |  | JC/SP/RUBBER RING-JC-03-08-05
IM03683 | Dental Chair Spares-Join Champ-Floor Box Cover | 111001FLOORBOXCOVER |  | A Class |  |  | I-Inventory | FG-Finish Good | R | Spares | Dental Chair-Spares | Dental Equiment | Main Location | 90330000 |  | FIFO | Join Champ | [8 empty] | 0 | 0 | 0 | 1 | 0 | 0 | [7 empty] | 1 |  | JC/WU/SP/FLOOR BOX COVER
IM03684 | Dental Chair Spares-Join Champ-Heater | 111001HEATER |  | A Class |  |  | I-Inventory | FG-Finish Good | R | Spares | Dental Chair-Spares | Dental Equiment | Main Location | 90330000 |  | FIFO | Join Champ | [8 empty] | 0 | 0 | 0 | 1 | 0 | 0 | [7 empty] | 1 |  | JC/WU/SP/HEATER
IM03685 | Dental Chair Spares-Join Champ-Strong Suction Cannula | 111001STRONGSUCTIONCANNULA |  | A Class |  |  | I-Inventory | FG-Finish Good | R | Spares | Dental Chair-Spares | Dental Equiment | Main Location | 90330000 |  | FIFO | Join Champ | [8 empty] | 0 | 0 | 0 | 1 | 0 | 0 | [7 empty] | 1 |  | JC/WU/SP/STRONG SUCTION CANNULA
IM03686 | Dental Chair Spares-Join Champ-Week Suction Cannula | 111001WUWEEKWUCTIONCANNULA |  | A Class |  |  | I-Inventory | FG-Finish Good | R | Spares | Dental Chair-Spares | Dental Equiment | Main Location | 90330000 |  | FIFO | Join Champ | [8 empty] | 0 | 0 | 0 | 1 | 0 | 0 | [7 empty] | 1 |  | JC/WU/SP/WEEK SUCTION CANNULA
IM03687 | Dental Chair Spares-Join Champ- Join Champ Galaxy Chair D/U Lower Cover 92A | 111001DULOWERCOVER9A |  | A Class |  |  | I-Inventory | FG-Finish Good | R | Spares | Dental Chair-Spares | Dental Equiment | Main Location | 90330000 |  | FIFO | Join Champ | [8 empty] | 0 | 0 | 0 | 1 | 0 | 0 | [7 empty] | 1 |  | Chc Spare - Join Champ Galaxy Chair D/U Lower Cover 92A
IM03688 | Dental Chair Spares-Join Champ- Join Champ Star D/U Lower Cover | 111001STARDULOWERCOVER |  | A Class |  |  | I-Inventory | FG-Finish Good | R | Spares | Dental Chair-Spares | Dental Equiment | Main Location | 90330000 |  | FIFO | Join Champ | [8 empty] | 0 | 0 | 0 | 1 | 0 | 0 | [7 empty] | 1 |  | Chc Spare - Join Champ Star D/U Lower Cover
IM03689 | Dental Chair Spares-Join Champ- Join Champ Star D/U Upper Cover | 111001STARDUUPPERCOVER |  | A Class |  |  | I-Inventory | FG-Finish Good | R | Spares | Dental Chair-Spares | Dental Equiment | Main Location | 90330000 |  | FIFO | Join Champ | [8 empty] | 0 | 0 | 0 | 1 | 0 | 0 | [7 empty] | 1 |  | Chc Spare - Join Champ Star D/U Upper Cover
IM03690 | Dental Chair Spares-Join Champ- Join Champ/ Planet Cuspidor-Jc-03-01-92 | 111001JC030192 |  | A Class |  |  | I-Inventory | FG-Finish Good | C | Spares | Dental Chair-Spares | Dental Equiment | Main Location | 90330000 |  | FIFO | Join Champ | [8 empty] | 0 | 0 | 0 | 1 | 0 | 0 | [7 empty] | 1 |  | Chc Spare - Join Champ/ Planet Cuspidor-Jc-03-01-92
IM03691 | Dental Chair Spares-Join Champ- Main Control Wire/Jc-03-06-91-02 (5Pin) | 111001JC030691025PIN |  | A Class |  |  | I-Inventory | FG-Finish Good | R | Spares | Dental Chair-Spares | Dental Equiment | Main Location | 90330000 |  | FIFO | Join Champ | [8 empty] | 0 | 0 | 0 | 1 | 0 | 0 | [7 empty] | 1 |  | CHC SPARE - MAIN CONTROL WIRE/JC-03-06-91-02 (5PIN)
IM03692 | Dental Chair Spares-Join Champ- Champ Star Sensor Light W/O PCB | 111001STARSENSORLIGHTWOPCB |  | A Class |  |  | I-Inventory | FG-Finish Good | R | Spares | Dental Chair-Spares | Dental Equiment | Main Location | 90330000 |  | FIFO | Join Champ | [8 empty] | 0 | 0 | 0 | 1 | 0 | 0 | [7 empty] | 1 |  | CHC SPARE –CHAMP STAR SENSOR LIGHT W/O PCB
IM03693 | Dental Chair Spares-Join Champ-Main Control Wire/Jc-03-06-91-01 (8 Pin Big) | 111001JC030391018PINBIG |  | A Class |  |  | I-Inventory | FG-Finish Good | R | Spares | Dental Chair-Spares | Dental Equiment | Main Location | 90330000 |  | FIFO | Join Champ | [8 empty] | 0 | 0 | 0 | 1 | 0 | 0 | [7 empty] | 1 |  | CHC SPARE-MAIN CONTROL WIRE/JC-03-06-91-01 (8 PIN BIG)
IM03694 | Dental Chair Spares-Join Champ-Main Control Wire/Jc-03-06-91-03 (8 Pin Small) | 111001JC030691038PINSMALL |  | A Class |  |  | I-Inventory | FG-Finish Good | R | Spares | Dental Chair-Spares | Dental Equiment | Main Location | 90330000 |  | FIFO | Join Champ | [8 empty] | 0 | 0 | 0 | 1 | 0 | 0 | [7 empty] | 1 |  | CHC SPARE-MAIN CONTROL WIRE/JC-03-06-91-03 (8 PIN SMALL)
IM03695 | Dental Chair Spares-Peado-Base-Chair Assistant Side Arm | 154001SIDEARM |  | A Class |  |  | I-Inventory | FG-Finish Good | R | Spares | Dental Chair-Spares | Dental Equiment | Main Location | 90330000 |  | FIFO | Paedo | [8 empty] | 0 | 0 | 0 | 1 | 0 | 0 | [7 empty] | 1 |  | Peado/Ba/Chair Assistant Side Arm
IM03696 | Dental Chair Spares-Peado-Base-Chair Backrest Motor 000Qb-00-106-Xy | 154001000QB00106XY |  | A Class |  |  | I-Inventory | FG-Finish Good | R | Spares | Dental Chair-Spares | Dental Equiment | Main Location | 90330000 |  | FIFO | Paedo | [8 empty] | 0 | 0 | 0 | 1 | 0 | 0 | [7 empty] | 1 |  | Peado/Ba/Chair Backrest Motor 000QB-00-106-XY
IM03697 | Dental Chair Spares-Peado-Base-Holding Belt 000Qy-01-911-00 | 154001000QY0191100 |  | A Class |  |  | I-Inventory | FG-Finish Good | R | Spares | Dental Chair-Spares | Dental Equiment | Main Location | 90330000 |  | FIFO | Paedo | [8 empty] | 0 | 0 | 0 | 1 | 0 | 0 | [7 empty] | 1 |  | Peado/Ba/Holding Belt 000QY-01-911-00
IM03698 | Dental Chair Spares-Peado-BaseDinousaur Feet A8000-05-101-39 | 154001A80000510139 |  | A Class |  |  | I-Inventory | FG-Finish Good | R | Spares | Dental Chair-Spares | Dental Equiment | Main Location | 90330000 |  | FIFO | Paedo | [8 empty] | 0 | 0 | 0 | 1 | 0 | 0 | [7 empty] | 1 |  | Peado/Ba/Sp/Dinousaur Feet A8000-05-101-39
IM03699 | Dental Chair Spares-Peado-BaseHandrest Left A8000-05-101-44 | 154001A80000510144 |  | A Class |  |  | I-Inventory | FG-Finish Good | R | Spares | Dental Chair-Spares | Dental Equiment | Main Location | 90330000 |  | FIFO | Paedo | [8 empty] | 0 | 0 | 0 | 1 | 0 | 0 | [7 empty] | 1 |  | Peado/Ba/Sp/Handrest Left A8000-05-101-44
IM03700 | Dental Chair Spares-Peado-BaseHandrest Right A8000-05-101-43 | 154001A80000510143 |  | A Class |  |  | I-Inventory | FG-Finish Good | R | Spares | Dental Chair-Spares | Dental Equiment | Main Location | 90330000 |  | FIFO | Paedo | [8 empty] | 0 | 0 | 0 | 1 | 0 | 0 | [7 empty] | 1 |  | Peado/Ba/Sp/Handrest Right A8000-05-101-43
IM03701 | Dental Chair Spares-Peado-BaseHigh Speed Cannula Hb2101-05-138-01 | 154001HB21010513801 |  | A Class |  |  | I-Inventory | FG-Finish Good | R | Spares | Dental Chair-Spares | Dental Equiment | Main Location | 90330000 |  | FIFO | Paedo | [8 empty] | 0 | 0 | 0 | 1 | 0 | 0 | [7 empty] | 1 |  | Peado/Ba/Sp/High Speed Cannula HB2101-05-138-01
IM03702 | Dental Chair Spares-Peado-BaseLow Speed Regulator 000Qb-00-024-01 | 154001000QB02401 |  | A Class |  |  | I-Inventory | FG-Finish Good | R | Spares | Dental Chair-Spares | Dental Equiment | Main Location | 90330000 |  | FIFO | Paedo | [8 empty] | 0 | 0 | 0 | 1 | 0 | 0 | [7 empty] | 1 |  | Peado/Ba/Sp/Low Speed Regulator 000QB-00-024-01
IM03703 | Dental Chair Spares-Peado-BaseO Ring Only | 154001ORING |  | A Class |  |  | I-Inventory | FG-Finish Good | C | Spares | Dental Chair-Spares | Dental Equiment | Main Location | 90330000 |  | FIFO | Paedo | [8 empty] | 0 | 0 | 0 | 1 | 0 | 0 | [7 empty] | 1 |  | Peado/Ba/Sp/O Ring Only
IM03704 | Dental Chair Spares-Peado-BaseProgram Controller | 154001ProgramController |  | A Class |  |  | I-Inventory | FG-Finish Good | R | Spares | Dental Chair-Spares | Dental Equiment | Main Location | 90330000 |  | FIFO | Paedo | [8 empty] | 0 | 0 | 0 | 1 | 0 | 0 | [7 empty] | 1 |  | Peado/Ba/Sp/Program Controller
IM03705 | Dental Chair Spares-Peado-Base-Stool Pump | 154001StoolPump |  | A Class |  |  | I-Inventory | FG-Finish Good | R | Spares | Dental Chair-Spares | Dental Equiment | Main Location | 90330000 |  | FIFO | Paedo | [8 empty] | 0 | 0 | 0 | 1 | 0 | 0 | [7 empty] | 1 |  | Peado/Ba/Stool Pump
IM03706 | Dental Chair Spares-Peado-Base-Stool Wheel | 154001StoolWheel |  | A Class |  |  | I-Inventory | FG-Finish Good | R | Spares | Dental Chair-Spares | Dental Equiment | Main Location | 90330000 |  | FIFO | Paedo | [8 empty] | 0 | 0 | 0 | 1 | 0 | 0 | [7 empty] | 1 |  | Peado/Ba/Stool Wheel
IM03707 | Dental Chair Spares-Peado-Dynasour Foot Cap Green | 154001DYNFOOTCAP |  | A Class |  |  | I-Inventory | FG-Finish Good | R | Spares | Dental Chair-Spares | Dental Equiment | Main Location | 90330000 |  | FIFO | Paedo | [8 empty] | 0 | 0 | 0 | 1 | 0 | 0 | [7 empty] | 1 |  | PEADO/DC/SP/DYNASOUR FOOT CAP GREEN
IM03708 | Dental Chair Spares-Peado-Asst. Side Micro Switch | 154001MicroSwitch |  | A Class |  |  | I-Inventory | FG-Finish Good | R | Spares | Dental Chair-Spares | Dental Equiment | Main Location | 90330000 |  | FIFO | Paedo | [8 empty] | 0 | 0 | 0 | 1 | 0 | 0 | [7 empty] | 1 |  | Peado/Du/Asst. Side Micro Switch
IM03709 | Dental Chair Spares-Peado-Water Controller 000Qb-00-023-01 | 154001000QB0002301 |  | A Class |  |  | I-Inventory | FG-Finish Good | R | Spares | Dental Chair-Spares | Dental Equiment | Main Location | 90330000 |  | FIFO | Paedo | [8 empty] | 0 | 0 | 0 | 1 | 0 | 0 | [7 empty] | 1 |  | Peado/Du/Water Controller 000QB-00-023-01
IM03710 | Dental Chair Spares-Peado-Apple Cover Holder | 154001AppleCoverHolder |  | A Class |  |  | I-Inventory | FG-Finish Good | R | Spares | Dental Chair-Spares | Dental Equiment | Main Location | 90330000 |  | FIFO | Paedo | [8 empty] | 0 | 0 | 0 | 1 | 0 | 0 | [7 empty] | 1 |  | Peado/Sp/Apple Cover Holder
IM03711 | Dental Chair Spares-Peado-Assistance Board With Whole Set | 154001AssistanceBoard |  | A Class |  |  | I-Inventory | FG-Finish Good | R | Spares | Dental Chair-Spares | Dental Equiment | Main Location | 90330000 |  | FIFO | Paedo | [8 empty] | 0 | 0 | 0 | 1 | 0 | 0 | [7 empty] | 1 |  | Peado/Sp/Assistance Board With Whole Set
IM03712 | Dental Chair Spares-Peado-Assistance Pc Board 000Qb-00-177-01 | 154001000QB0017701 |  | A Class |  |  | I-Inventory | FG-Finish Good | R | Spares | Dental Chair-Spares | Dental Equiment | Main Location | 90330000 |  | FIFO | Paedo | [8 empty] | 0 | 0 | 0 | 1 | 0 | 0 | [7 empty] | 1 |  | Peado/Sp/Assistance PC Board 000QB-00-177-01
IM03713 | Dental Chair Spares-Peado-Asst. Side Pcb Card | 154001Asst.SidePcb |  | A Class |  |  | I-Inventory | FG-Finish Good | R | Spares | Dental Chair-Spares | Dental Equiment | Main Location | 90330000 |  | FIFO | Paedo | [8 empty] | 0 | 0 | 0 | 1 | 0 | 0 | [7 empty] | 1 |  | Peado/Sp/Asst. Side Pcb Card
IM03714 | Dental Chair Spares-Peado-Big Suction Tubing | 154001BigSuctionTubing |  | A Class |  |  | I-Inventory | FG-Finish Good | C | Spares | Dental Chair-Spares | Dental Equiment | Main Location | 90330000 |  | FIFO | Paedo | [8 empty] | 0 | 0 | 0 | 1 | 0 | 0 | [7 empty] | 1 |  | Peado/Sp/Big Suction Tubing
IM03715 | Dental Chair Spares-Peado-Cover For Water Bottle A8000-02-058-00 | 154001A80000205800 |  | A Class |  |  | I-Inventory | FG-Finish Good | R | Spares | Dental Chair-Spares | Dental Equiment | Main Location | 90330000 |  | FIFO | Paedo | [8 empty] | 0 | 0 | 0 | 1 | 0 | 0 | [7 empty] | 1 |  | Peado/Sp/Cover For Water Bottle A8000-02-058-00
IM03716 | Dental Chair Spares-Peado-Cover In Head | 154001CoverINHead |  | A Class |  |  | I-Inventory | FG-Finish Good | R | Spares | Dental Chair-Spares | Dental Equiment | Main Location | 90330000 |  | FIFO | Paedo | [8 empty] | 0 | 0 | 0 | 1 | 0 | 0 | [7 empty] | 1 |  | Peado/Sp/Cover in Head
IM03717 | Dental Chair Spares-Peado-Cup Water Nozzle A8000-08-106-01 | 154001A80000810601 |  | A Class |  |  | I-Inventory | FG-Finish Good | R | Spares | Dental Chair-Spares | Dental Equiment | Main Location | 90330000 |  | FIFO | Paedo | [8 empty] | 0 | 0 | 0 | 1 | 0 | 0 | [7 empty] | 1 |  | Peado/Sp/Cup Water Nozzle A8000-08-106-01
IM03718 | Dental Chair Spares-Peado-Dinosaur Back Cover A8000-05-101-40 | 154001A80000510140 |  | A Class |  |  | I-Inventory | FG-Finish Good | R | Spares | Dental Chair-Spares | Dental Equiment | Main Location | 90330000 |  | FIFO | Paedo | [8 empty] | 0 | 0 | 0 | 1 | 0 | 0 | [7 empty] | 1 |  | peado/Sp/Dinosaur Back Cover A8000-05-101-40
IM03719 | Dental Chair Spares-Peado-Dinosaur Head Down A8000-05-101-31 | 154001A80000510131 |  | A Class |  |  | I-Inventory | FG-Finish Good | R | Spares | Dental Chair-Spares | Dental Equiment | Main Location | 90330000 |  | FIFO | Paedo | [8 empty] | 0 | 0 | 0 | 1 | 0 | 0 | [7 empty] | 1 |  | Peado/Sp/Dinosaur Head Down A8000-05-101-31
IM03720 | Dental Chair Spares-Peado-Dinosaur Head Up A8000-05-101-30 | 154001A80000510130 |  | A Class |  |  | I-Inventory | FG-Finish Good | R | Spares | Dental Chair-Spares | Dental Equiment | Main Location | 90330000 |  | FIFO | Paedo | [8 empty] | 0 | 0 | 0 | 1 | 0 | 0 | [7 empty] | 1 |  | Peado/Sp/Dinosaur Head Up A8000-05-101-30
IM03721 | Dental Chair Spares-Peado-Dinosaur Leg Plastic Inside Left A8000-05-101-36 | 154001A80000510136 |  | A Class |  |  | I-Inventory | FG-Finish Good | R | Spares | Dental Chair-Spares | Dental Equiment | Main Location | 90330000 |  | FIFO | Paedo | [8 empty] | 0 | 0 | 0 | 1 | 0 | 0 | [7 empty] | 1 |  | Peado/Sp/Dinosaur Leg Plastic Inside Left A8000-05-101-36
IM03722 | Dental Chair Spares-Peado-Dinosaur Leg Plastic Inside Right A8000-05-101-35 | 154001A80000510135 |  | A Class |  |  | I-Inventory | FG-Finish Good | R | Spares | Dental Chair-Spares | Dental Equiment | Main Location | 90330000 |  | FIFO | Paedo | [8 empty] | 0 | 0 | 0 | 1 | 0 | 0 | [7 empty] | 1 |  | Peado/Sp/Dinosaur Leg Plastic Inside Right A8000-05-101-35
IM03723 | Dental Chair Spares-Peado-Dinosaur Neck Plastic Down A8000-05-101-32 | 154001A80000510132 |  | A Class |  |  | I-Inventory | FG-Finish Good | R | Spares | Dental Chair-Spares | Dental Equiment | Main Location | 90330000 |  | FIFO | Paedo | [8 empty] | 0 | 0 | 0 | 1 | 0 | 0 | [7 empty] | 1 |  | Peado/Sp/Dinosaur Neck Plastic Down A8000-05-101-32
IM03724 | Dental Chair Spares-Peado-Dinosaur Neck Plastic Down A8000-05-101-33 | 154001A80000510133 |  | A Class |  |  | I-Inventory | FG-Finish Good | R | Spares | Dental Chair-Spares | Dental Equiment | Main Location | 90330000 |  | FIFO | Paedo | [8 empty] | 0 | 0 | 0 | 1 | 0 | 0 | [7 empty] | 1 |  | Peado/Sp/Dinosaur Neck Plastic Down A8000-05-101-33
IM03725 | Dental Chair Spares-Peado-Dinosaur Stomach Plastic A8000-05-101-34 | 154001A80000510134 |  | A Class |  |  | I-Inventory | FG-Finish Good | R | Spares | Dental Chair-Spares | Dental Equiment | Main Location | 90330000 |  | FIFO | Paedo | [8 empty] | 0 | 0 | 0 | 1 | 0 | 0 | [7 empty] | 1 |  | Peado/Sp/Dinosaur Stomach Plastic A8000-05-101-34
IM03726 | Dental Chair Spares-Peado-Dinosaur Tail A8000-05-101-41 | 154001A80000510141 |  | A Class |  |  | I-Inventory | FG-Finish Good | R | Spares | Dental Chair-Spares | Dental Equiment | Main Location | 90330000 |  | FIFO | Paedo | [8 empty] | 0 | 0 | 0 | 1 | 0 | 0 | [7 empty] | 1 |  | Peado/Sp/Dinosaur Tail A8000-05-101-41
IM03727 | Dental Chair Spares-Peado-Doctor Table A8000-05-003-A3 | 154001A800005003A3 |  | A Class |  |  | I-Inventory | FG-Finish Good | R | Spares | Dental Chair-Spares | Dental Equiment | Main Location | 90330000 |  | FIFO | Paedo | [8 empty] | 0 | 0 | 0 | 1 | 0 | 0 | [7 empty] | 1 |  | Peado/Sp/Doctor Table A8000-05-003-A3
IM03728 | Dental Chair Spares-Peado-Fish Cover Up A8000-05-001-A6 | 154001A800005001A6 |  | A Class |  |  | I-Inventory | FG-Finish Good | R | Spares | Dental Chair-Spares | Dental Equiment | Main Location | 90330000 |  | FIFO | Paedo | [8 empty] | 0 | 0 | 0 | 1 | 0 | 0 | [7 empty] | 1 |  | Peado/Sp/Fish Cover Up A8000-05-001-A6
IM03729 | Dental Chair Spares-Peado-Fish Eye Sticker Left La8000-05-014-00 | 154001LA80000501400 |  | A Class |  |  | I-Inventory | FG-Finish Good | C | Spares | Dental Chair-Spares | Dental Equiment | Main Location | 90330000 |  | FIFO | Paedo | [8 empty] | 0 | 0 | 0 | 1 | 0 | 0 | [7 empty] | 1 |  | Peado/Sp/Fish Eye Sticker Left LA8000-05-014-00
IM03730 | Dental Chair Spares-Peado-Fish Eye Sticker Right Ra8000-05-015-00 | 154001RA80000501500 |  | A Class |  |  | I-Inventory | FG-Finish Good | C | Spares | Dental Chair-Spares | Dental Equiment | Main Location | 90330000 |  | FIFO | Paedo | [8 empty] | 0 | 0 | 0 | 1 | 0 | 0 | [7 empty] | 1 |  | Peado/Sp/Fish Eye Sticker Right RA8000-05-015-00
IM03731 | Dental Chair Spares-Peado-Fish Nose Sticker A8000-05-016-00 | 154001A80000501600 |  | A Class |  |  | I-Inventory | FG-Finish Good | C | Spares | Dental Chair-Spares | Dental Equiment | Main Location | 90330000 |  | FIFO | Paedo | [8 empty] | 0 | 0 | 0 | 1 | 0 | 0 | [7 empty] | 1 |  | Peado/Sp/Fish Nose Sticker A8000-05-016-00
IM03732 | Dental Chair Spares-Peado-Ground Box Cover A8000-06-105-01 | 154001A80000610501 |  | A Class |  |  | I-Inventory | FG-Finish Good | R | Spares | Dental Chair-Spares | Dental Equiment | Main Location | 90330000 |  | FIFO | Paedo | [8 empty] | 0 | 0 | 0 | 1 | 0 | 0 | [7 empty] | 1 |  | Peado/Sp/Ground Box Cover A8000-06-105-01
IM03733 | Dental Chair Spares-Peado-Halogen Light Yellow Colour Cover | 154001HalogenLightCover |  | A Class |  |  | I-Inventory | FG-Finish Good | R | Spares | Dental Chair-Spares | Dental Equiment | Main Location | 90330000 |  | FIFO | Paedo | [8 empty] | 0 | 0 | 0 | 1 | 0 | 0 | [7 empty] | 1 |  | Peado/Sp/Halogen Light Yellow Colour Cover
IM03734 | Dental Chair Spares-Peado-Headrest (Whole Set) | 154001Headrest |  | A Class |  |  | I-Inventory | FG-Finish Good | R | Spares | Dental Chair-Spares | Dental Equiment | Main Location | 90330000 |  | FIFO | Paedo | [8 empty] | 0 | 0 | 0 | 1 | 0 | 0 | [7 empty] | 1 |  | Peado/Sp/Headrest (Whole Set)
IM03735 | Dental Chair Spares-Peado-Lamp A8000-05-101-51 | 154001A80000510151 |  | A Class |  |  | I-Inventory | FG-Finish Good | R | Spares | Dental Chair-Spares | Dental Equiment | Main Location | 90330000 |  | FIFO | Paedo | [8 empty] | 0 | 0 | 0 | 1 | 0 | 0 | [7 empty] | 1 |  | Peado/Sp/Lamp A8000-05-101-51
IM03736 | Dental Chair Spares-Peado-Lamp Holder | 154001LampHolder |  | A Class |  |  | I-Inventory | FG-Finish Good | R | Spares | Dental Chair-Spares | Dental Equiment | Main Location | 90330000 |  | FIFO | Paedo | [8 empty] | 0 | 0 | 0 | 1 | 0 | 0 | [7 empty] | 1 |  | Peado/Sp/Lamp Holder
IM03737 | Dental Chair Spares-Peado-Limit Position Wire | 154001LimitPositionWire |  | A Class |  |  | I-Inventory | FG-Finish Good | R | Spares | Dental Chair-Spares | Dental Equiment | Main Location | 90330000 |  | FIFO | Paedo | [8 empty] | 0 | 0 | 0 | 1 | 0 | 0 | [7 empty] | 1 |  | Peado/Sp/Limit Position Wire
IM03738 | Dental Chair Spares-Peado-Lock Button For Cushion Female | 154001LockButtoncushionfemale |  | A Class |  |  | I-Inventory | FG-Finish Good | R | Spares | Dental Chair-Spares | Dental Equiment | Main Location | 90330000 |  | FIFO | Paedo | [8 empty] | 0 | 0 | 0 | 1 | 0 | 0 | [7 empty] | 1 |  | Peado/Sp/Lock Button for cushion female
IM03739 | Dental Chair Spares-Peado-Peado Chair Tft Screen Complete Set | 154001TFTSCREENSET |  | A Class |  |  | I-Inventory | FG-Finish Good | R | Spares | Dental Chair-Spares | Dental Equiment | Main Location | 90330000 |  | FIFO | Paedo | [8 empty] | 0 | 0 | 0 | 1 | 0 | 0 | [7 empty] | 1 |  | PEADO/SP/PEADO CHAIR TFT SCREEN COMPLETE SET
IM03740 | Dental Chair Spares-Peado-Plastic Sleeve 000Qb-00-171-01 | 154001000QB0017101 |  | A Class |  |  | I-Inventory | FG-Finish Good | R | Spares | Dental Chair-Spares | Dental Equiment | Main Location | 90330000 |  | FIFO | Paedo | [8 empty] | 0 | 0 | 0 | 1 | 0 | 0 | [7 empty] | 1 |  | Peado/Sp/Plastic Sleeve 000QB-00-171-01
IM03741 | Dental Chair Spares-Peado-Plastic Sleeve Connector 000Qb-00-166-01 | 154001000QB0016601 |  | A Class |  |  | I-Inventory | FG-Finish Good | R | Spares | Dental Chair-Spares | Dental Equiment | Main Location | 90330000 |  | FIFO | Paedo | [8 empty] | 0 | 0 | 0 | 1 | 0 | 0 | [7 empty] | 1 |  | Peado/Sp/Plastic Sleeve Connector 000QB-00-166-01
IM03742 | Dental Chair Spares-Peado-Plastic Tubing For Pedal | 154001Plastictubing |  | A Class |  |  | I-Inventory | FG-Finish Good | C | Spares | Dental Chair-Spares | Dental Equiment | Main Location | 90330000 |  | FIFO | Paedo | [8 empty] | 0 | 0 | 0 | 1 | 0 | 0 | [7 empty] | 1 |  | Peado/Sp/Plastic tubing for Pedal
IM03743 | Dental Chair Spares-Peado-Reducing Valve | 154001ReducingValve |  | A Class |  |  | I-Inventory | FG-Finish Good | R | Spares | Dental Chair-Spares | Dental Equiment | Main Location | 90330000 |  | FIFO | Paedo | [8 empty] | 0 | 0 | 0 | 1 | 0 | 0 | [7 empty] | 1 |  | Peado/Sp/Reducing Valve
IM03744 | Dental Chair Spares-Peado-Rush Water Nozzle A8000-08-107-01 | 154001A80000810701 |  | A Class |  |  | I-Inventory | FG-Finish Good | R | Spares | Dental Chair-Spares | Dental Equiment | Main Location | 90330000 |  | FIFO | Paedo | [8 empty] | 0 | 0 | 0 | 1 | 0 | 0 | [7 empty] | 1 |  | Peado/Sp/Rush Water Nozzle A8000-08-107-01
IM03745 | Dental Chair Spares-Peado-Small Remote Controller | 154001RemoteController |  | A Class |  |  | I-Inventory | FG-Finish Good | R | Spares | Dental Chair-Spares | Dental Equiment | Main Location | 90330000 |  | FIFO | Paedo | [8 empty] | 0 | 0 | 0 | 1 | 0 | 0 | [7 empty] | 1 |  | Peado/Sp/Small Remote Controller
IM03746 | Dental Chair Spares-Peado-Small Suction Tubing | 154001SuctionTubing |  | A Class |  |  | I-Inventory | FG-Finish Good | C | Spares | Dental Chair-Spares | Dental Equiment | Main Location | 90330000 |  | FIFO | Paedo | [8 empty] | 0 | 0 | 0 | 1 | 0 | 0 | [7 empty] | 1 |  | Peado/Sp/Small Suction Tubing
IM03747 | Dental Chair Spares-Peado-Suction Filter 000Qb-00-284-19 | 154001000QB0028419 |  | A Class |  |  | I-Inventory | FG-Finish Good | C | Spares | Dental Chair-Spares | Dental Equiment | Main Location | 90330000 |  | FIFO | Paedo | [8 empty] | 0 | 0 | 0 | 1 | 0 | 0 | [7 empty] | 1 |  | Peado/Sp/Suction Filter 000QB-00-284-19
IM03748 | Dental Chair Spares-Peado-Suction Pcb Card | 154001SuctionPcbCard |  | A Class |  |  | I-Inventory | FG-Finish Good | R | Spares | Dental Chair-Spares | Dental Equiment | Main Location | 90330000 |  | FIFO | Paedo | [8 empty] | 0 | 0 | 0 | 1 | 0 | 0 | [7 empty] | 1 |  | Peado/Sp/Suction Pcb Card
IM03749 | Dental Chair Spares-Peado-Sylphon Bellowss | 154001sylphonBellowss |  | A Class |  |  | I-Inventory | FG-Finish Good | R | Spares | Dental Chair-Spares | Dental Equiment | Main Location | 90330000 |  | FIFO | Paedo | [8 empty] | 0 | 0 | 0 | 1 | 0 | 0 | [7 empty] | 1 |  | Peado/Sp/sylphon Bellowss
IM03750 | Dental Chair Spares-Peado-Water Unit-Cuspidor A8000-08-002-00 | 154001A80000800200 |  | A Class |  |  | I-Inventory | FG-Finish Good | R | Spares | Dental Chair-Spares | Dental Equiment | Main Location | 90330000 |  | FIFO | Paedo | [8 empty] | 0 | 0 | 0 | 1 | 0 | 0 | [7 empty] | 1 |  | Peado/Wu/Sp/Cuspidor A8000-08-002-00
IM03751 | Dental Chair Spares-Paedo-High Suction Cannula | 154001HIGHSUCTIONCANNULA |  | A Class |  |  | I-Inventory | FG-Finish Good | C | Spares | Dental Chair-Spares | Dental Equiment | Main Location | 90330000 |  | FIFO | Paedo | [8 empty] | 0 | 0 | 0 | 1 | 0 | 0 | [7 empty] | 1 |  | PEDO/BA/HIGH SUCTION CANNULA
IM03752 | Dental Chair Spares-Paedo-Ceramic Spitoon Cap | 154001SPITOONCAP |  | A Class |  |  | I-Inventory | FG-Finish Good | R | Spares | Dental Chair-Spares | Dental Equiment | Main Location | 90330000 |  | FIFO | Paedo | [8 empty] | 0 | 0 | 0 | 1 | 0 | 0 | [7 empty] | 1 |  | PEDO/DC/SP/CERAMIC SPITOON CAP
IM03753 | Dental Chair Spares-Paedo-Delivery Unit Pcb | 154001DELIVERYUNITPCB |  | A Class |  |  | I-Inventory | FG-Finish Good | R | Spares | Dental Chair-Spares | Dental Equiment | Main Location | 90330000 |  | FIFO | Paedo | [8 empty] | 0 | 0 | 0 | 1 | 0 | 0 | [7 empty] | 1 |  | PEDO/DU/DELIVERY UNIT PCB
IM03754 | Dental Chair Spares-Paedo-Assistance Side Touch Sticker | 154001ASSSIDETOUCHSTICKER |  | A Class |  |  | I-Inventory | FG-Finish Good | C | Spares | Dental Chair-Spares | Dental Equiment | Main Location | 90330000 |  | FIFO | Paedo | [8 empty] | 0 | 0 | 0 | 1 | 0 | 0 | [7 empty] | 1 |  | PEDO/DU/SP/ASSISTANCE SIDE TOUCH STICKER
IM03755 | Dental Chair Spares-Paedo-Handpiece Hanger A8000-05-004-A6 | 154001A800005004A6 |  | A Class |  |  | I-Inventory | FG-Finish Good | R | Spares | Dental Chair-Spares | Dental Equiment | Main Location | 90330000 |  | FIFO | Paedo | [8 empty] | 0 | 0 | 0 | 1 | 0 | 0 | [7 empty] | 1 |  | PEDO/DU/SP/HANDPIECE HANGER A8000-05-004-A6
IM03756 | Dental Chair Spares-Peado-New Peado Delivery Unit Pcb | 154001NEWDUPCB |  | A Class |  |  | I-Inventory | FG-Finish Good | R | Spares | Dental Chair-Spares | Dental Equiment | Main Location | 90330000 |  | FIFO | Paedo | [8 empty] | 0 | 0 | 0 | 1 | 0 | 0 | [7 empty] | 1 |  | Dental Chair Spares-Peado-NEW PEADO DELIVERY UNIT PCB
IM03757 | Dental Chair Spares-Paedo-Touch Sticker | 154001TOUCHSTICKER |  | A Class |  |  | I-Inventory | FG-Finish Good | C | Spares | Dental Chair-Spares | Dental Equiment | Main Location | 90330000 |  | FIFO | Paedo | [8 empty] | 0 | 0 | 0 | 1 | 0 | 0 | [7 empty] | 1 |  | PEDO/DU/SP/TOUCH STICKER
IM03758 | Dental Chair Spares-Paedo-Air Control Valve 000Qb-00-026-07 | 154001000QB0002607 |  | A Class |  |  | I-Inventory | FG-Finish Good | R | Spares | Dental Chair-Spares | Dental Equiment | Main Location | 90330000 |  | FIFO | Paedo | [8 empty] | 0 | 0 | 0 | 1 | 0 | 0 | [7 empty] | 1 |  | PEDO/SP/AIR CONTROL VALVE 000QB-00-026-07
IM03759 | Dental Chair Spares-Paedo-Air Switch Valve 000Qb-00-081-01 | 154001000QB0008101 |  | A Class |  |  | I-Inventory | FG-Finish Good | R | Spares | Dental Chair-Spares | Dental Equiment | Main Location | 90330000 |  | FIFO | Paedo | [8 empty] | 0 | 0 | 0 | 1 | 0 | 0 | [7 empty] | 1 |  | PEDO/SP/AIR SWITCH VALVE 000QB-00-081-01
IM03760 | Dental Chair Spares-Paedo-Dinosaur Leg Left Ra8000-05-101-38 | 154001RA80000510138 |  | A Class |  |  | I-Inventory | FG-Finish Good | R | Spares | Dental Chair-Spares | Dental Equiment | Main Location | 90330000 |  | FIFO | Paedo | [8 empty] | 0 | 0 | 0 | 1 | 0 | 0 | [7 empty] | 1 |  | PEDO/SP/DINOSAUR LEG LEFT RA8000-05-101-38
IM03761 | Dental Chair Spares-Paedo-Dinosaur Leg Right Ra8000-05-101-37 | 154001RA80000510137 |  | A Class |  |  | I-Inventory | FG-Finish Good | R | Spares | Dental Chair-Spares | Dental Equiment | Main Location | 90330000 |  | FIFO | Paedo | [8 empty] | 0 | 0 | 0 | 1 | 0 | 0 | [7 empty] | 1 |  | PEDO/SP/DINOSAUR LEG RIGHT RA8000-05-101-37
IM03762 | Dental Chair Spares-Paedo-Fuse Socket | 154001FUSESOCKET |  | A Class |  |  | I-Inventory | FG-Finish Good | C | Spares | Dental Chair-Spares | Dental Equiment | Main Location | 90330000 |  | FIFO | Paedo | [8 empty] | 0 | 0 | 0 | 1 | 0 | 0 | [7 empty] | 1 |  | PEDO/SP/FUSE SOCKET
IM03763 | Dental Chair Spares-Paedo-Halogen Light Pcb | 154001HalogenLightPcb |  | A Class |  |  | I-Inventory | FG-Finish Good | R | Spares | Dental Chair-Spares | Dental Equiment | Main Location | 90330000 |  | FIFO | Paedo | [8 empty] | 0 | 0 | 0 | 1 | 0 | 0 | [7 empty] | 1 |  | PEDO/SP/HALOGEN LIGHT PCB
IM03764 | Dental Chair Spares-Paedo-Lock Button For Cushion Male | 154001LockButtoncushionmale |  | A Class |  |  | I-Inventory | FG-Finish Good | R | Spares | Dental Chair-Spares | Dental Equiment | Main Location | 90330000 |  | FIFO | Paedo | [8 empty] | 0 | 0 | 0 | 1 | 0 | 0 | [7 empty] | 1 |  | PEDO/SP/LOCK BUTTON FOR CUSHION MALE
IM03765 | Dental Chair Spares-Paedo-Player Screen 000Qb-00-266-08 | 154001000QB0026608 |  | A Class |  |  | I-Inventory | FG-Finish Good | R | Spares | Dental Chair-Spares | Dental Equiment | Main Location | 90330000 |  | FIFO | Paedo | [8 empty] | 0 | 0 | 0 | 1 | 0 | 0 | [7 empty] | 1 |  | PEDO/SP/PLAYER SCREEN 000QB-00-266-08
IM03766 | Dental Chair Spares-Peado-Cover For H/P A8000-05-171-07 | 154001A80000517107 |  | A Class |  |  | I-Inventory | FG-Finish Good | R | Spares | Dental Chair-Spares | Dental Equiment | Main Location | 90330000 |  | FIFO | Paedo | [8 empty] | 0 | 0 | 0 | 1 | 0 | 0 | [7 empty] | 1 |  | Peado/Sp/Cover for H/p A8000-05-171-07
IM03767 | Dental Chair Spares-Power Keen-Air And Water On Off Switch | 102001AIRWATERSWITCH |  | A Class |  |  | I-Inventory | FG-Finish Good | C | Spares | Dental Chair-Spares | Dental Equiment | Main Location | 90330000 |  | FIFO | Power Keen | [8 empty] | 0 | 0 | 0 | 1 | 0 | 0 | [7 empty] | 1 |  | CHC SPARE - AIR AND WATER ON OFF SWITCH
IM03768 | Dental Chair Spares-Power Keen-Bottle Holder Transperent Hidden Cover | 102001BOTTLRHIDDENCOVER |  | A Class |  |  | I-Inventory | FG-Finish Good | C | Spares | Dental Chair-Spares | Dental Equiment | Main Location | 90330000 |  | FIFO | Power Keen | [8 empty] | 0 | 0 | 0 | 1 | 0 | 0 | [7 empty] | 1 |  | CHC SPARE - BOTTLE HOLDER TRANSPERENT HIDDEN COVER
IM03769 | Dental Chair Spares-Power Keen-Champ Star Backrest Motor Hidden Lid | 111001BACKRESTMTRLID |  | A Class |  |  | I-Inventory | FG-Finish Good | R | Spares | Dental Chair-Spares | Dental Equiment | Main Location | 90330000 |  | FIFO | Power Keen | [5 empty] | .. |  |  | 0 | 0 | 0 | 1 | 0 | 0 | [7 empty] | 1 |  | CHC SPARE - CHAMP STAR BACKREST MOTOR HIDDEN LID
IM03770 | Dental Chair Spares-Power Keen-Drain Tee Y Shape | 102001TEEYSHAPE |  | A Class |  |  | I-Inventory | FG-Finish Good | C | Spares | Dental Chair-Spares | Dental Equiment | Main Location | 90330000 |  | FIFO | Power Keen | [8 empty] | 0 | 0 | 0 | 1 | 0 | 0 | [7 empty] | 1 |  | CHC SPARE - DRAIN TEE Y SHAPE
IM03771 | Dental Chair Spares-Power Keen-Foot Control Valve | 102001FOOTCONTROLVALVE |  | A Class |  |  | I-Inventory | FG-Finish Good | R | Spares | Dental Chair-Spares | Dental Equiment | Main Location | 90330000 |  | FIFO | Power Keen | [8 empty] | 0 | 0 | 0 | 1 | 0 | 0 | [7 empty] | 1 |  | CHC SPARE - FOOT CONTROL VALVE
IM03772 | Dental Chair Spares-Power Keen-High Suction Cannula | 102001HIGHSUCYIONCAANNULA |  | A Class |  |  | I-Inventory | FG-Finish Good | C | Spares | Dental Chair-Spares | Dental Equiment | Main Location | 90330000 |  | FIFO | Power Keen | [8 empty] | 0 | 0 | 0 | 1 | 0 | 0 | [7 empty] | 1 |  | CHC SPARE - HIGH SUCTION CANNULA
IM03773 | Dental Chair Spares-Power Keen-Paint Bottle | 102001PAINTBOTTLE |  | A Class |  |  | I-Inventory | FG-Finish Good | C | Spares | Dental Chair-Spares | Dental Equiment | Main Location | 90330000 |  | FIFO | Power Keen | [8 empty] | 0 | 0 | 0 | 1 | 0 | 0 | [7 empty] | 1 |  | CHC SPARE - PAINT BOTTLE
IM03774 | Dental Chair Spares-Power Keen- 3 Way Syringe | 1020013WAYSYRINGE |  | A Class |  |  | I-Inventory | FG-Finish Good | C | Spares | Dental Chair-Spares | Dental Equiment | Main Location | 90330000 |  | FIFO | Power Keen | [8 empty] | 0 | 0 | 0 | 1 | 0 | 0 | [7 empty] | 1 |  | CHC SPARE - POWER KEEN 3 WAY SYRINGE
IM03775 | Dental Chair Spares-Power Keen- 3 Way Syringe Tubing | 1020013WAYSYRINGETUBING |  | A Class |  |  | I-Inventory | FG-Finish Good | C | Spares | Dental Chair-Spares | Dental Equiment | Main Location | 90330000 |  | FIFO | Power Keen | [8 empty] | 0 | 0 | 0 | 1 | 0 | 0 | [7 empty] | 1 |  | CHC SPARE - POWER KEEN 3 WAY SYRINGE TUBING
IM03776 | Dental Chair Spares-Power Keen- Air Cylinder | 102001CYLINDER |  | A Class |  |  | I-Inventory | FG-Finish Good | R | Spares | Dental Chair-Spares | Dental Equiment | Main Location | 90330000 |  | FIFO | Power Keen | [8 empty] | 0 | 0 | 0 | 1 | 0 | 0 | [7 empty] | 1 |  | CHC SPARE - POWER KEEN AIR CYLINDER
IM03777 | Dental Chair Spares-Power Keen- Floor Box | 102001FLOORBOX |  | A Class |  |  | I-Inventory | FG-Finish Good | R | Spares | Dental Chair-Spares | Dental Equiment | Main Location | 90330000 |  | FIFO | Power Keen | [8 empty] | 0 | 0 | 0 | 1 | 0 | 0 | [7 empty] | 1 |  | CHC SPARE - POWER KEEN FLOOR BOX
IM03778 | Dental Chair Spares-Power Keen- Small Connector | 102001SMALLCONNECTOR |  | A Class |  |  | I-Inventory | FG-Finish Good | R | Spares | Dental Chair-Spares | Dental Equiment | Main Location | 90330000 |  | FIFO | Power Keen | [8 empty] | 0 | 0 | 0 | 1 | 0 | 0 | [7 empty] | 1 |  | CHC SPARE - POWER KEEN SMALL CONNECTOR
IM03779 | Dental Chair Spares-Power Keen- 3 Way Syringe Nozzle | 1020013WAYSYRINGENOZZLE |  | A Class |  |  | I-Inventory | FG-Finish Good | C | Spares | Dental Chair-Spares | Dental Equiment | Main Location | 90330000 |  | FIFO | Power Keen | [8 empty] | 0 | 0 | 0 | 1 | 0 | 0 | [7 empty] | 1 |  | CHC SPARE - POWERKEEN 3 WAY SYRINGE NOZZLE
IM03780 | Dental Chair Spares-Power Keen- Chair Back Lower Cover | 102001CHAIRBACKCOVER |  | A Class |  |  | I-Inventory | FG-Finish Good | R | Spares | Dental Chair-Spares | Dental Equiment | Main Location | 90330000 |  | FIFO | Power Keen | [8 empty] | 0 | 0 | 0 | 1 | 0 | 0 | [7 empty] | 1 |  | CHC SPARE - POWERKEEN CHAIR BACK LOWER COVER
IM03781 | Dental Chair Spares-Power Keen- Led Sensor Complete Light | 102001LEDSENSORCOMPLLIGHT |  | A Class |  |  | I-Inventory | FG-Finish Good | R | Spares | Dental Chair-Spares | Dental Equiment | Main Location | 90330000 |  | FIFO | Power Keen | [8 empty] | 0 | 0 | 0 | 1 | 0 | 0 | [7 empty] | 1 |  | CHC SPARE - POWERKEEN LED SENSOR COMPLETE LIGHT
IM03782 | Dental Chair Spares-Power Keen- Light Handle | 102001LIGHTHANDLE |  | A Class |  |  | I-Inventory | FG-Finish Good | R | Spares | Dental Chair-Spares | Dental Equiment | Main Location | 90330000 |  | FIFO | Power Keen | [8 empty] | 0 | 0 | 0 | 1 | 0 | 0 | [7 empty] | 1 |  | CHC SPARE - POWERKEEN LIGHT HANDLE
IM03783 | Dental Chair Spares-Power Keen- Pilow Support | 102001PILLOWSUPPORT |  | A Class |  |  | I-Inventory | FG-Finish Good | R | Spares | Dental Chair-Spares | Dental Equiment | Main Location | 90330000 |  | FIFO | Power Keen | [8 empty] | 0 | 0 | 0 | 1 | 0 | 0 | [7 empty] | 1 |  | CHC SPARE - POWERKEEN PILOW SUPPORT
IM03784 | Dental Chair Spares-Power Keen- Rexine Dark Blue Colour 4 | 102001REXINEDBLUE4 |  | A Class |  |  | I-Inventory | FG-Finish Good | R | Spares | Dental Chair-Spares | Dental Equiment | Main Location | 90330000 |  | FIFO | Power Keen | [8 empty] | 0 | 0 | 0 | 1 | 0 | 0 | [7 empty] | 1 |  | CHC SPARE - POWERKEEN REXINE DARK BLUE COLOUR 4
IM03785 | Dental Chair Spares-Power Keen- Rexine Green Colour 0 | 102001REXINEGREEN0 |  | A Class |  |  | I-Inventory | FG-Finish Good | C | Spares | Dental Chair-Spares | Dental Equiment | Main Location | 90330000 |  | FIFO | Power Keen | [8 empty] | 0 | 0 | 0 | 1 | 0 | 0 | [7 empty] | 1 |  | CHC SPARE - POWERKEEN REXINE GREEN COLOUR 0
IM03786 | Dental Chair Spares-Power Keen- Rexine Light Blue Colour 1 | 102001REXINELIGHTBLUE1 |  | A Class |  |  | I-Inventory | FG-Finish Good | R | Spares | Dental Chair-Spares | Dental Equiment | Main Location | 90330000 |  | FIFO | Power Keen | [8 empty] | 0 | 0 | 0 | 1 | 0 | 0 | [7 empty] | 1 |  | CHC SPARE - POWERKEEN REXINE LIGHT BLUE COLOUR 1
IM03787 | Dental Chair Spares-Power Keen- Rexine Light Green Colour 9 | 102001REXINELGREEN9 |  | A Class |  |  | I-Inventory | FG-Finish Good | R | Spares | Dental Chair-Spares | Dental Equiment | Main Location | 90330000 |  | FIFO | Power Keen | [8 empty] | 0 | 0 | 0 | 1 | 0 | 0 | [7 empty] | 1 |  | CHC SPARE - POWERKEEN REXINE LIGHT GREEN COLOUR 9
IM03788 | Dental Chair Spares-Power Keen- Rexine Middle Blue 3 | 102001REXINEMIDDLEBLUE3 |  | A Class |  |  | I-Inventory | FG-Finish Good | C | Spares | Dental Chair-Spares | Dental Equiment | Main Location | 90330000 |  | FIFO | Power Keen | [8 empty] | 0 | 0 | 0 | 1 | 0 | 0 | [7 empty] | 1 |  | CHC SPARE - POWERKEEN REXINE MIDDLE BLUE 3
IM03789 | Dental Chair Spares-Power Keen- Rexine Orange Colour 7 | 102001REXINEORANGE7 |  | A Class |  |  | I-Inventory | FG-Finish Good | R | Spares | Dental Chair-Spares | Dental Equiment | Main Location | 90330000 |  | FIFO | Power Keen | [8 empty] | 0 | 0 | 0 | 1 | 0 | 0 | [7 empty] | 1 |  | CHC SPARE - POWERKEEN REXINE ORANGE COLOUR 7
IM03790 | Dental Chair Spares-Power Keen- Rexine Yellow Colour 6 | 102001REXINEYELLOW6 |  | A Class |  |  | I-Inventory | FG-Finish Good | C | Spares | Dental Chair-Spares | Dental Equiment | Main Location | 90330000 |  | FIFO | Power Keen | [8 empty] | 0 | 0 | 0 | 1 | 0 | 0 | [7 empty] | 1 |  | CHC SPARE - POWERKEEN REXINE YELLOW COLOUR 6
IM03791 | Dental Chair Spares-Power Keen- Sensor Control | 102001SENSORCONTROL |  | A Class |  |  | I-Inventory | FG-Finish Good | R | Spares | Dental Chair-Spares | Dental Equiment | Main Location | 90330000 |  | FIFO | Power Keen | [8 empty] | 0 | 0 | 0 | 1 | 0 | 0 | [7 empty] | 1 |  | CHC SPARE - POWERKEEN SENSOR CONTROL
IM03792 | Dental Chair Spares-Power Keen- Simlified Decompressing Valve Rs-104 | 102001RS104 |  | A Class |  |  | I-Inventory | FG-Finish Good | R | Spares | Dental Chair-Spares | Dental Equiment | Main Location | 90330000 |  | FIFO | Power Keen | [8 empty] | 0 | 0 | 0 | 1 | 0 | 0 | [7 empty] | 1 |  | CHC SPARE - POWERKEEN SIMLIFIED DECOMPRESSING VALVE RS-104
IM03793 | Dental Chair Spares-Power Keen- Utility Tray | 102001UTILITYYRAY |  | A Class |  |  | I-Inventory | FG-Finish Good | R | Spares | Dental Chair-Spares | Dental Equiment | Main Location | 90330000 |  | FIFO | Power Keen | [8 empty] | 0 | 0 | 0 | 1 | 0 | 0 | [7 empty] | 1 |  | CHC SPARE - POWERKEEN UTILITY TRAY
IM03794 | Dental Chair Spares-Power Keen- Water Unit Body | 102001WUBODY |  | A Class |  |  | I-Inventory | FG-Finish Good | R | Spares | Dental Chair-Spares | Dental Equiment | Main Location | 90330000 |  | FIFO | Power Keen | [8 empty] | 0 | 0 | 0 | 1 | 0 | 0 | [7 empty] | 1 |  | CHC SPARE - POWERKEEN WATER UNIT BODY
IM03795 | Dental Chair Spares-Power Keen-Assistance Water Unit Cover | 102001ASSWATERUNIT |  | A Class |  |  | I-Inventory | FG-Finish Good | R | Spares | Dental Chair-Spares | Dental Equiment | Main Location | 90330000 |  | FIFO | Power Keen | [8 empty] | 0 | 0 | 0 | 1 | 0 | 0 | [7 empty] | 1 |  | CHC SPARE - POWERKEEN-ASSISTANCE WATER UNIT COVER
IM03796 | Dental Chair Spares-Power Keen-Headrest Cover | 102001HEADRESTCOVER |  | A Class |  |  | I-Inventory | FG-Finish Good | R | Spares | Dental Chair-Spares | Dental Equiment | Main Location | 90330000 |  | FIFO | Power Keen | [8 empty] | 0 | 0 | 0 | 1 | 0 | 0 | [7 empty] | 1 |  | CHC SPARE - POWERKEEN-HEADREST COVER
IM03797 | Dental Chair Spares-Power Keen- 3 In 1 Valve | 1020013IN1VALVE |  | A Class |  |  | I-Inventory | FG-Finish Good | R | Spares | Dental Chair-Spares | Dental Equiment | Main Location | 90330000 |  | FIFO | Power Keen | [8 empty] | 0 | 0 | 0 | 1 | 0 | 0 | [7 empty] | 1 |  | CHC SPARE -3 IN 1 VALVE
IM03798 | Dental Chair Spares-Power Keen- Bulb Rs-095(12X50) | 102001BULB1250 |  | A Class |  |  | I-Inventory | FG-Finish Good | C | Spares | Dental Chair-Spares | Dental Equiment | Main Location | 90330000 |  | FIFO | Power Keen | [8 empty] | 0 | 0 | 0 | 1 | 0 | 0 | [7 empty] | 1 |  | CHC SPARE- BULB RS-095(12X50)
IM03799 | Dental Chair Spares-Power Keen- Cup Glass | 102001CUPGLASS |  | A Class |  |  | I-Inventory | FG-Finish Good | R | Spares | Dental Chair-Spares | Dental Equiment | Main Location | 90330000 |  | FIFO | Power Keen | [8 empty] | 0 | 0 | 0 | 1 | 0 | 0 | [7 empty] | 1 |  | CHC SPARE -CUP GLASS
IM03800 | Dental Chair Spares-Power Keen- Delivery Unit Lower Support-New Type | 102001DULOWERSUPPORT |  | A Class |  |  | I-Inventory | FG-Finish Good | R | Spares | Dental Chair-Spares | Dental Equiment | Main Location | 90330000 |  | FIFO | Power Keen | [8 empty] | 0 | 0 | 0 | 1 | 0 | 0 | [7 empty] | 1 |  | CHC SPARE -DELIVERY UNIT LOWER SUPPORT-NEW TYPE
IM03801 | Dental Chair Spares-Power Keen- High Suction Valve | 102001HIGHSUCTIONVALVE |  | A Class |  |  | I-Inventory | FG-Finish Good | R | Spares | Dental Chair-Spares | Dental Equiment | Main Location | 90330000 |  | FIFO | Power Keen | [8 empty] | 0 | 0 | 0 | 1 | 0 | 0 | [7 empty] | 1 |  | CHC SPARE -HIGH SUCTION VALVE
IM03802 | Dental Chair Spares-Power Keen-Light Sensor | 102001LIGHTSENSOR |  | A Class |  |  | I-Inventory | FG-Finish Good | R | Spares | Dental Chair-Spares | Dental Equiment | Main Location | 90330000 |  | FIFO | Power Keen | [8 empty] | 0 | 0 | 0 | 1 | 0 | 0 | [7 empty] | 1 |  | CHC SPARE -LIGHT SENSOR
IM03803 | Dental Chair Spares-Power Keen-Powerkeen Arm Cap | 102001ARMCAP |  | A Class |  |  | I-Inventory | FG-Finish Good | C | Spares | Dental Chair-Spares | Dental Equiment | Main Location | 90330000 |  | FIFO | Power Keen | [8 empty] | 0 | 0 | 0 | 1 | 0 | 0 | [7 empty] | 1 |  | CHC SPARE -POWERKEEN ARM CAP
IM03804 | Dental Chair Spares-Power Keen-Powerkeen Asst Water Unit Body | 102001ASSWUBODY |  | A Class |  |  | I-Inventory | FG-Finish Good | R | Spares | Dental Chair-Spares | Dental Equiment | Main Location | 90330000 |  | FIFO | Power Keen | [8 empty] | 0 | 0 | 0 | 1 | 0 | 0 | [7 empty] | 1 |  | CHC SPARE -POWERKEEN ASST WATER UNIT BODY
IM03805 | Dental Chair Spares-Power Keen-Powerkeen Backrest Cover | 102001BACKRESTCOVER |  | A Class |  |  | I-Inventory | FG-Finish Good | R | Spares | Dental Chair-Spares | Dental Equiment | Main Location | 90330000 |  | FIFO | Power Keen | [8 empty] | 0 | 0 | 0 | 1 | 0 | 0 | [7 empty] | 1 |  | CHC SPARE -POWERKEEN BACKREST COVER
IM03806 | Dental Chair Spares-Power Keen-Powerkeen Base Back Cover Metal Plate | 102001BASEBACKCOVER |  | A Class |  |  | I-Inventory | FG-Finish Good | R | Spares | Dental Chair-Spares | Dental Equiment | Main Location | 90330000 |  | FIFO | Power Keen | [8 empty] | 0 | 0 | 0 | 1 | 0 | 0 | [7 empty] | 1 |  | CHC SPARE -POWERKEEN BASE BACK COVER METAL PLATE
IM03807 | Dental Chair Spares-Power Keen-Powerkeen Base Front Cover | 102001BASEFRONTCOVER |  | A Class |  |  | I-Inventory | FG-Finish Good | R | Spares | Dental Chair-Spares | Dental Equiment | Main Location | 90330000 |  | FIFO | Power Keen | [8 empty] | 0 | 0 | 0 | 1 | 0 | 0 | [7 empty] | 1 |  | CHC SPARE -POWERKEEN BASE FRONT COVER
IM03808 | Dental Chair Spares-Power Keen- Powerkeen Base Lower Right Side Cover | 102001BASELOWERRSIDECOVER |  | A Class |  |  | I-Inventory | FG-Finish Good | R | Spares | Dental Chair-Spares | Dental Equiment | Main Location | 90330000 |  | FIFO | Power Keen | [8 empty] | 0 | 0 | 0 | 1 | 0 | 0 | [7 empty] | 1 |  | CHC SPARE- POWERKEEN BASE LOWER RIGHT SIDE COVER
IM03809 | Dental Chair Spares-Power Keen-Powerkeen Chair Floor Base Back Cover(Gray) | 102001FLOORBASEGRAY |  | A Class |  |  | I-Inventory | FG-Finish Good | R | Spares | Dental Chair-Spares | Dental Equiment | Main Location | 90330000 |  | FIFO | Power Keen | [8 empty] | 0 | 0 | 0 | 1 | 0 | 0 | [7 empty] | 1 |  | CHC SPARE -POWERKEEN CHAIR FLOOR BASE BACK COVER(GRAY)
IM03810 | Dental Chair Spares-Power Keen-Powerkeen Chair Main PCB | 102001MAINPCB |  | A Class |  |  | I-Inventory | FG-Finish Good | R | Spares | Dental Chair-Spares | Dental Equiment | Main Location | 90330000 |  | FIFO | Power Keen | [8 empty] | 0 | 0 | 0 | 1 | 0 | 0 | [7 empty] | 1 |  | CHC SPARE -POWERKEEN CHAIR MAIN PCB
IM03811 | Dental Chair Spares-Power Keen-Powerkeen Delivery Unit Lower Body | 102001DULOWERBODY |  | A Class |  |  | I-Inventory | FG-Finish Good | R | Spares | Dental Chair-Spares | Dental Equiment | Main Location | 90330000 |  | FIFO | Power Keen | [8 empty] | 0 | 0 | 0 | 1 | 0 | 0 | [7 empty] | 1 |  | CHC SPARE -POWERKEEN DELIVERY UNIT LOWER BODY
IM03812 | Dental Chair Spares-Power Keen- Powerkeen Holder Box | 102001HOLDERBOX |  | A Class |  |  | I-Inventory | FG-Finish Good | R | Spares | Dental Chair-Spares | Dental Equiment | Main Location | 90330000 |  | FIFO | Power Keen | [8 empty] | 0 | 0 | 0 | 1 | 0 | 0 | [7 empty] | 1 |  | CHC SPARE- POWERKEEN HOLDER BOX
IM03813 | Dental Chair Spares-Power Keen- Powerkeen Holder Box Gray Color | 102001GRAYHOLDERBOX |  | A Class |  |  | I-Inventory | FG-Finish Good | R | Spares | Dental Chair-Spares | Dental Equiment | Main Location | 90330000 |  | FIFO | Power Keen | [8 empty] | 0 | 0 | 0 | 1 | 0 | 0 | [7 empty] | 1 |  | CHC SPARE- POWERKEEN HOLDER BOX GRAY COLOR
IM03814 | Dental Chair Spares-Power Keen- Powerkeen Led Light Handle Cover | 102001LLIGHTHANDLECOVER |  | A Class |  |  | I-Inventory | FG-Finish Good | R | Spares | Dental Chair-Spares | Dental Equiment | Main Location | 90330000 |  | FIFO | Power Keen | [8 empty] | 0 | 0 | 0 | 1 | 0 | 0 | [7 empty] | 1 |  | CHC SPARE- POWERKEEN LED LIGHT HANDLE COVER
IM03815 | Dental Chair Spares-Power Keen- Powerkeen Led Light Sensor | 102001LEDLIGHTSENSOR |  | A Class |  |  | I-Inventory | FG-Finish Good | R | Spares | Dental Chair-Spares | Dental Equiment | Main Location | 90330000 |  | FIFO | Power Keen | [8 empty] | 0 | 0 | 0 | 1 | 0 | 0 | [7 empty] | 1 |  | CHC SPARE- POWERKEEN LED LIGHT SENSOR
IM03816 | Dental Chair Spares-Power Keen- Powerkeen Left Hand Rest Arm | 102001LEFTHANDRESTARM |  | A Class |  |  | I-Inventory | FG-Finish Good | R | Spares | Dental Chair-Spares | Dental Equiment | Main Location | 90330000 |  | FIFO | Power Keen | [8 empty] | 0 | 0 | 0 | 1 | 0 | 0 | [7 empty] | 1 |  | CHC SPARE- POWERKEEN LEFT HAND REST ARM
IM03817 | Dental Chair Spares-Power Keen-Powerkeen Light Arm | 102001LIGHTARM |  | A Class |  |  | I-Inventory | FG-Finish Good | R | Spares | Dental Chair-Spares | Dental Equiment | Main Location | 90330000 |  | FIFO | Power Keen | [8 empty] | 0 | 0 | 0 | 1 | 0 | 0 | [7 empty] | 1 |  | CHC SPARE -POWERKEEN LIGHT ARM
IM03818 | Dental Chair Spares-Power Keen- Powerkeen New Led Light Reflector Glass | 102001LEDLIGHTREFLGLASS |  | A Class |  |  | I-Inventory | FG-Finish Good | C | Spares | Dental Chair-Spares | Dental Equiment | Main Location | 90330000 |  | FIFO | Power Keen | [8 empty] | 0 | 0 | 0 | 1 | 0 | 0 | [7 empty] | 1 |  | CHC SPARE- POWERKEEN NEW LED LIGHT REFLECTOR GLASS
IM03819 | Dental Chair Spares-Power Keen- Powerkeen New Reflector Glass | 102001REFLECTORGLASS |  | A Class |  |  | I-Inventory | FG-Finish Good | C | Spares | Dental Chair-Spares | Dental Equiment | Main Location | 90330000 |  | FIFO | Power Keen | [8 empty] | 0 | 0 | 0 | 1 | 0 | 0 | [7 empty] | 1 |  | CHC SPARE- POWERKEEN NEW REFLECTOR GLASS
IM03820 | Dental Chair Spares-Power Keen- Powerkeen O Ring | 102001ORING |  | A Class |  |  | I-Inventory | FG-Finish Good | C | Spares | Dental Chair-Spares | Dental Equiment | Main Location | 90330000 |  | FIFO | Power Keen | [8 empty] | 0 | 0 | 0 | 1 | 0 | 0 | [7 empty] | 1 |  | CHC SPARE- POWERKEEN O RING
IM03821 | Dental Chair Spares-Power Keen- Powerkeen Tubing Cap | 102001TUBINGCAP |  | A Class |  |  | I-Inventory | FG-Finish Good | C | Spares | Dental Chair-Spares | Dental Equiment | Main Location | 90330000 |  | FIFO | Power Keen | [8 empty] | 0 | 0 | 0 | 1 | 0 | 0 | [7 empty] | 1 |  | CHC SPARE- POWERKEEN TUBING CAP
IM03822 | Dental Chair Spares-Power Keen-Scaler T- Joint | 102001TJOINT |  | A Class |  |  | I-Inventory | FG-Finish Good | C | Spares | Dental Chair-Spares | Dental Equiment | Main Location | 90330000 |  | FIFO | Power Keen | [8 empty] | 0 | 0 | 0 | 1 | 0 | 0 | [7 empty] | 1 |  | CHC SPARE -SCALER T- JOINT
IM03823 | Dental Chair Spares-Power Keen-Water Heater | 102001WATERHEATER |  | A Class |  |  | I-Inventory | FG-Finish Good | R | Spares | Dental Chair-Spares | Dental Equiment | Main Location | 90330000 |  | FIFO | Power Keen | [5 empty] | .. |  |  | 0 | 0 | 0 | 1 | 0 | 0 | [7 empty] | 1 |  | CHC SPARE -WATER HEATER
IM03824 | Dental Chair Spares-Power Keen-Water Unit PCB | 102001WUPCB |  | A Class |  |  | I-Inventory | FG-Finish Good | R | Spares | Dental Chair-Spares | Dental Equiment | Main Location | 90330000 |  | FIFO | Power Keen | [8 empty] | 0 | 0 | 0 | 1 | 0 | 0 | [7 empty] | 1 |  | CHC SPARE WATER UNIT PCB
IM03825 | Dental Chair Spares-Power Keen-Air And Water Distributor Rs-118 | 102001DISTRIBUTOR |  | A Class |  |  | I-Inventory | FG-Finish Good | C | Spares | Dental Chair-Spares | Dental Equiment | Main Location | 90330000 |  | FIFO | Power Keen | [8 empty] | 0 | 0 | 0 | 1 | 0 | 0 | [7 empty] | 1 |  | CHC SPARE-AIR And WATER DISTRIBUTOR RS-118
IM03826 | Dental Chair Spares-Power Keen-Air On Off Switch | 102001AIRONOFFSWITCH |  | A Class |  |  | I-Inventory | FG-Finish Good | C | Spares | Dental Chair-Spares | Dental Equiment | Main Location | 90330000 |  | FIFO | Power Keen | [8 empty] | 0 | 0 | 0 | 1 | 0 | 0 | [7 empty] | 1 |  | CHC SPARE-AIR ON OFF SWITCH
IM03827 | Dental Chair Spares-Power Keen-Arm Lock Switch Rs-111 | 102001ARMLOCKSWITCH |  | A Class |  |  | I-Inventory | FG-Finish Good | C | Spares | Dental Chair-Spares | Dental Equiment | Main Location | 90330000 |  | FIFO | Power Keen | [8 empty] | 0 | 0 | 0 | 1 | 0 | 0 | [7 empty] | 1 |  | CHC SPARE-ARM LOCK SWITCH RS-111
IM03828 | Dental Chair Spares-Power Keen-Assistance Side Arm Lock | 102001ASSSIDELOCK |  | A Class |  |  | I-Inventory | FG-Finish Good | R | Spares | Dental Chair-Spares | Dental Equiment | Main Location | 90330000 |  | FIFO | Power Keen | [8 empty] | 0 | 0 | 0 | 1 | 0 | 0 | [7 empty] | 1 |  | CHC SPARE-ASSISTANCE SIDE ARM LOCK
IM03829 | Dental Chair Spares-Power Keen-Assistant Side Water Unit Suction Switch Rs-102 | 102001SUCTIOSWITCH |  | A Class |  |  | I-Inventory | FG-Finish Good | C | Spares | Dental Chair-Spares | Dental Equiment | Main Location | 90330000 |  | FIFO | Power Keen | [8 empty] | 0 | 0 | 0 | 1 | 0 | 0 | [7 empty] | 1 |  | CHC SPARE-ASSISTANT SIDE WATER UNIT SUCTION SWITCH RS-102
IM03830 | Dental Chair Spares-Power Keen-Backrest Of Dental Stool Rs-57 | 102001BACKRESTSTOOL |  | A Class |  |  | I-Inventory | FG-Finish Good | R | Spares | Dental Chair-Spares | Dental Equiment | Main Location | 90330000 |  | FIFO | Power Keen | [8 empty] | 0 | 0 | 0 | 1 | 0 | 0 | [7 empty] | 1 |  | CHC SPARE-BACKREST OF DENTAL STOOL RS-57
IM03831 | Dental Chair Spares-Power Keen-Bottle Cover | 102001BOTTLECOVER |  | A Class |  |  | I-Inventory | FG-Finish Good | C | Spares | Dental Chair-Spares | Dental Equiment | Main Location | 90330000 |  | FIFO | Power Keen | [8 empty] | 0 | 0 | 0 | 1 | 0 | 0 | [7 empty] | 1 |  | CHC SPARE-BOTTLE COVER
IM03832 | Dental Chair Spares-Power Keen-Bottle Holder Nozzle Rs-123 | 102001BOTTLEHOLDERNOZZRS123 |  | A Class |  |  | I-Inventory | FG-Finish Good | C | Spares | Dental Chair-Spares | Dental Equiment | Main Location | 90330000 |  | FIFO | Power Keen | [8 empty] | 0 | 0 | 0 | 1 | 0 | 0 | [7 empty] | 1 |  | CHC SPARE-BOTTLE HOLDER NOZZLE RS-123
IM03833 | Dental Chair Spares-Power Keen-Bottle Holder Rs-027 | 102001BOTTLEHOLDER |  | A Class |  |  | I-Inventory | FG-Finish Good | C | Spares | Dental Chair-Spares | Dental Equiment | Main Location | 90330000 |  | FIFO | Power Keen | [8 empty] | 0 | 0 | 0 | 1 | 0 | 0 | [7 empty] | 1 |  | CHC SPARE-BOTTLE HOLDER RS-027
IM03834 | Dental Chair Spares-Power Keen-Chair Motor Rs-400 | 102001CHAIRMOTOR |  | A Class |  |  | I-Inventory | FG-Finish Good | R | Spares | Dental Chair-Spares | Dental Equiment | Main Location | 90330000 |  | FIFO | Power Keen | [8 empty] | 0 | 0 | 0 | 1 | 0 | 0 | [7 empty] | 1 |  | CHC SPARE-CHAIR MOTOR RS-400
IM03835 | Dental Chair Spares-Power Keen-Chinese Chair Headrest Cover | 102001CHINESEHEADRESTCOVER |  | A Class |  |  | I-Inventory | FG-Finish Good | R | Spares | Dental Chair-Spares | Dental Equiment | Main Location | 90330000 |  | FIFO | Power Keen | [8 empty] | 0 | 0 | 0 | 1 | 0 | 0 | [7 empty] | 1 |  | CHC SPARE-CHINESE CHAIR HEADREST COVER
IM03836 | Dental Chair Spares-Power Keen-Delivery Unit Foot Control | 102001DUFOOTCONTROL |  | A Class |  |  | I-Inventory | FG-Finish Good | R | Spares | Dental Chair-Spares | Dental Equiment | Main Location | 90330000 |  | FIFO | Power Keen | [8 empty] | 0 | 0 | 0 | 1 | 0 | 0 | [7 empty] | 1 |  | CHC SPARE-DELIVERY UNIT FOOT CONTROL
IM03837 | Dental Chair Spares-Power Keen-Glass Spitoon | 102001GLASSSPITOON |  | A Class |  |  | I-Inventory | FG-Finish Good | C | Spares | Dental Chair-Spares | Dental Equiment | Main Location | 90330000 |  | FIFO | Power Keen | [8 empty] | 0 | 0 | 0 | 1 | 0 | 0 | [7 empty] | 1 |  | CHC SPARE-GLASS SPITOON
IM03838 | Dental Chair Spares-Power Keen-Halogen Light Reflector Cover Ring | 102001LIGHTREFLRING |  | A Class |  |  | I-Inventory | FG-Finish Good | R | Spares | Dental Chair-Spares | Dental Equiment | Main Location | 90330000 |  | FIFO | Power Keen | [8 empty] | 0 | 0 | 0 | 1 | 0 | 0 | [7 empty] | 1 |  | CHC SPARE-HALOGEN LIGHT REFLECTOR COVER RING
IM03839 | Dental Chair Spares-Power Keen-High Suction Cannula Tip | 102001HIGHSUCYIONCAANNULATIP |  | A Class |  |  | I-Inventory | FG-Finish Good | C | Spares | Dental Chair-Spares | Dental Equiment | Main Location | 90330000 |  | FIFO | Power Keen | [8 empty] | 0 | 0 | 0 | 1 | 0 | 0 | [7 empty] | 1 |  | CHC SPARE-HIGH SUCTION CANNULA TIP
IM03840 | Dental Chair Spares-Power Keen-Holder Box Handle | 102001HOLDERBOXHANDLE |  | A Class |  |  | I-Inventory | FG-Finish Good | R | Spares | Dental Chair-Spares | Dental Equiment | Main Location | 90330000 |  | FIFO | Power Keen | [8 empty] | 0 | 0 | 0 | 1 | 0 | 0 | [7 empty] | 1 |  | CHC SPARE-HOLDER BOX HANDLE
IM03841 | Dental Chair Spares-Power Keen-Holder Box Valve | 102001HOLDERBOXVALVE |  | A Class |  |  | I-Inventory | FG-Finish Good | R | Spares | Dental Chair-Spares | Dental Equiment | Main Location | 90330000 |  | FIFO | Power Keen | [8 empty] | 0 | 0 | 0 | 1 | 0 | 0 | [7 empty] | 1 |  | CHC SPARE-HOLDER BOX VALVE
IM03842 | Dental Chair Spares-Power Keen-Light Head Handle Side Cap | 102001HANDLESIDECAP |  | A Class |  |  | I-Inventory | FG-Finish Good | C | Spares | Dental Chair-Spares | Dental Equiment | Main Location | 90330000 |  | FIFO | Power Keen | [8 empty] | 0 | 0 | 0 | 1 | 0 | 0 | [7 empty] | 1 |  | CHC SPARE-LIGHT HEAD HANDLE SIDE CAP
IM03843 | Dental Chair Spares-Power Keen-Low Suction Valve | 102001LOWSUCTIONVALVE |  | A Class |  |  | I-Inventory | FG-Finish Good | R | Spares | Dental Chair-Spares | Dental Equiment | Main Location | 90330000 |  | FIFO | Power Keen | [8 empty] | 0 | 0 | 0 | 1 | 0 | 0 | [7 empty] | 1 |  | CHC SPARE-LOW SUCTION VALVE
IM03844 | Dental Chair Spares-Power Keen-New Powerkeen Delivery Unit Lower Cover | 102001DULOWERCOVER |  | A Class |  |  | I-Inventory | FG-Finish Good | R | Spares | Dental Chair-Spares | Dental Equiment | Main Location | 90330000 |  | FIFO | Power Keen | [8 empty] | 0 | 0 | 0 | 1 | 0 | 0 | [7 empty] | 1 |  | CHC SPARE-NEW POWERKEEN DELIVERY UNIT LOWER COVER
IM03845 | Dental Chair Spares-Power Keen-New Powerkeen Delivery Unit Upper Cover | 102001DUUPPERCOVER |  | A Class |  |  | I-Inventory | FG-Finish Good | R | Spares | Dental Chair-Spares | Dental Equiment | Main Location | 90330000 |  | FIFO | Power Keen | [8 empty] | 0 | 0 | 0 | 1 | 0 | 0 | [7 empty] | 1 |  | CHC SPARE-NEW POWERKEEN DELIVERY UNIT UPPER COVER
IM03846 | Dental Chair Spares-Power Keen-Orange Colour Dentist Asst. Chair Seat Upholstery | 102037STOOLUPHOLORANGE |  | A Class |  |  | I-Inventory | FG-Finish Good | R | Spares | Dental Chair-Spares | Dental Equiment | Main Location | 90330000 |  | FIFO | Power Keen | [8 empty] | 0 | 0 | 0 | 1 | 0 | 0 | [7 empty] | 1 |  | CHC SPARE-ORANGE COLOUR DENTIST ASST. CHAIR SEAT UPHOLSTERY
IM03847 | Dental Chair Spares-Power Keen-Power Keen Backrest Support | 102001BACKRESTSUPPORT |  | A Class |  |  | I-Inventory | FG-Finish Good | R | Spares | Dental Chair-Spares | Dental Equiment | Main Location | 90330000 |  | FIFO | Power Keen | [8 empty] | 0 | 0 | 0 | 1 | 0 | 0 | [7 empty] | 1 |  | CHC SPARE-POWER KEEN BACKREST SUPPORT
IM03848 | Dental Chair Spares-Power Keen-Power Keen Complete Assistant Water Unit | 102001WUASSISTANT |  | A Class |  |  | I-Inventory | FG-Finish Good | R | Spares | Dental Chair-Spares | Dental Equiment | Main Location | 90330000 |  | FIFO | Power Keen | [8 empty] | 0 | 0 | 0 | 1 | 0 | 0 | [7 empty] | 1 |  | CHC SPARE-POWER KEEN COMPLETE ASSISTANT WATER UNIT
IM03849 | Dental Chair Spares-Power Keen-Power Keen Complete Halogen Light | 102001HALOGENLIGHT |  | A Class |  |  | I-Inventory | FG-Finish Good | R | Spares | Dental Chair-Spares | Dental Equiment | Main Location | 90330000 |  | FIFO | Power Keen | [5 empty] | .. |  |  | 0 | 0 | 0 | 1 | 0 | 0 | [7 empty] | 1 |  | CHC SPARE-POWER KEEN COMPLETE HALOGEN LIGHT
IM03850 | Dental Chair Spares-Power Keen-Power Keen Complete Sensor Light With PCB | 102001COMPLETELIGHTWPCB |  | A Class |  |  | I-Inventory | FG-Finish Good | R | Spares | Dental Chair-Spares | Dental Equiment | Main Location | 90330000 |  | FIFO | Power Keen | [8 empty] | 0 | 0 | 0 | 1 | 0 | 0 | [7 empty] | 1 |  | CHC SPARE-POWER KEEN COMPLETE SENSOR LIGHT WITH PCB
IM03851 | Dental Chair Spares-Power Keen-Power Keen Complete Spitoon Unit | 102001COMPLETESPITOONUNIT |  | A Class |  |  | I-Inventory | FG-Finish Good | R | Spares | Dental Chair-Spares | Dental Equiment | Main Location | 90330000 |  | FIFO | Power Keen | [8 empty] | 0 | 0 | 0 | 1 | 0 | 0 | [7 empty] | 1 |  | CHC SPARE-POWER KEEN COMPLETE SPITOON UNIT
IM03852 | Dental Chair Spares-Power Keen-Power Keen Complete Spitoon Unit Without Connector | 102001SPITWOCONN |  | A Class |  |  | I-Inventory | FG-Finish Good | R | Spares | Dental Chair-Spares | Dental Equiment | Main Location | 90330000 |  | FIFO | Power Keen | [8 empty] | 0 | 0 | 0 | 1 | 0 | 0 | [7 empty] | 1 |  | CHC SPARE-POWER KEEN COMPLETE SPITOON UNIT WITHOUT CONNECTOR
IM03853 | Dental Chair Spares-Power Keen-Power Keen High Suction Cannula | 102001HIGHSUCTIONCANNULA |  | A Class |  |  | I-Inventory | FG-Finish Good | C | Spares | Dental Chair-Spares | Dental Equiment | Main Location | 90330000 |  | FIFO | Power Keen | [8 empty] | 0 | 0 | 0 | 1 | 0 | 0 | [7 empty] | 1 |  | CHC SPARE-POWER KEEN HIGH SUCTION CANNULA
IM03854 | Dental Chair Spares-Power Keen-Power Keen Pure Water Bottle-Rs-026 | 102001RS026 |  | A Class |  |  | I-Inventory | FG-Finish Good | C | Spares | Dental Chair-Spares | Dental Equiment | Main Location | 90330000 |  | FIFO | Power Keen | [8 empty] | 0 | 0 | 0 | 1 | 0 | 0 | [7 empty] | 1 |  | CHC SPARE-POWER KEEN PURE WATER BOTTLE-RS-026
IM03855 | Dental Chair Spares-Power Keen-Power Keen Spitton Nozzle Connector | 102001SPITNOZZCONN |  | A Class |  |  | I-Inventory | FG-Finish Good | C | Spares | Dental Chair-Spares | Dental Equiment | Main Location | 90330000 |  | FIFO | Power Keen | [8 empty] | 0 | 0 | 0 | 1 | 0 | 0 | [7 empty] | 1 |  | CHC SPARE-POWER KEEN SPITTON NOZZLE CONNECTOR
IM03856 | Dental Chair Spares-Power Keen-Power Keen-Ceramic Spitoon | 102001CERAMICSPITOON |  | A Class |  |  | I-Inventory | FG-Finish Good | R | Spares | Dental Chair-Spares | Dental Equiment | Main Location | 90330000 |  | FIFO | Power Keen | [8 empty] | 0 | 0 | 0 | 1 | 0 | 0 | [7 empty] | 1 |  | CHC SPARE-POWER KEEN-CERAMIC SPITOON
IM03857 | Dental Chair Spares-Power Keen- 3 Way Plunzer | 1020013WAYPLUNZER |  | A Class |  |  | I-Inventory | FG-Finish Good | C | Spares | Dental Chair-Spares | Dental Equiment | Main Location | 90330000 |  | FIFO | Power Keen | [8 empty] | 0 | 0 | 0 | 1 | 0 | 0 | [7 empty] | 1 |  | CHC SPARE-POWERKEEN 3 WAY PLUNZER
IM03858 | Dental Chair Spares-Power Keen- 3 Way Plunzer Spring | 1020013WAYPLUNZERSPRING |  | A Class |  |  | I-Inventory | FG-Finish Good | C | Spares | Dental Chair-Spares | Dental Equiment | Main Location | 90330000 |  | FIFO | Power Keen | [8 empty] | 0 | 0 | 0 | 1 | 0 | 0 | [7 empty] | 1 |  | CHC SPARE-POWERKEEN 3 WAY PLUNZER SPRING
IM03859 | Dental Chair Spares-Power Keen- Apple Green Dentist Asst. Chair Seat Uphol | 102037STOOLSEATUPHOLAPPLEGREEN |  | A Class |  |  | I-Inventory | FG-Finish Good | R | Spares | Dental Chair-Spares | Dental Equiment | Main Location | 90330000 |  | FIFO | Power Keen | [8 empty] | 0 | 0 | 0 | 1 | 0 | 0 | [7 empty] | 1 |  | CHC SPARE-POWERKEEN APPLE GREEN DENTIST ASST. CHAIR SEAT UPHOL
IM03860 | Dental Chair Spares-Power Keen- Apple Green Headrest Upholstery | 102001HEADRESTUPHOLAPPLEGREEN |  | A Class |  |  | I-Inventory | FG-Finish Good | R | Spares | Dental Chair-Spares | Dental Equiment | Main Location | 90330000 |  | FIFO | Power Keen | [8 empty] | 0 | 0 | 0 | 1 | 0 | 0 | [7 empty] | 1 |  | CHC SPARE-POWERKEEN APPLE GREEN HEADREST UPHOLSTERY
IM03861 | Dental Chair Spares-Power Keen- Apple Green Seat Upholstery | 102001SEATUPHOLAPPLEGREEN |  | A Class |  |  | I-Inventory | FG-Finish Good | R | Spares | Dental Chair-Spares | Dental Equiment | Main Location | 90330000 |  | FIFO | Power Keen | [8 empty] | 0 | 0 | 0 | 1 | 0 | 0 | [7 empty] | 1 |  | CHC SPARE-POWERKEEN APPLE GREEN SEAT UPHOLSTERY
IM03862 | Dental Chair Spares-Power Keen- Arm Rest | 102001ARMREST |  | A Class |  |  | I-Inventory | FG-Finish Good | R | Spares | Dental Chair-Spares | Dental Equiment | Main Location | 90330000 |  | FIFO | Power Keen | [8 empty] | 0 | 0 | 0 | 1 | 0 | 0 | [7 empty] | 1 |  | CHC SPARE-POWERKEEN ARM REST
IM03863 | Dental Chair Spares-Power Keen- Assistance Side Water Unit Sticker | 102001ASSSIDEWUSTICKER |  | A Class |  |  | I-Inventory | FG-Finish Good | C | Spares | Dental Chair-Spares | Dental Equiment | Main Location | 90330000 |  | FIFO | Power Keen | [8 empty] | 0 | 0 | 0 | 1 | 0 | 0 | [7 empty] | 1 |  | CHC SPARE-POWERKEEN ASSISTANCE SIDE WATER UNIT STICKER
IM03864 | Dental Chair Spares-Power Keen- Assistance Water Unit Lower Cover | 102001ASSWATERUNITLCOVER |  | A Class |  |  | I-Inventory | FG-Finish Good | R | Spares | Dental Chair-Spares | Dental Equiment | Main Location | 90330000 |  | FIFO | Power Keen | [8 empty] | 0 | 0 | 0 | 1 | 0 | 0 | [7 empty] | 1 |  | CHC SPARE-POWERKEEN ASSISTANCE WATER UNIT LOWER COVER
IM03865 | Dental Chair Spares-Power Keen- Assistance Water Unit Upper Cover | 102001ASSWATERUNITUCOVER |  | A Class |  |  | I-Inventory | FG-Finish Good | R | Spares | Dental Chair-Spares | Dental Equiment | Main Location | 90330000 |  | FIFO | Power Keen | [8 empty] | 0 | 0 | 0 | 1 | 0 | 0 | [7 empty] | 1 |  | CHC SPARE-POWERKEEN ASSISTANCE WATER UNIT UPPER COVER
IM03866 | Dental Chair Spares-Power Keen- Assistant Arm Locking Bush | 102001ARMLOCKBUSH |  | A Class |  |  | I-Inventory | FG-Finish Good | C | Spares | Dental Chair-Spares | Dental Equiment | Main Location | 90330000 |  | FIFO | Power Keen | [8 empty] | 0 | 0 | 0 | 1 | 0 | 0 | [7 empty] | 1 |  | CHC SPARE-POWERKEEN ASSISTANT ARM LOCKING BUSH
IM03867 | Dental Chair Spares-Power Keen- Assistant Arm Locking Pin | 102001ASSARMLOCKINGPIN |  | A Class |  |  | I-Inventory | FG-Finish Good | R | Spares | Dental Chair-Spares | Dental Equiment | Main Location | 90330000 |  | FIFO | Power Keen | [8 empty] | 0 | 0 | 0 | 1 | 0 | 0 | [7 empty] | 1 |  | CHC SPARE-POWERKEEN ASSISTANT ARM LOCKING PIN
IM03868 | Dental Chair Spares-Power Keen- Assistant Side PCB | 102001ASSSIDEPCB |  | A Class |  |  | I-Inventory | FG-Finish Good | R | Spares | Dental Chair-Spares | Dental Equiment | Main Location | 90330000 |  | FIFO | Power Keen | [8 empty] | 0 | 0 | 0 | 1 | 0 | 0 | [7 empty] | 1 |  | CHC SPARE-POWERKEEN ASSISTANT SIDE PCB
IM03869 | Dental Chair Spares-Power Keen- Assistant Side PCB Version-2 | 102001ASSIDEPCBV2 |  | A Class |  |  | I-Inventory | FG-Finish Good | R | Spares | Dental Chair-Spares | Dental Equiment | Main Location | 90330000 |  | FIFO | Power Keen | [8 empty] | 0 | 0 | 0 | 1 | 0 | 0 | [7 empty] | 1 |  | CHC SPARE-POWERKEEN ASSISTANT SIDE PCB VERSION-2
IM03870 | Dental Chair Spares-Power Keen- Base Lower Left Side Cover | 102001BASELOWERLSIDECOVER |  | A Class |  |  | I-Inventory | FG-Finish Good | R | Spares | Dental Chair-Spares | Dental Equiment | Main Location | 90330000 |  | FIFO | Power Keen | [8 empty] | 0 | 0 | 0 | 1 | 0 | 0 | [7 empty] | 1 |  | CHC SPARE-POWERKEEN BASE LOWER LEFT SIDE COVER
IM03871 | Dental Chair Spares-Power Keen- Big Big Adopter Rs-101-8 | 102001RS1018 |  | A Class |  |  | I-Inventory | FG-Finish Good | R | Spares | Dental Chair-Spares | Dental Equiment | Main Location | 90330000 |  | FIFO | Power Keen | [8 empty] | 0 | 0 | 0 | 1 | 0 | 0 | [7 empty] | 1 |  | CHC SPARE-POWERKEEN BIG BIG ADOPTER RS-101-8
IM03872 | Dental Chair Spares-Power Keen- Blowing Valve Rs-119 | 102001RS119 |  | A Class |  |  | I-Inventory | FG-Finish Good | R | Spares | Dental Chair-Spares | Dental Equiment | Main Location | 90330000 |  | FIFO | Power Keen | [8 empty] | 0 | 0 | 0 | 1 | 0 | 0 | [7 empty] | 1 |  | CHC SPARE-POWERKEEN BLOWING VALVE RS-119
IM03873 | Dental Chair Spares-Power Keen- Chair Backrest Apple Green Upholstery | 102001BACKRESTUPPAPPLEGREEN |  | A Class |  |  | I-Inventory | FG-Finish Good | R | Spares | Dental Chair-Spares | Dental Equiment | Main Location | 90330000 |  | FIFO | Power Keen | [8 empty] | 0 | 0 | 0 | 1 | 0 | 0 | [7 empty] | 1 |  | CHC SPARE-POWERKEEN CHAIR BACKREST APPLE GREEN UPHOLSTERY
IM03874 | Dental Chair Spares-Power Keen- Chair Backrest Motor | 102001BACKRESTMOTOR |  | A Class |  |  | I-Inventory | FG-Finish Good | R | Spares | Dental Chair-Spares | Dental Equiment | Main Location | 90330000 |  | FIFO | Power Keen | [8 empty] | 0 | 0 | 0 | 1 | 0 | 0 | [7 empty] | 1 |  | CHC SPARE-POWERKEEN CHAIR BACKREST MOTOR
IM03875 | Dental Chair Spares-Power Keen- Chair Backrest Sky Blue Upholstery | 102001BACKRESTSKYBLUEUPHOL |  | A Class |  |  | I-Inventory | FG-Finish Good | R | Spares | Dental Chair-Spares | Dental Equiment | Main Location | 90330000 |  | FIFO | Power Keen | [8 empty] | 0 | 0 | 0 | 1 | 0 | 0 | [7 empty] | 1 |  | CHC SPARE-POWERKEEN CHAIR BACKREST SKY BLUE UPHOLSTERY
IM03876 | Dental Chair Spares-Power Keen- Chair Base Front Clip Guard Frame | 102001FRONTCLIP |  | A Class |  |  | I-Inventory | FG-Finish Good | R | Spares | Dental Chair-Spares | Dental Equiment | Main Location | 90330000 |  | FIFO | Power Keen | [8 empty] | 0 | 0 | 0 | 1 | 0 | 0 | [7 empty] | 1 |  | CHC SPARE-POWERKEEN CHAIR BASE FRONT CLIP GUARD FRAME
IM03877 | Dental Chair Spares-Power Keen- Chair Delivery Unit PCB Version-2 | 102001DUPCBV2 |  | A Class |  |  | I-Inventory | FG-Finish Good | R | Spares | Dental Chair-Spares | Dental Equiment | Main Location | 90330000 |  | FIFO | Power Keen | [8 empty] | 0 | 0 | 0 | 1 | 0 | 0 | [7 empty] | 1 |  | CHC SPARE-POWERKEEN CHAIR DELIVERY UNIT PCB VERSION-2
IM03878 | Dental Chair Spares-Power Keen- Chair Gray Backrest Upholstery | 102001BKRGRAYUPHOL |  | A Class |  |  | I-Inventory | FG-Finish Good | R | Spares | Dental Chair-Spares | Dental Equiment | Main Location | 90330000 |  | FIFO | Power Keen | [8 empty] | 0 | 0 | 0 | 1 | 0 | 0 | [7 empty] | 1 |  | CHC SPARE-POWERKEEN CHAIR GRAY BACKREST UPHOLSTERY
IM03879 | Dental Chair Spares-Power Keen- Chair Gray Headrest Upholstery | 102001CHUPHDRUPHOL |  | A Class |  |  | I-Inventory | FG-Finish Good | R | Spares | Dental Chair-Spares | Dental Equiment | Main Location | 90330000 |  | FIFO | Power Keen | [8 empty] | 0 | 0 | 0 | 1 | 0 | 0 | [7 empty] | 1 |  | CHC SPARE-POWERKEEN CHAIR GRAY HEADREST UPHOLSTERY
IM03880 | Dental Chair Spares-Power Keen- Chair Gray Seat Upholstery | 102001CHUPGRAYUPHOL |  | A Class |  |  | I-Inventory | FG-Finish Good | R | Spares | Dental Chair-Spares | Dental Equiment | Main Location | 90330000 |  | FIFO | Power Keen | [8 empty] | 0 | 0 | 0 | 1 | 0 | 0 | [7 empty] | 1 |  | CHC SPARE-POWERKEEN CHAIR GRAY SEAT UPHOLSTERY
IM03881 | Dental Chair Spares-Power Keen- Chair Headrest Red Upholstery | 102001HEADRESTREDUPHOL |  | A Class |  |  | I-Inventory | FG-Finish Good | R | Spares | Dental Chair-Spares | Dental Equiment | Main Location | 90330000 |  | FIFO | Power Keen | [5 empty] | .. |  |  | 0 | 0 | 0 | 1 | 0 | 0 | [7 empty] | 1 |  | CHC SPARE-POWERKEEN CHAIR HEADREST RED UPHOLSTERY
IM03882 | Dental Chair Spares-Power Keen- Chair Main PCB Version-2 | 102001MAINPCBV2 |  | A Class |  |  | I-Inventory | FG-Finish Good | R | Spares | Dental Chair-Spares | Dental Equiment | Main Location | 90330000 |  | FIFO | Power Keen | [8 empty] | 0 | 0 | 0 | 1 | 0 | 0 | [7 empty] | 1 |  | CHC SPARE-POWERKEEN CHAIR MAIN PCB VERSION-2
IM03883 | Dental Chair Spares-Power Keen- Chair Motor Lid | 102001MOTORLID |  | A Class |  |  | I-Inventory | FG-Finish Good | R | Spares | Dental Chair-Spares | Dental Equiment | Main Location | 90330000 |  | FIFO | Power Keen | [8 empty] | 0 | 0 | 0 | 1 | 0 | 0 | [7 empty] | 1 |  | CHC SPARE-POWERKEEN CHAIR MOTOR LID
IM03884 | Dental Chair Spares-Power Keen- Chair Red Backrest Upholstery | 102001BACKRESTUPHOLRED |  | A Class |  |  | I-Inventory | FG-Finish Good | R | Spares | Dental Chair-Spares | Dental Equiment | Main Location | 90330000 |  | FIFO | Power Keen | [8 empty] | 0 | 0 | 0 | 1 | 0 | 0 | [7 empty] | 1 |  | CHC SPARE-POWERKEEN CHAIR RED BACKREST UPHOLSTERY
IM03885 | Dental Chair Spares-Power Keen- Chair Red Seat Upholstery | 102001REDCHSEATUP |  | A Class |  |  | I-Inventory | FG-Finish Good | R | Spares | Dental Chair-Spares | Dental Equiment | Main Location | 90330000 |  | FIFO | Power Keen | [8 empty] | 0 | 0 | 0 | 1 | 0 | 0 | [7 empty] | 1 |  | CHC SPARE-POWERKEEN CHAIR RED SEAT UPHOLSTERY
IM03886 | Dental Chair Spares-Power Keen- Chair Water Unit PCB Version -2 | 102001WUPCBV2 |  | A Class |  |  | I-Inventory | FG-Finish Good | R | Spares | Dental Chair-Spares | Dental Equiment | Main Location | 90330000 |  | FIFO | Power Keen | [8 empty] | 0 | 0 | 0 | 1 | 0 | 0 | [7 empty] | 1 |  | CHC SPARE-POWERKEEN CHAIR WATER UNIT PCB VERSION -2
IM03887 | Dental Chair Spares-Power Keen- Delivery Unit Arm | 102001DUARM |  | A Class |  |  | I-Inventory | FG-Finish Good | R | Spares | Dental Chair-Spares | Dental Equiment | Main Location | 90330000 |  | FIFO | Power Keen | [8 empty] | 0 | 0 | 0 | 1 | 0 | 0 | [7 empty] | 1 |  | CHC SPARE-POWERKEEN DELIVERY UNIT ARM
IM03888 | Dental Chair Spares-Power Keen- Delivery Unit Arm Cap | 102001DUARMCAP |  | A Class |  |  | I-Inventory | FG-Finish Good | R | Spares | Dental Chair-Spares | Dental Equiment | Main Location | 90330000 |  | FIFO | Power Keen | [8 empty] | 0 | 0 | 0 | 1 | 0 | 0 | [7 empty] | 1 |  | CHC SPARE-POWERKEEN DELIVERY UNIT ARM CAP
IM03889 | Dental Chair Spares-Power Keen- Delivery Unit Arm Lock | 102001DUARMLOCK |  | A Class |  |  | I-Inventory | FG-Finish Good | R | Spares | Dental Chair-Spares | Dental Equiment | Main Location | 90330000 |  | FIFO | Power Keen | [8 empty] | 0 | 0 | 0 | 1 | 0 | 0 | [7 empty] | 1 |  | CHC SPARE-POWERKEEN DELIVERY UNIT ARM LOCK
IM03890 | Dental Chair Spares-Power Keen- Delivery Unit Handle | 102001DUHANDLE |  | A Class |  |  | I-Inventory | FG-Finish Good | R | Spares | Dental Chair-Spares | Dental Equiment | Main Location | 90330000 |  | FIFO | Power Keen | [8 empty] | 0 | 0 | 0 | 1 | 0 | 0 | [7 empty] | 1 |  | CHC SPARE-POWERKEEN DELIVERY UNIT HANDLE
IM03891 | Dental Chair Spares-Power Keen- Delivery Unit Lower Cover Transparent Sheet | 102001DULCTRANSPARENTSHEET |  | A Class |  |  | I-Inventory | FG-Finish Good | R | Spares | Dental Chair-Spares | Dental Equiment | Main Location | 90330000 |  | FIFO | Power Keen | [8 empty] | 0 | 0 | 0 | 1 | 0 | 0 | [7 empty] | 1 |  | CHC SPARE-POWERKEEN DELIVERY UNIT LOWER COVER TRANSPARENT SHEET
IM03892 | Dental Chair Spares-Power Keen- Delivery Unit PCB | 102001DUPCB |  | A Class |  |  | I-Inventory | FG-Finish Good | R | Spares | Dental Chair-Spares | Dental Equiment | Main Location | 90330000 |  | FIFO | Power Keen | [8 empty] | 0 | 0 | 0 | 1 | 0 | 0 | [7 empty] | 1 |  | CHC SPARE-POWERKEEN DELIVERY UNIT PCB
IM03893 | Dental Chair Spares-Power Keen- Delivery Unit Sticker | 102001DUSTICKER |  | A Class |  |  | I-Inventory | FG-Finish Good | C | Spares | Dental Chair-Spares | Dental Equiment | Main Location | 90330000 |  | FIFO | Power Keen | [8 empty] | 0 | 0 | 0 | 1 | 0 | 0 | [7 empty] | 1 |  | CHC SPARE-POWERKEEN DELIVERY UNIT STICKER
IM03894 | Dental Chair Spares-Power Keen- Delivery Unit Support Apparatus Arm | 102001DUAUPPORTARM |  | A Class |  |  | I-Inventory | FG-Finish Good | R | Spares | Dental Chair-Spares | Dental Equiment | Main Location | 90330000 |  | FIFO | Power Keen | [8 empty] | 0 | 0 | 0 | 1 | 0 | 0 | [7 empty] | 1 |  | CHC SPARE-POWERKEEN DELIVERY UNIT SUPPORT APPARATUS ARM
IM03895 | Dental Chair Spares-Power Keen- Delivery Unit Touch Panel Cover | 102001DUTOUCHPANELCOVER |  | A Class |  |  | I-Inventory | FG-Finish Good | R | Spares | Dental Chair-Spares | Dental Equiment | Main Location | 90330000 |  | FIFO | Power Keen | [8 empty] | 0 | 0 | 0 | 1 | 0 | 0 | [7 empty] | 1 |  | CHC SPARE-POWERKEEN DELIVERY UNIT TOUCH PANEL COVER
IM03896 | Dental Chair Spares-Power Keen- Delivery Unit Upper Cover Transparent Sheet | 102001DUUCTRANSPARENTSHEET |  | A Class |  |  | I-Inventory | FG-Finish Good | R | Spares | Dental Chair-Spares | Dental Equiment | Main Location | 90330000 |  | FIFO | Power Keen | [8 empty] | 0 | 0 | 0 | 1 | 0 | 0 | [7 empty] | 1 |  | CHC SPARE-POWERKEEN DELIVERY UNIT UPPER COVER TRANSPARENT SHEET
IM03897 | Dental Chair Spares-Power Keen- Dental Light Back Cover | 102001DLBACKCOVER |  | A Class |  |  | I-Inventory | FG-Finish Good | R | Spares | Dental Chair-Spares | Dental Equiment | Main Location | 90330000 |  | FIFO | Power Keen | [8 empty] | 0 | 0 | 0 | 1 | 0 | 0 | [7 empty] | 1 |  | CHC SPARE-POWERKEEN DENTAL LIGHT BACK COVER
IM03898 | Dental Chair Spares-Power Keen- Drain Big Hose Pipe | 102001DRAINBIGHOSEPIPE |  | A Class |  |  | I-Inventory | FG-Finish Good | R | Spares | Dental Chair-Spares | Dental Equiment | Main Location | 90330000 |  | FIFO | Power Keen | [8 empty] | 0 | 0 | 0 | 1 | 0 | 0 | [7 empty] | 1 |  | CHC SPARE-POWERKEEN DRAIN BIG HOSE PIPE
IM03899 | Dental Chair Spares-Power Keen- Floor Base Cover Side Gray Lid | 102001BAEGRAYCOVER |  | A Class |  |  | I-Inventory | FG-Finish Good | R | Spares | Dental Chair-Spares | Dental Equiment | Main Location | 90330000 |  | FIFO | Power Keen | [8 empty] | 0 | 0 | 0 | 1 | 0 | 0 | [7 empty] | 1 |  | CHC SPARE-POWERKEEN FLOOR BASE COVER SIDE GRAY LID
IM03900 | Dental Chair Spares-Power Keen- Glass Reflector Cover Rs-392 | 102001RS392 |  | A Class |  |  | I-Inventory | FG-Finish Good | R | Spares | Dental Chair-Spares | Dental Equiment | Main Location | 90330000 |  | FIFO | Power Keen | [8 empty] | 0 | 0 | 0 | 1 | 0 | 0 | [7 empty] | 1 |  | CHC SPARE-POWERKEEN GLASS REFLECTOR COVER RS-392
IM03901 | Dental Chair Spares-Power Keen- Glass Reflector Rs-159 | 102001RS159 |  | A Class |  |  | I-Inventory | FG-Finish Good | R | Spares | Dental Chair-Spares | Dental Equiment | Main Location | 90330000 |  | FIFO | Power Keen | [8 empty] | 0 | 0 | 0 | 1 | 0 | 0 | [7 empty] | 1 |  | CHC SPARE-POWERKEEN GLASS REFLECTOR RS-159
IM03902 | Dental Chair Spares-Power Keen- Green Seat Upholstery | 102001GREENSEATUPHOL |  | A Class |  |  | I-Inventory | FG-Finish Good | R | Spares | Dental Chair-Spares | Dental Equiment | Main Location | 90330000 |  | FIFO | Power Keen | [8 empty] | 0 | 0 | 0 | 1 | 0 | 0 | [7 empty] | 1 |  | CHC SPARE-POWERKEEN GREEN SEAT UPHOLSTERY
IM03903 | Dental Chair Spares-Power Keen- Green Stool Backrest Upholstery | 102037STOOLBACKRESTGREEN |  | A Class |  |  | I-Inventory | FG-Finish Good | R | Spares | Dental Chair-Spares | Dental Equiment | Main Location | 90330000 |  | FIFO | Power Keen | [5 empty] | .. |  |  | 0 | 0 | 0 | 1 | 0 | 0 | [7 empty] | 1 |  | CHC SPARE-POWERKEEN GREEN STOOL BACKREST UPHOLSTERY
IM03904 | Dental Chair Spares-Power Keen- Green Stool Seat Uphol. | 102037STSEATUPHOLGREEN |  | A Class |  |  | I-Inventory | FG-Finish Good | R | Spares | Dental Chair-Spares | Dental Equiment | Main Location | 90330000 |  | FIFO | Power Keen | [8 empty] | 0 | 0 | 0 | 1 | 0 | 0 | [7 empty] | 1 |  | CHC SPARE-POWERKEEN GREEN STOOL SEAT UPHOL.
IM03905 | Dental Chair Spares-Power Keen- Handpiece And Cushion Rs-245 | 102001RS245 |  | A Class |  |  | I-Inventory | FG-Finish Good | R | Spares | Dental Chair-Spares | Dental Equiment | Main Location | 90330000 |  | FIFO | Power Keen | [8 empty] | 0 | 0 | 0 | 1 | 0 | 0 | [7 empty] | 1 |  | CHC SPARE-POWERKEEN HANDPIECE And CUSHION RS-245
IM03906 | Dental Chair Spares-Power Keen- Handpiece And Cushion Rs-246 | 102001RS246 |  | A Class |  |  | I-Inventory | FG-Finish Good | R | Spares | Dental Chair-Spares | Dental Equiment | Main Location | 90330000 |  | FIFO | Power Keen | [8 empty] | 0 | 0 | 0 | 1 | 0 | 0 | [7 empty] | 1 |  | CHC SPARE-POWERKEEN HANDPIECE And CUSHION RS-246
IM03907 | Dental Chair Spares-Power Keen- Headrest Lock Cover | 102001HEADRESTLOCKCOVER |  | A Class |  |  | I-Inventory | FG-Finish Good | R | Spares | Dental Chair-Spares | Dental Equiment | Main Location | 90330000 |  | FIFO | Power Keen | [8 empty] | 0 | 0 | 0 | 1 | 0 | 0 | [7 empty] | 1 |  | CHC SPARE-POWERKEEN HEADREST LOCK COVER
IM03908 | Dental Chair Spares-Power Keen- Led Light Handle Lock Tafflon Bush | 102001LEDHDLLOCKTAFFLONBUSH |  | A Class |  |  | I-Inventory | TG-Trading Good |  | Spares | Dental Chair-Spares | Dental Equiment | Main Location | 90330000 |  | FIFO | Power Keen | [8 empty] | 0 | 0 | 0 | 1 | 0 | 0 | [7 empty] | 1 |  | CHC SPARE-POWERKEEN LED LIGHT HANDLE LOCK TAFFLON BUSH
IM03909 | Dental Chair Spares-Power Keen- Led Light PCB (Version-3) | 102001LEDLIGHTPCBV3 |  | A Class |  |  | I-Inventory | FG-Finish Good | R | Spares | Dental Chair-Spares | Dental Equiment | Main Location | 90330000 |  | FIFO | Power Keen | [8 empty] | 0 | 0 | 0 | 1 | 0 | 0 | [7 empty] | 1 |  | CHC SPARE-POWERKEEN LED LIGHT PCB (VERSION-3)
IM03910 | Dental Chair Spares-Power Keen- Led Light Sensor (Version-3) | 102001LEDLIGHTSENSORV3 |  | A Class |  |  | I-Inventory | FG-Finish Good | R | Spares | Dental Chair-Spares | Dental Equiment | Main Location | 90330000 |  | FIFO | Power Keen | [8 empty] | 0 | 0 | 0 | 1 | 0 | 0 | [7 empty] | 1 |  | CHC SPARE-POWERKEEN LED LIGHT SENSOR (VERSION-3)
IM03911 | Dental Chair Spares-Power Keen- Led Sensor Light PCB | 102001LEDLIGHTSENSORPCB |  | A Class |  |  | I-Inventory | FG-Finish Good | R | Spares | Dental Chair-Spares | Dental Equiment | Main Location | 90330000 |  | FIFO | Power Keen | [8 empty] | 0 | 0 | 0 | 1 | 0 | 0 | [7 empty] | 1 |  | CHC SPARE-POWERKEEN LED SENSOR LIGHT PCB
IM03912 | Dental Chair Spares-Power Keen- Led Sensor Light Wo PCB And Sensor | 102001LEDSENSORWOPCBSENSOR |  | A Class |  |  | I-Inventory | FG-Finish Good | R | Spares | Dental Chair-Spares | Dental Equiment | Main Location | 90330000 |  | FIFO | Power Keen | [8 empty] | 0 | 0 | 0 | 1 | 0 | 0 | [7 empty] | 1 |  | CHC SPARE-POWERKEEN LED SENSOR LIGHT WO PCB And SENSOR
IM03913 | Dental Chair Spares-Power Keen- Light Arm-New Type | 102001NEWLIGHTARM |  | A Class |  |  | I-Inventory | FG-Finish Good | R | Spares | Dental Chair-Spares | Dental Equiment | Main Location | 90330000 |  | FIFO | Power Keen | [8 empty] | 0 | 0 | 0 | 1 | 0 | 0 | [7 empty] | 1 |  | CHC SPARE-POWERKEEN LIGHT ARM-NEW TYPE
IM03914 | Dental Chair Spares-Power Keen- Light Blue Seat Upholstery | 102001LBLUESEATUPHOL |  | A Class |  |  | I-Inventory | FG-Finish Good | R | Spares | Dental Chair-Spares | Dental Equiment | Main Location | 90330000 |  | FIFO | Power Keen | [8 empty] | 0 | 0 | 0 | 1 | 0 | 0 | [7 empty] | 1 |  | CHC SPARE-POWERKEEN LIGHT BLUE SEAT UPHOLSTERY
IM03915 | Dental Chair Spares-Power Keen- Light Blue Stool Seat Upholstery | 102037STOOLUPHOLLBLUE |  | A Class |  |  | I-Inventory | FG-Finish Good | R | Spares | Dental Chair-Spares | Dental Equiment | Main Location | 90330000 |  | FIFO | Power Keen | [5 empty] | .. |  |  | 0 | 0 | 0 | 1 | 0 | 0 | [7 empty] | 1 |  | CHC SPARE-POWERKEEN LIGHT BLUE STOOL SEAT UPHOLSTERY
IM03916 | Dental Chair Spares-Power Keen- Light Head Arm | 102001LIGHTHEADARM |  | A Class |  |  | I-Inventory | FG-Finish Good | R | Spares | Dental Chair-Spares | Dental Equiment | Main Location | 90330000 |  | FIFO | Power Keen | [8 empty] | 0 | 0 | 0 | 1 | 0 | 0 | [7 empty] | 1 |  | CHC SPARE-POWERKEEN LIGHT HEAD ARM
IM03917 | Dental Chair Spares-Power Keen- Low Suction Cannula | 102001LOWSUCIONCANNULA |  | A Class |  |  | I-Inventory | FG-Finish Good | R | Spares | Dental Chair-Spares | Dental Equiment | Main Location | 90330000 |  | FIFO | Power Keen | [8 empty] | 0 | 0 | 0 | 1 | 0 | 0 | [7 empty] | 1 |  | CHC SPARE-POWERKEEN LOW SUCTION CANNULA
IM03918 | Dental Chair Spares-Power Keen- Middle Blue Backrest Upholstery | 102001MBLUEBACKRESTUPHOL |  | A Class |  |  | I-Inventory | FG-Finish Good | R | Spares | Dental Chair-Spares | Dental Equiment | Main Location | 90330000 |  | FIFO | Power Keen | [8 empty] | 0 | 0 | 0 | 1 | 0 | 0 | [7 empty] | 1 |  | CHC SPARE-POWERKEEN MIDDLE BLUE BACKREST UPHOLSTERY
IM03919 | Dental Chair Spares-Power Keen- Middle Blue Seat Upholstery | 102001MBLUESEATUPHOL |  | A Class |  |  | I-Inventory | FG-Finish Good | R | Spares | Dental Chair-Spares | Dental Equiment | Main Location | 90330000 |  | FIFO | Power Keen | [8 empty] | 0 | 0 | 0 | 1 | 0 | 0 | [7 empty] | 1 |  | CHC SPARE-POWERKEEN MIDDLE BLUE SEAT UPHOLSTERY
IM03920 | Dental Chair Spares-Power Keen- Middle Blue Stool Backrest Upholstery | 102037MBLUESTOOLBACKRESTUPHOL |  | A Class |  |  | I-Inventory | FG-Finish Good | R | Spares | Dental Chair-Spares | Dental Equiment | Main Location | 90330000 |  | FIFO | Power Keen | [8 empty] | 0 | 0 | 0 | 1 | 0 | 0 | [7 empty] | 1 |  | CHC SPARE-POWERKEEN MIDDLE BLUE STOOL BACKREST UPHOLSTERY
IM03921 | Dental Chair Spares-Power Keen- Middle Blue Stool Seat Upholstery | 102037STOOLSEATUPHOLMBLUE |  | A Class |  |  | I-Inventory | FG-Finish Good | R | Spares | Dental Chair-Spares | Dental Equiment | Main Location | 90330000 |  | FIFO | Power Keen | [8 empty] | 0 | 0 | 0 | 1 | 0 | 0 | [7 empty] | 1 |  | CHC SPARE-POWERKEEN MIDDLE BLUE STOOL SEAT UPHOLSTERY
IM03922 | Dental Chair Spares-Power Keen- Navy Blue Stool Seat Upholstery | 102037NBLUESEATUPHOL |  | A Class |  |  | I-Inventory | FG-Finish Good | R | Spares | Dental Chair-Spares | Dental Equiment | Main Location | 90330000 |  | FIFO | Power Keen | [8 empty] | 0 | 0 | 0 | 1 | 0 | 0 | [7 empty] | 1 |  | CHC SPARE-POWERKEEN NAVY BLUE STOOL SEAT UPHOLSTERY
IM03923 | Dental Chair Spares-Power Keen- New Led Light Body | 102001LEDLIGHTBODY |  | A Class |  |  | I-Inventory | FG-Finish Good | R | Spares | Dental Chair-Spares | Dental Equiment | Main Location | 90330000 |  | FIFO | Power Keen | [8 empty] | 0 | 0 | 0 | 1 | 0 | 0 | [7 empty] | 1 |  | CHC SPARE-POWERKEEN NEW LED LIGHT BODY
IM03924 | Dental Chair Spares-Power Keen- New Led Light Bulb | 102001LEDLIGHTBULB |  | A Class |  |  | I-Inventory | FG-Finish Good | C | Spares | Dental Chair-Spares | Dental Equiment | Main Location | 90330000 |  | FIFO | Power Keen | [8 empty] | 0 | 0 | 0 | 1 | 0 | 0 | [7 empty] | 1 |  | CHC SPARE-POWERKEEN NEW LED LIGHT BULB
IM03925 | Dental Chair Spares-Power Keen- New Led Light Handle | 102001LEDLIGHTHANDLE |  | A Class |  |  | I-Inventory | FG-Finish Good | R | Spares | Dental Chair-Spares | Dental Equiment | Main Location | 90330000 |  | FIFO | Power Keen | [8 empty] | 0 | 0 | 0 | 1 | 0 | 0 | [7 empty] | 1 |  | CHC SPARE-POWERKEEN NEW LED LIGHT HANDLE
IM03926 | Dental Chair Spares-Power Keen- New Stool Backrest Cover | 102001STBACKRESTCOVER |  | A Class |  |  | I-Inventory | FG-Finish Good | R | Spares | Dental Chair-Spares | Dental Equiment | Main Location | 90330000 |  | FIFO | Power Keen | [8 empty] | 0 | 0 | 0 | 1 | 0 | 0 | [7 empty] | 1 |  | CHC SPARE-POWERKEEN NEW STOOL BACKREST COVER
IM03927 | Dental Chair Spares-Power Keen- New Stool Backrest Metal Assembly | 102001STBACKRESTMETALASSM |  | A Class |  |  | I-Inventory | FG-Finish Good | R | Spares | Dental Chair-Spares | Dental Equiment | Main Location | 90330000 |  | FIFO | Power Keen | [8 empty] | 0 | 0 | 0 | 1 | 0 | 0 | [7 empty] | 1 |  | CHC SPARE-POWERKEEN NEW STOOL BACKREST METAL ASSEMBLY
IM03928 | Dental Chair Spares-Power Keen- New Stool Upholstery Metal Assembly | 102001STOOLUPHOLMETALASSM |  | A Class |  |  | I-Inventory | FG-Finish Good | R | Spares | Dental Chair-Spares | Dental Equiment | Main Location | 90330000 |  | FIFO | Power Keen | [8 empty] | 0 | 0 | 0 | 1 | 0 | 0 | [7 empty] | 1 |  | CHC SPARE-POWERKEEN NEW STOOL UPHOLSTERY METAL ASSEMBLY
IM03929 | Dental Chair Spares-Power Keen- New Water Unit PCB | 102001WATERUNITPCB |  | A Class |  |  | I-Inventory | FG-Finish Good | R | Spares | Dental Chair-Spares | Dental Equiment | Main Location | 90330000 |  | FIFO | Power Keen | [8 empty] | 0 | 0 | 0 | 1 | 0 | 0 | [7 empty] | 1 |  | CHC SPARE-POWERKEEN NEW WATER UNIT PCB
IM03930 | Dental Chair Spares-Power Keen- Normal Close Valve | 102001NORMALCLOASEVALVE |  | A Class |  |  | I-Inventory | FG-Finish Good | R | Spares | Dental Chair-Spares | Dental Equiment | Main Location | 90330000 |  | FIFO | Power Keen | [8 empty] | 0 | 0 | 0 | 1 | 0 | 0 | [7 empty] | 1 |  | CHC SPARE-POWERKEEN NORMAL CLOSE VALVE
IM03931 | Dental Chair Spares-Power Keen- Normal Open Holder Switch | 102001NORMALOPENHOLDERSWITCH |  | A Class |  |  | I-Inventory | FG-Finish Good | R | Spares | Dental Chair-Spares | Dental Equiment | Main Location | 90330000 |  | FIFO | Power Keen | [8 empty] | 0 | 0 | 0 | 1 | 0 | 0 | [7 empty] | 1 |  | CHC SPARE-POWERKEEN NORMAL OPEN HOLDER SWITCH
IM03932 | Dental Chair Spares-Power Keen- Normal Open Valve | 102001NORMALOPENVALVE |  | A Class |  |  | I-Inventory | FG-Finish Good | R | Spares | Dental Chair-Spares | Dental Equiment | Main Location | 90330000 |  | FIFO | Power Keen | [8 empty] | 0 | 0 | 0 | 1 | 0 | 0 | [7 empty] | 1 |  | CHC SPARE-POWERKEEN NORMAL OPEN VALVE
IM03933 | Dental Chair Spares-Power Keen- Orange Chair Backrest Upholstery | 102001BACKRESTUPHOLORANGE |  | A Class |  |  | I-Inventory | FG-Finish Good | R | Spares | Dental Chair-Spares | Dental Equiment | Main Location | 90330000 |  | FIFO | Power Keen | [8 empty] | 0 | 0 | 0 | 1 | 0 | 0 | [7 empty] | 1 |  | CHC SPARE-POWERKEEN ORANGE CHAIR BACKREST UPHOLSTERY
IM03934 | Dental Chair Spares-Power Keen- Orange Headrest Upholstery | 102001ORANGEHANDRESTUPHOL |  | A Class |  |  | I-Inventory | FG-Finish Good | R | Spares | Dental Chair-Spares | Dental Equiment | Main Location | 90330000 |  | FIFO | Power Keen | [8 empty] | 0 | 0 | 0 | 1 | 0 | 0 | [7 empty] | 1 |  | CHC SPARE-POWERKEEN ORANGE HEADREST UPHOLSTERY
IM03935 | Dental Chair Spares-Power Keen- Orange Seat Upholstery | 102001ORANGESEATUPHOL |  | A Class |  |  | I-Inventory | FG-Finish Good | R | Spares | Dental Chair-Spares | Dental Equiment | Main Location | 90330000 |  | FIFO | Power Keen | [8 empty] | 0 | 0 | 0 | 1 | 0 | 0 | [7 empty] | 1 |  | CHC SPARE-POWERKEEN ORANGE SEAT UPHOLSTERY
IM03936 | Dental Chair Spares-Power Keen- Orange Stool Backrest Upholstery | 102001STUPBACKRESTORANGE |  | A Class |  |  | I-Inventory | FG-Finish Good | R | Spares | Dental Chair-Spares | Dental Equiment | Main Location | 90330000 |  | FIFO | Power Keen | [8 empty] | 0 | 0 | 0 | 1 | 0 | 0 | [7 empty] | 1 |  | CHC SPARE-POWERKEEN ORANGE STOOL BACKREST UPHOLSTERY
IM03937 | Dental Chair Spares-Power Keen- Orange Stool Seat Upholstery | 102037STSEATUPORANGE |  | A Class |  |  | I-Inventory | FG-Finish Good | R | Spares | Dental Chair-Spares | Dental Equiment | Main Location | 90330000 |  | FIFO | Power Keen | [8 empty] | 0 | 0 | 0 | 1 | 0 | 0 | [7 empty] | 1 |  | CHC SPARE-POWERKEEN ORANGE STOOL SEAT UPHOLSTERY
IM03938 | Dental Chair Spares-Power Keen- Over Arm Air Adjust Lock | 102001ARMAIRADJUSTLOCK |  | A Class |  |  | I-Inventory | FG-Finish Good | R | Spares | Dental Chair-Spares | Dental Equiment | Main Location | 90330000 |  | FIFO | Power Keen | [8 empty] | 0 | 0 | 0 | 1 | 0 | 0 | [7 empty] | 1 |  | CHC SPARE-POWERKEEN OVER ARM AIR ADJUST LOCK
IM03939 | Dental Chair Spares-Power Keen- Over Head Arm Spring | 102001HEADARMSPRING |  | A Class |  |  | I-Inventory | FG-Finish Good | R | Spares | Dental Chair-Spares | Dental Equiment | Main Location | 90330000 |  | FIFO | Power Keen | [8 empty] | 0 | 0 | 0 | 1 | 0 | 0 | [7 empty] | 1 |  | CHC SPARE-POWERKEEN OVER HEAD ARM SPRING
IM03940 | Dental Chair Spares-Power Keen- Overhead Delivery Cover Handle | 102001DELCOVERHANDLE |  | A Class |  |  | I-Inventory | FG-Finish Good | R | Spares | Dental Chair-Spares | Dental Equiment | Main Location | 90330000 |  | FIFO | Power Keen | [8 empty] | 0 | 0 | 0 | 1 | 0 | 0 | [7 empty] | 1 |  | CHC SPARE-POWERKEEN OVERHEAD DELIVERY COVER HANDLE
IM03941 | Dental Chair Spares-Power Keen- Overhead Delivery Instrument Cushion Rubber | 102001CUSHIONRUBBER |  | A Class |  |  | I-Inventory | FG-Finish Good | R | Spares | Dental Chair-Spares | Dental Equiment | Main Location | 90330000 |  | FIFO | Power Keen | [8 empty] | 0 | 0 | 0 | 1 | 0 | 0 | [7 empty] | 1 |  | CHC SPARE-POWERKEEN OVERHEAD DELIVERY INSTRUMENT CUSHION RUBBER
IM03942 | Dental Chair Spares-Power Keen- Overhead Delivery Lower Cover | 102001OVERHEADLOWERCOVER |  | A Class |  |  | I-Inventory | FG-Finish Good | R | Spares | Dental Chair-Spares | Dental Equiment | Main Location | 90330000 |  | FIFO | Power Keen | [8 empty] | 0 | 0 | 0 | 1 | 0 | 0 | [7 empty] | 1 |  | CHC SPARE-POWERKEEN OVERHEAD DELIVERY LOWER COVER
IM03943 | Dental Chair Spares-Power Keen- Overhead Delivery PCB Cover | 102001OVERHEADPCBCOVER |  | A Class |  |  | I-Inventory | FG-Finish Good | R | Spares | Dental Chair-Spares | Dental Equiment | Main Location | 90330000 |  | FIFO | Power Keen | [8 empty] | 0 | 0 | 0 | 1 | 0 | 0 | [7 empty] | 1 |  | CHC SPARE-POWERKEEN OVERHEAD DELIVERY PCB COVER
IM03944 | Dental Chair Spares-Power Keen- Overhead Delivery Unit PCB | 102001OVERHEADDUPCB |  | A Class |  |  | I-Inventory | FG-Finish Good | R | Spares | Dental Chair-Spares | Dental Equiment | Main Location | 90330000 |  | FIFO | Power Keen | [8 empty] | 0 | 0 | 0 | 1 | 0 | 0 | [7 empty] | 1 |  | CHC SPARE-POWERKEEN OVERHEAD DELIVERY UNIT PCB
IM03945 | Dental Chair Spares-Power Keen- Overhead Delivery Unit PCB Sticker | 102001OVERHEADDUPCBSTICKER |  | A Class |  |  | I-Inventory | FG-Finish Good | C | Spares | Dental Chair-Spares | Dental Equiment | Main Location | 90330000 |  | FIFO | Power Keen | [8 empty] | 0 | 0 | 0 | 1 | 0 | 0 | [7 empty] | 1 |  | CHC SPARE-POWERKEEN OVERHEAD DELIVERY UNIT PCB STICKER
IM03946 | Dental Chair Spares-Power Keen- Overhead Delivery Unit PCB-Version-2 | 102001OHDUPCBV2 |  | A Class |  |  | I-Inventory | FG-Finish Good | R | Spares | Dental Chair-Spares | Dental Equiment | Main Location | 90330000 |  | FIFO | Power Keen | [8 empty] | 0 | 0 | 0 | 1 | 0 | 0 | [7 empty] | 1 |  | CHC SPARE-POWERKEEN OVERHEAD DELIVERY UNIT PCB-VERSION-2
IM03947 | Dental Chair Spares-Power Keen- Overhead Delivery Upper Cover | 102001OVERHEADDUCOVER |  | A Class |  |  | I-Inventory | FG-Finish Good | R | Spares | Dental Chair-Spares | Dental Equiment | Main Location | 90330000 |  | FIFO | Power Keen | [8 empty] | 0 | 0 | 0 | 1 | 0 | 0 | [7 empty] | 1 |  | CHC SPARE-POWERKEEN OVERHEAD DELIVERY UPPER COVER
IM03948 | Dental Chair Spares-Power Keen- Overhead Double Arm | 102001OVERHEADDOUBLEARM |  | A Class |  |  | I-Inventory | FG-Finish Good | R | Spares | Dental Chair-Spares | Dental Equiment | Main Location | 90330000 |  | FIFO | Power Keen | [8 empty] | 0 | 0 | 0 | 1 | 0 | 0 | [7 empty] | 1 |  | CHC SPARE-POWERKEEN OVERHEAD DOUBLE ARM
IM03949 | Dental Chair Spares-Power Keen- Overhead Instrument Tray | 102001OVERHEADINSTTRAY |  | A Class |  |  | I-Inventory | FG-Finish Good | R | Spares | Dental Chair-Spares | Dental Equiment | Main Location | 90330000 |  | FIFO | Power Keen | [8 empty] | 0 | 0 | 0 | 1 | 0 | 0 | [7 empty] | 1 |  | CHC SPARE-POWERKEEN OVERHEAD INSTRUMENT TRAY
IM03950 | Dental Chair Spares-Power Keen- Overhead Single Arm | 102001OVERHEADSINGLEARM |  | A Class |  |  | I-Inventory | FG-Finish Good | R | Spares | Dental Chair-Spares | Dental Equiment | Main Location | 90330000 |  | FIFO | Power Keen | [8 empty] | 0 | 0 | 0 | 1 | 0 | 0 | [7 empty] | 1 |  | CHC SPARE-POWERKEEN OVERHEAD SINGLE ARM
IM03951 | Dental Chair Spares-Power Keen- Red Stool Backrest Upholstery | 102037STREDBKUPHOL |  | A Class |  |  | I-Inventory | FG-Finish Good | R | Spares | Dental Chair-Spares | Dental Equiment | Main Location | 90330000 |  | FIFO | Power Keen | [8 empty] | 0 | 0 | 0 | 1 | 0 | 0 | [7 empty] | 1 |  | CHC SPARE-POWERKEEN RED STOOL BACKREST UPHOLSTERY
IM03952 | Dental Chair Spares-Power Keen- Red Stool Seat Upholstery | 102001STREDSEATUPHOL |  | A Class |  |  | I-Inventory | FG-Finish Good | R | Spares | Dental Chair-Spares | Dental Equiment | Main Location | 90330000 |  | FIFO | Power Keen | [5 empty] | .. |  |  | 0 | 0 | 0 | 1 | 0 | 0 | [7 empty] | 1 |  | CHC SPARE-POWERKEEN RED STOOL SEAT UPHOLSTERY
IM03953 | Dental Chair Spares-Power Keen- Return Air Bottle Rs040 | 102001RS040 |  | A Class |  |  | I-Inventory | FG-Finish Good | C | Spares | Dental Chair-Spares | Dental Equiment | Main Location | 90330000 |  | FIFO | Power Keen | [8 empty] | 0 | 0 | 0 | 1 | 0 | 0 | [7 empty] | 1 |  | CHC SPARE-POWERKEEN RETURN AIR BOTTLE RS040
IM03954 | Dental Chair Spares-Power Keen- Right Arm (Dark Gray) | 102001RIGHTARM |  | A Class |  |  | I-Inventory | FG-Finish Good | R | Spares | Dental Chair-Spares | Dental Equiment | Main Location | 90330000 |  | FIFO | Power Keen | [8 empty] | 0 | 0 | 0 | 1 | 0 | 0 | [7 empty] | 1 |  | CHC SPARE-POWERKEEN RIGHT ARM (DARK GRAY)
IM03955 | Dental Chair Spares-Power Keen- Right Handrest Arm | 102001RIGHTHANDRESTARM |  | A Class |  |  | I-Inventory | FG-Finish Good | R | Spares | Dental Chair-Spares | Dental Equiment | Main Location | 90330000 |  | FIFO | Power Keen | [8 empty] | 0 | 0 | 0 | 1 | 0 | 0 | [7 empty] | 1 |  | CHC SPARE-POWERKEEN RIGHT HANDREST ARM
IM03956 | Dental Chair Spares-Power Keen- Scaler Tee Joint 101-1 | 102001RS1011 |  | A Class |  |  | I-Inventory | FG-Finish Good | C | Spares | Dental Chair-Spares | Dental Equiment | Main Location | 90330000 |  | FIFO | Power Keen | [8 empty] | 0 | 0 | 0 | 1 | 0 | 0 | [7 empty] | 1 |  | CHC SPARE-POWERKEEN SCALER TEE JOINT 101-1
IM03957 | Dental Chair Spares-Power Keen- Scaler Tee Joint 4Mm Rs-101-2 | 102001RS1022 |  | A Class |  |  | I-Inventory | FG-Finish Good | C | Spares | Dental Chair-Spares | Dental Equiment | Main Location | 90330000 |  | FIFO | Power Keen | [8 empty] | 0 | 0 | 0 | 1 | 0 | 0 | [7 empty] | 1 |  | CHC SPARE-POWERKEEN SCALER TEE JOINT 4MM RS-101-2
IM03958 | Dental Chair Spares-Power Keen- Spitoon Assembly | 102001SPITOONASSM |  | A Class |  |  | I-Inventory | FG-Finish Good | R | Spares | Dental Chair-Spares | Dental Equiment | Main Location | 90330000 |  | FIFO | Power Keen | [8 empty] | 0 | 0 | 0 | 1 | 0 | 0 | [7 empty] | 1 |  | CHC SPARE-POWERKEEN SPITOON ASSEMBLY
IM03959 | Dental Chair Spares-Power Keen- Spitoon Assembly Metal Base | 102001SPITOONASSMMETALBASE |  | A Class |  |  | I-Inventory | FG-Finish Good | R | Spares | Dental Chair-Spares | Dental Equiment | Main Location | 90330000 |  | FIFO | Power Keen | [8 empty] | 0 | 0 | 0 | 1 | 0 | 0 | [7 empty] | 1 |  | CHC SPARE-POWERKEEN SPITOON ASSEMBLY METAL BASE
IM03960 | Dental Chair Spares-Power Keen- Spitoon Assembly Nut | 102001SPITOONASMNUT |  | A Class |  |  | I-Inventory | FG-Finish Good | R | Spares | Dental Chair-Spares | Dental Equiment | Main Location | 90330000 |  | FIFO | Power Keen | [8 empty] | 0 | 0 | 0 | 1 | 0 | 0 | [7 empty] | 1 |  | CHC SPARE-POWERKEEN SPITOON ASSEMBLY NUT
IM03961 | Dental Chair Spares-Power Keen- Spitoon Assembly Plastic Base | 102001SPITOONASMBASE |  | A Class |  |  | I-Inventory | FG-Finish Good | R | Spares | Dental Chair-Spares | Dental Equiment | Main Location | 90330000 |  | FIFO | Power Keen | [8 empty] | 0 | 0 | 0 | 1 | 0 | 0 | [7 empty] | 1 |  | CHC SPARE-POWERKEEN SPITOON ASSEMBLY PLASTIC BASE
IM03962 | Dental Chair Spares-Power Keen- Spitoon Unit Without Spitoon | 102001SPITOONUNITWOSPITOON |  | A Class |  |  | I-Inventory | FG-Finish Good | R | Spares | Dental Chair-Spares | Dental Equiment | Main Location | 90330000 |  | FIFO | Power Keen | [8 empty] | 0 | 0 | 0 | 1 | 0 | 0 | [7 empty] | 1 |  | CHC SPARE-POWERKEEN SPITOON UNIT WITHOUT SPITOON
IM03963 | Dental Chair Spares-Power Keen- Spitoon Water Nozzle | 102001SPITTONWATERNOZZLE |  | A Class |  |  | I-Inventory | FG-Finish Good | R | Spares | Dental Chair-Spares | Dental Equiment | Main Location | 90330000 |  | FIFO | Power Keen | [8 empty] | 0 | 0 | 0 | 1 | 0 | 0 | [7 empty] | 1 |  | CHC SPARE-POWERKEEN SPITOON WATER NOZZLE
IM03964 | Dental Chair Spares-Power Keen- Spitton Nozzle(New Type) | 102001SPITTONNOZZLE |  | A Class |  |  | I-Inventory | FG-Finish Good | R | Spares | Dental Chair-Spares | Dental Equiment | Main Location | 90330000 |  | FIFO | Power Keen | [8 empty] | 0 | 0 | 0 | 1 | 0 | 0 | [7 empty] | 1 |  | CHC SPARE-POWERKEEN SPITTON NOZZLE(NEW TYPE)
IM03965 | Dental Chair Spares-Power Keen- Stool Backrest Sky Blue Upholstery | 102037SBLUESTOOLBACKREST |  | A Class |  |  | I-Inventory | FG-Finish Good | R | Spares | Dental Chair-Spares | Dental Equiment | Main Location | 90330000 |  | FIFO | Power Keen | [8 empty] | 0 | 0 | 0 | 1 | 0 | 0 | [7 empty] | 1 |  | CHC SPARE-POWERKEEN STOOL BACKREST SKY BLUE UPHOLSTERY
IM03966 | Dental Chair Spares-Power Keen- Stool Seat Upholstery Holding Assembly | 102001STSEATUPHOLHOLDINGASSM |  | A Class |  |  | I-Inventory | FG-Finish Good | R | Spares | Dental Chair-Spares | Dental Equiment | Main Location | 90330000 |  | FIFO | Power Keen | [8 empty] | 0 | 0 | 0 | 1 | 0 | 0 | [7 empty] | 1 |  | CHC SPARE-POWERKEEN STOOL SEAT UPHOLSTERY HOLDING ASSEMBLY
IM03967 | Dental Chair Spares-Power Keen- Stool Upholstery Base Mechanism | 102001STBASEMECHANISM |  | A Class |  |  | I-Inventory | FG-Finish Good | R | Spares | Dental Chair-Spares | Dental Equiment | Main Location | 90330000 |  | FIFO | Power Keen | [8 empty] | 0 | 0 | 0 | 1 | 0 | 0 | [7 empty] | 1 |  | CHC SPARE-POWERKEEN STOOL UPHOLSTERY BASE MECHANISM
IM03968 | Dental Chair Spares-Power Keen- Suction Filter | 102001SUCTIONFILTER |  | A Class |  |  | I-Inventory | FG-Finish Good | C | Spares | Dental Chair-Spares | Dental Equiment | Main Location | 90330000 |  | FIFO | Power Keen | [8 empty] | 0 | 0 | 0 | 1 | 0 | 0 | [7 empty] | 1 |  | CHC SPARE-POWERKEEN SUCTION FILTER
IM03969 | Dental Chair Spares-Power Keen- Toggle Switch | 102001TOGGLESWITCH |  | A Class |  |  | I-Inventory | FG-Finish Good | R | Spares | Dental Chair-Spares | Dental Equiment | Main Location | 90330000 |  | FIFO | Power Keen | [8 empty] | 0 | 0 | 0 | 1 | 0 | 0 | [7 empty] | 1 |  | CHC SPARE-POWERKEEN TOGGLE SWITCH
IM03970 | Dental Chair Spares-Power Keen- Transparent Glass Spittoon(New Type) | 102001TRNSPITOON |  | A Class |  |  | I-Inventory | FG-Finish Good | R | Spares | Dental Chair-Spares | Dental Equiment | Main Location | 90330000 |  | FIFO | Power Keen | [8 empty] | 0 | 0 | 0 | 1 | 0 | 0 | [7 empty] | 1 |  | CHC SPARE-POWERKEEN Transparent Glass Spittoon(New Type)
IM03971 | Dental Chair Spares-Power Keen- Tumbler And Spitoon Assembly | 102001TUMBSPITOONASSM |  | A Class |  |  | I-Inventory | FG-Finish Good | R | Spares | Dental Chair-Spares | Dental Equiment | Main Location | 90330000 |  | FIFO | Power Keen | [8 empty] | 0 | 0 | 0 | 1 | 0 | 0 | [7 empty] | 1 |  | CHC SPARE-POWERKEEN TUMBLER AND SPITOON ASSEMBLY
IM03972 | Dental Chair Spares-Power Keen- Tumbler And Spitoon Water Nozzle | 102001WATERNOZZLE |  | A Class |  |  | I-Inventory | FG-Finish Good | C | Spares | Dental Chair-Spares | Dental Equiment | Main Location | 90330000 |  | FIFO | Power Keen | [8 empty] | 0 | 0 | 0 | 1 | 0 | 0 | [7 empty] | 1 |  | CHC SPARE-POWERKEEN TUMBLER And SPITOON WATER NOZZLE
IM03973 | Dental Chair Spares-Power Keen- Tumbler Water Unit Body | 102001TUMBLERWUBODY |  | A Class |  |  | I-Inventory | FG-Finish Good | R | Spares | Dental Chair-Spares | Dental Equiment | Main Location | 90330000 |  | FIFO | Power Keen | [8 empty] | 0 | 0 | 0 | 1 | 0 | 0 | [7 empty] | 1 |  | CHC SPARE-POWERKEEN TUMBLER WATER UNIT BODY
IM03974 | Dental Chair Spares-Power Keen- Up Down Motor | 102001UPDOWNMOTOR |  | A Class |  |  | I-Inventory | FG-Finish Good | R | Spares | Dental Chair-Spares | Dental Equiment | Main Location | 90330000 |  | FIFO | Power Keen | [8 empty] | 0 | 0 | 0 | 1 | 0 | 0 | [7 empty] | 1 |  | CHC SPARE-POWERKEEN UP DOWN MOTOR
IM03975 | Dental Chair Spares-Power Keen- Up Down Motor Body | 102001UPDOWNMOTORBODY |  | A Class |  |  | I-Inventory | FG-Finish Good | R | Spares | Dental Chair-Spares | Dental Equiment | Main Location | 90330000 |  | FIFO | Power Keen | [8 empty] | 0 | 0 | 0 | 1 | 0 | 0 | [7 empty] | 1 |  | CHC SPARE-POWERKEEN UP DOWN MOTOR BODY
IM03976 | Dental Chair Spares-Power Keen- Up Down Motor Without Body | 102001UPDOWNMOTORWOBODY |  | A Class |  |  | I-Inventory | FG-Finish Good | R | Spares | Dental Chair-Spares | Dental Equiment | Main Location | 90330000 |  | FIFO | Power Keen | [5 empty] | . |  |  | 0 | 0 | 0 | 1 | 0 | 0 | [7 empty] | 1 |  | CHC SPARE-POWERKEEN UP DOWN MOTOR WITHOUT BODY
IM03977 | Dental Chair Spares-Power Keen- Water Unit Bottle Back Cover | 102001WUBOTTLEBACKCOVER |  | A Class |  |  | I-Inventory | FG-Finish Good | C | Spares | Dental Chair-Spares | Dental Equiment | Main Location | 90330000 |  | FIFO | Power Keen | [8 empty] | 0 | 0 | 0 | 1 | 0 | 0 | [7 empty] | 1 |  | CHC SPARE-POWERKEEN WATER UNIT BOTTLE BACK COVER
IM03978 | Dental Chair Spares-Power Keen- Whole Water Unit Body New Type | 102001WUWHOLEBODY |  | A Class |  |  | I-Inventory | FG-Finish Good | R | Spares | Dental Chair-Spares | Dental Equiment | Main Location | 90330000 |  | FIFO | Power Keen | [8 empty] | 0 | 0 | 0 | 1 | 0 | 0 | [7 empty] | 1 |  | CHC SPARE-POWERKEEN WHOLE WATER UNIT BODY NEW TYPE
IM03979 | Dental Chair Spares-Power Keen- Wiring | 102001WIRING |  | A Class |  |  | I-Inventory | FG-Finish Good | R | Spares | Dental Chair-Spares | Dental Equiment | Main Location | 90330000 |  | FIFO | Power Keen | [8 empty] | 0 | 0 | 0 | 1 | 0 | 0 | [7 empty] | 1 |  | CHC SPARE-POWERKEEN WIRING
IM03980 | Dental Chair Spares-Power Keen- Yellow Colour Chair Backrest Upholstery | 102001CHUPBKRYELLOW |  | A Class |  |  | I-Inventory | FG-Finish Good | R | Spares | Dental Chair-Spares | Dental Equiment | Main Location | 90330000 |  | FIFO | Power Keen | [8 empty] | 0 | 0 | 0 | 1 | 0 | 0 | [7 empty] | 1 |  | CHC SPARE-POWERKEEN YELLOW COLOUR CHAIR BACKREST UPHOLSTERY
IM03981 | Dental Chair Spares-Power Keen- Yellow Colour Seat Upholstery | 102001SEATUPHOLYELLOW |  | A Class |  |  | I-Inventory | FG-Finish Good | R | Spares | Dental Chair-Spares | Dental Equiment | Main Location | 90330000 |  | FIFO | Power Keen | [8 empty] | 0 | 0 | 0 | 1 | 0 | 0 | [7 empty] | 1 |  | CHC SPARE-POWERKEEN YELLOW COLOUR SEAT UPHOLSTERY
IM03982 | Dental Chair Spares-Power Keen- Yellow Colour Stool Backrest Upholstery | 102037BACKRESTUPHOLYELLOW |  | A Class |  |  | I-Inventory | FG-Finish Good | R | Spares | Dental Chair-Spares | Dental Equiment | Main Location | 90330000 |  | FIFO | Power Keen | [8 empty] | 0 | 0 | 0 | 1 | 0 | 0 | [7 empty] | 1 |  | CHC SPARE-POWERKEEN YELLOW COLOUR STOOL BACKREST UPHOLSTERY
IM03983 | Dental Chair Spares-Power Keen-Reflector Tec Ref | 102001REFLECTOR |  | A Class |  |  | I-Inventory | FG-Finish Good | R | Spares | Dental Chair-Spares | Dental Equiment | Main Location | 90330000 |  | FIFO | Power Keen | [8 empty] | 0 | 0 | 0 | 1 | 0 | 0 | [7 empty] | 1 |  | CHC SPARE-REFLECTOR TEC REF
IM03984 | Dental Chair Spares-Power Keen-Retraction Valve 4 Pin | 102001RETRACTIONVALVE4PIN |  | A Class |  |  | I-Inventory | FG-Finish Good | R | Spares | Dental Chair-Spares | Dental Equiment | Main Location | 90330000 |  | FIFO | Power Keen | [8 empty] | 0 | 0 | 0 | 1 | 0 | 0 | [7 empty] | 1 |  | CHC SPARE-RETRACTION VALVE 4 PIN
IM03985 | Dental Chair Spares-Power Keen- Plastic Cover Rs-35 | 102001RS35 |  | A Class |  |  | I-Inventory | FG-Finish Good | C | Spares | Dental Chair-Spares | Dental Equiment | Main Location | 90330000 |  | FIFO | Power Keen | [8 empty] | 0 | 0 | 0 | 1 | 0 | 0 | [7 empty] | 1 |  | CHC SPARES - POWERKEEN PLASTIC COVER RS-35
IM03986 | Dental Chair Spares-Power Keen-Sky Blue Colour Seat Upholstery | 102001SEATUPHOLSKYBLUE |  | A Class |  |  | I-Inventory | FG-Finish Good | R | Spares | Dental Chair-Spares | Dental Equiment | Main Location | 90330000 |  | FIFO | Power Keen | [8 empty] | 0 | 0 | 0 | 1 | 0 | 0 | [7 empty] | 1 |  | CHC SPARE-SKY BLUE COLOUR SEAT UPHOLSTERY
IM03987 | Dental Chair Spares-Power Keen-Spitoon Filter | 102001SPITOONFILTER |  | A Class |  |  | I-Inventory | FG-Finish Good | R | Spares | Dental Chair-Spares | Dental Equiment | Main Location | 90330000 |  | FIFO | Power Keen | [8 empty] | 0 | 0 | 0 | 1 | 0 | 0 | [7 empty] | 1 |  | CHC SPARE-SPITOON FILTER
IM03988 | Dental Chair Spares-Power Keen-Square Pressure Guage | 102001SQUAREPRESSUREGUAGE |  | A Class |  |  | I-Inventory | FG-Finish Good | R | Spares | Dental Chair-Spares | Dental Equiment | Main Location | 90330000 |  | FIFO | Power Keen | [8 empty] | 0 | 0 | 0 | 1 | 0 | 0 | [7 empty] | 1 |  | CHC SPARE-SQUARE PRESSURE GUAGE
IM03989 | Dental Chair Spares-Power Keen-Stool Wheel Base | 102001STOOLBASEBASE |  | A Class |  |  | I-Inventory | FG-Finish Good | R | Spares | Dental Chair-Spares | Dental Equiment | Main Location | 90330000 |  | FIFO | Power Keen | [8 empty] | 0 | 0 | 0 | 1 | 0 | 0 | [7 empty] | 1 |  | CHC SPARE-STOOL WHEEL BASE
IM03990 | Dental Chair Spares-Power Keen-Stool Wheel Rs-148 | 102001RS148 |  | A Class |  |  | I-Inventory | FG-Finish Good | R | Spares | Dental Chair-Spares | Dental Equiment | Main Location | 90330000 |  | FIFO | Power Keen | [8 empty] | 0 | 0 | 0 | 1 | 0 | 0 | [7 empty] | 1 |  | CHC SPARE-STOOL WHEEL RS-148
IM03991 | Dental Chair Spares-Power Keen-Tumbler Cupfiller | 102001TUMBLERCUPFILLER |  | A Class |  |  | I-Inventory | FG-Finish Good | C | Spares | Dental Chair-Spares | Dental Equiment | Main Location | 90330000 |  | FIFO | Power Keen | [8 empty] | 0 | 0 | 0 | 1 | 0 | 0 | [7 empty] | 1 |  | CHC SPARE-TUMBLER CUPFILLER
IM03992 | Dental Chair Spares-Power Keen-Water Controller Switch | 102001WATERCONTROLLERSWITH |  | A Class |  |  | I-Inventory | FG-Finish Good | R | Spares | Dental Chair-Spares | Dental Equiment | Main Location | 90330000 |  | FIFO | Power Keen | [8 empty] | 0 | 0 | 0 | 1 | 0 | 0 | [7 empty] | 1 |  | CHC SPARE-WATER CONTROLLER SWITCH
IM03993 | Dental Chair Spares-Power Keen-Water Retraction Valve (Wrv) | 102001WRV |  | A Class |  |  | I-Inventory | FG-Finish Good | R | Spares | Dental Chair-Spares | Dental Equiment | Main Location | 90330000 |  | FIFO | Power Keen | [8 empty] | 0 | 0 | 0 | 1 | 0 | 0 | [7 empty] | 1 |  | CHC SPARE-WATER RETRACTION VALVE (WRV)
IM03994 | Dental Chair Spares-Power Keen-Xray Viewer Body | 102001XRAYVIEWERBODY |  | A Class |  |  | I-Inventory | FG-Finish Good | R | Spares | Dental Chair-Spares | Dental Equiment | Main Location | 90330000 |  | FIFO | Power Keen | [8 empty] | 0 | 0 | 0 | 1 | 0 | 0 | [7 empty] | 1 |  | CHC SPARE-XRAY VIEWER BODY
IM03995 | Dental Chair Spares-Power Keen-Xray Viewer Led Plate | 102001XRAYVIEWERLEDPLATE |  | A Class |  |  | I-Inventory | FG-Finish Good | R | Spares | Dental Chair-Spares | Dental Equiment | Main Location | 90330000 |  | FIFO | Power Keen | [8 empty] | 0 | 0 | 0 | 1 | 0 | 0 | [7 empty] | 1 |  | CHC SPARE-XRAY VIEWER LED PLATE
IM03996 | Dental Chair Spares-Power Keen-Xray Viewer PCB | 102001XRAYVIEWERPCB |  | A Class |  |  | I-Inventory | FG-Finish Good | R | Spares | Dental Chair-Spares | Dental Equiment | Main Location | 90330000 |  | FIFO | Power Keen | [8 empty] | 0 | 0 | 0 | 1 | 0 | 0 | [7 empty] | 1 |  | CHC SPARE-XRAY VIEWER PCB
IM03997 | Dental Chair Spares-Power Keen-X-Ray Viewer PCB | CHC Spare-X-Ray Viewer PCB |  | A Class |  |  | I-Inventory | FG-Finish Good | R | Spares | Dental Chair-Spares | Dental Equiment | Main Location | 90330000 |  | FIFO | Power Keen | [8 empty] | 0 | 0 | 0 | 1 | 0 | 0 | [7 empty] | 1 |  | CHC Spare-X-Ray Viewer PCB
IM03998 | Dental Chair Spares-Power Keen- Powerkeen W/U Bottle Front Cover | 102001WUBOTTLEFRONTCOVER |  | A Class |  |  | I-Inventory | FG-Finish Good | C | Spares | Dental Chair-Spares | Dental Equiment | Main Location | 90330000 |  | FIFO | Power Keen | [8 empty] | 0 | 0 | 0 | 1 | 0 | 0 | [7 empty] | 1 |  | CHC SPARE- POWERKEEN W/U BOTTLE FRONT COVER
IM03999 | Dental Chair Spares-Power Keen- Complete Sensor Light W/O Reflector Cover Ring | 102001LIGHTWORING |  | A Class |  |  | I-Inventory | FG-Finish Good | R | Spares | Dental Chair-Spares | Dental Equiment | Main Location | 90330000 |  | FIFO | Power Keen | [8 empty] | 0 | 0 | 0 | 1 | 0 | 0 | [7 empty] | 1 |  | CHC SPARE-POWERKEEN COMPLETE SENSOR LIGHT W/O REFLECTOR COVER RING
IM04000 | Dental Chair Spares-Power Keen- Delivery Unit W/O Panel Cover | 102001DUWOPANELCOVER |  | A Class |  |  | I-Inventory | FG-Finish Good | R | Spares | Dental Chair-Spares | Dental Equiment | Main Location | 90330000 |  | FIFO | Power Keen | [8 empty] | 0 | 0 | 0 | 1 | 0 | 0 | [7 empty] | 1 |  | CHC SPARE-POWERKEEN DELIVERY UNIT W/O PANEL COVER
IM04001 | Dental Chair Spares-Power Keen- H/P Coupling Without Inner Plunzer | 102001HPCPLWOINNERPLUNZER |  | A Class |  |  | I-Inventory | FG-Finish Good | C | Spares | Dental Chair-Spares | Dental Equiment | Main Location | 90330000 |  | FIFO | Power Keen | [8 empty] | 0 | 0 | 0 | 1 | 0 | 0 | [7 empty] | 1 |  | CHC SPARE-POWERKEEN H/P COUPLING WITHOUT INNER PLUNZER
IM04002 | Dental Chair Spares-Power Keen-Floor Box And Tft Screen | 102001FLBOXTFTSCREEN |  | A Class |  |  | I-Inventory | FG-Finish Good | R | Spares | Dental Chair-Spares | Dental Equiment | Main Location | 90330000 |  | FIFO | Power Keen | [8 empty] | 0 | 0 | 0 | 1 | 0 | 0 | [7 empty] | 1 |  | PK/AC/FLOOR BOX AND TFT SCREEN
IM04003 | Dental Chair Spares-Power Keen- Chair Seat Upholstery Yellow | 102001CHUPYELLOW |  | A Class |  |  | I-Inventory | FG-Finish Good | R | Spares | Dental Chair-Spares | Dental Equiment | Main Location | 90330000 |  | FIFO | Power Keen | [8 empty] | 0 | 0 | 0 | 1 | 0 | 0 | [7 empty] | 1 |  | PK/DC/UP/POWERKEEN CHAIR SEAT UPHOLSTERY YELLOW
IM04004 | Dental Chair Spares-Power Keen- Chair Main On Off Switch | 102001ONOFFSWITCH |  | A Class |  |  | I-Inventory | FG-Finish Good | R | Spares | Dental Chair-Spares | Dental Equiment | Main Location | 90330000 |  | FIFO | Power Keen | [8 empty] | 0 | 0 | 0 | 1 | 0 | 0 | [7 empty] | 1 |  | PK/SP/POWERKEEN CHAIR MAIN ON OFF SWITCH
IM04005 | Dental Chair Spares-Power Keen- Motor Limit Switch | 102001MOTORLIMITSWITCH |  | A Class |  |  | I-Inventory | FG-Finish Good | R | Spares | Dental Chair-Spares | Dental Equiment | Main Location | 90330000 |  | FIFO | Power Keen | [8 empty] | 0 | 0 | 0 | 1 | 0 | 0 | [7 empty] | 1 |  | PK/SP/POWERKEEN MOTOR LIMIT SWITCH
IM04006 | Dental Chair Spares-Power Keen- On Off Micro Switch | 102001ONOFFMICROSWITCH |  | A Class |  |  | I-Inventory | FG-Finish Good | R | Spares | Dental Chair-Spares | Dental Equiment | Main Location | 90330000 |  | FIFO | Power Keen | [8 empty] | 0 | 0 | 0 | 1 | 0 | 0 | [7 empty] | 1 |  | PK/SP/POWERKEEN ON OFF MICRO SWITCH
IM04007 | Dental Chair Spares-Power Keen- Suction Dust Collector | 102001SUCTIONDUSTCOLLECTOR |  | A Class |  |  | I-Inventory | FG-Finish Good | C | Spares | Dental Chair-Spares | Dental Equiment | Main Location | 90330000 |  | FIFO | Power Keen | [8 empty] | 0 | 0 | 0 | 1 | 0 | 0 | [7 empty] | 1 |  | PK/SP/POWERKEEN SUCTION DUST COLLECTOR
IM04008 | Dental Chair Spares-Power Keen- Orange Upholsery | 102001ORANGEUPHOL |  | A Class |  |  | I-Inventory | FG-Finish Good | R | Spares | Dental Chair-Spares | Dental Equiment | Main Location | 90330000 |  | FIFO | Power Keen | [8 empty] | 0 | 0 | 0 | 1 | 0 | 0 | [7 empty] | 1 |  | PK/UP/SP/POWERKEEN ORANGE UPHOLSERY
IM04009 | Dental Chair Spares-Power Keen- Powerkeen 4 Hole Coupling With Tubing | 1020014HOLECPLGWITHTUBING |  | A Class |  |  | I-Inventory | FG-Finish Good | C | Spares | Dental Chair-Spares | Dental Equiment | Main Location | 90330000 |  | FIFO | Power Keen | [8 empty] | 0 | 0 | 0 | 1 | 0 | 0 | [7 empty] | 1 |  | PSP SPARE - POWERKEEN 4 HOLE COUPLING WITH TUBING
IM04010 | Dental Chair Spares-Power Keen- Powerkeen Spitoon Filter Cap | 102001SPITOONFILTERCAP |  | A Class |  |  | I-Inventory | FG-Finish Good | C | Spares | Dental Chair-Spares | Dental Equiment | Main Location | 90330000 |  | FIFO | Power Keen | [8 empty] | 0 | 0 | 0 | 1 | 0 | 0 | [7 empty] | 1 |  | PSP SPARE - POWERKEEN SPITOON FILTER CAP
IM04011 | Dental Chair Spares-Power Keen- Complete Sensor Light | 102001COMPLSENSORLIGHT |  | A Class |  |  | I-Inventory | FG-Finish Good | R | Spares | Dental Chair-Spares | Dental Equiment | Main Location | 90330000 |  | FIFO | Power Keen | [8 empty] | 0 | 0 | 0 | 1 | 0 | 0 | [7 empty] | 1 |  | PSP-POWER KEEN COMPLETE SENSOR LIGHT
IM04012 | Dental Chair Spares-Power Keen- Halogen Bulb Rs-095 | 102001RS095 |  | A Class |  |  | I-Inventory | FG-Finish Good | C | Spares | Dental Chair-Spares | Dental Equiment | Main Location | 90330000 |  | FIFO | Power Keen | [8 empty] | 0 | 0 | 0 | 1 | 0 | 0 | [7 empty] | 1 |  | PSP-POWER KEEN- HALOGEN BULB RS-095
IM04013 | Dental Chair Spares-Power Keen- Plastic Cap | 102001PLASTICCAP |  | A Class |  |  | I-Inventory | FG-Finish Good | R | Spares | Dental Chair-Spares | Dental Equiment | Main Location | 90330000 |  | FIFO | Power Keen | [8 empty] | 0 | 0 | 0 | 1 | 0 | 0 | [7 empty] | 1 |  | PSP-POWER KEEN PLASTIC CAP
IM04014 | Dental Chair Spares-Power Keen- Sensor Light Pcb | 102001SENSORLIGHTPCB |  | A Class |  |  | I-Inventory | FG-Finish Good | R | Spares | Dental Chair-Spares | Dental Equiment | Main Location | 90330000 |  | FIFO | Power Keen | [8 empty] | 0 | 0 | 0 | 1 | 0 | 0 | [7 empty] | 1 |  | PSP-POWER KEEN SENSOR LIGHT PCB
IM04015 | Dental Chair Spares-Power Keen-10 Holder Valve Suction Rs-106 | 102001RS106 |  | A Class |  |  | I-Inventory | FG-Finish Good | R | Spares | Dental Chair-Spares | Dental Equiment | Main Location | 90330000 |  | FIFO | Power Keen | [8 empty] | 0 | 0 | 0 | 1 | 0 | 0 | [7 empty] | 1 |  | PSP-POWER KEEN-10 HOLDER VALVE SUCTION RS-106
IM04016 | Dental Chair Spares-Power Keen-3 In Valve Rub Packing Rs-113 | 102001RS113 |  | A Class |  |  | I-Inventory | FG-Finish Good | R | Spares | Dental Chair-Spares | Dental Equiment | Main Location | 90330000 |  | FIFO | Power Keen | [8 empty] | 0 | 0 | 0 | 1 | 0 | 0 | [7 empty] | 1 |  | PSP-POWER KEEN-3 IN VALVE RUB PACKING RS-113
IM04017 | Dental Chair Spares-Power Keen-Chair Back Lower Cover | 102001CHBACKLOWERCOVER |  | A Class |  |  | I-Inventory | FG-Finish Good | R | Spares | Dental Chair-Spares | Dental Equiment | Main Location | 90330000 |  | FIFO | Power Keen | [8 empty] | 0 | 0 | 0 | 1 | 0 | 0 | [7 empty] | 1 |  | PSP-POWER KEEN-CHAIR BACK LOWER COVER
IM04018 | Dental Chair Spares-Power Keen-Chair Lower Right Side Cover | 102001CHLOWERRIGHTSIDECOVER |  | A Class |  |  | I-Inventory | FG-Finish Good | R | Spares | Dental Chair-Spares | Dental Equiment | Main Location | 90330000 |  | FIFO | Power Keen | [8 empty] | 0 | 0 | 0 | 1 | 0 | 0 | [7 empty] | 1 |  | PSP-POWER KEEN-CHAIR LOWER RIGHT SIDE COVER
IM04019 | Dental Chair Spares-Power Keen-Connecting Wire | 102001CONNECTINGWIRE |  | A Class |  |  | I-Inventory | FG-Finish Good | C | Spares | Dental Chair-Spares | Dental Equiment | Main Location | 90330000 |  | FIFO | Power Keen | [8 empty] | 0 | 0 | 0 | 1 | 0 | 0 | [7 empty] | 1 |  | PSP-POWER KEEN-CONNECTING WIRE
IM04020 | Dental Chair Spares-Power Keen-Delivery Unit Pcb-Rs-398 | 102001RS398 |  | A Class |  |  | I-Inventory | FG-Finish Good | R | Spares | Dental Chair-Spares | Dental Equiment | Main Location | 90330000 |  | FIFO | Power Keen | [8 empty] | 0 | 0 | 0 | 1 | 0 | 0 | [7 empty] | 1 |  | PSP-POWER KEEN-DELIVERY UNIT PCB-RS-398
IM04021 | Dental Chair Spares-Power Keen-Delivery Unit Supporting | 102001DUSUPPORTING |  | A Class |  |  | I-Inventory | FG-Finish Good | R | Spares | Dental Chair-Spares | Dental Equiment | Main Location | 90330000 |  | FIFO | Power Keen | [8 empty] | 0 | 0 | 0 | 1 | 0 | 0 | [7 empty] | 1 |  | PSP-POWER KEEN-DELIVERY UNIT SUPPORTING
IM04022 | Dental Chair Spares-Power Keen-Delivery Unit Supporting Handle | 102001DUSUPPORTINGHANDLE |  | A Class |  |  | I-Inventory | FG-Finish Good | R | Spares | Dental Chair-Spares | Dental Equiment | Main Location | 90330000 |  | FIFO | Power Keen | [8 empty] | 0 | 0 | 0 | 1 | 0 | 0 | [7 empty] | 1 |  | PSP-POWER KEEN-DELIVERY UNIT SUPPORTING HANDLE
IM04023 | Dental Chair Spares-Power Keen-Dental Light | 102001LIGHT |  | A Class |  |  | I-Inventory | FG-Finish Good | R | Spares | Dental Chair-Spares | Dental Equiment | Main Location |  |  | FIFO | Power Keen | [8 empty] | 0 | 0 | 0 | 1 | 0 | 0 | [7 empty] | 1 |  | PSP-POWER KEEN-DENTAL LIGHT
IM04024 | Dental Chair Spares-Power Keen-Dental Stool Base-Rs-146 | 102001RS146 |  | A Class |  |  | I-Inventory | FG-Finish Good | R | Spares | Dental Chair-Spares | Dental Equiment | Main Location | 90330000 |  | FIFO | Power Keen | [8 empty] | 0 | 0 | 0 | 1 | 0 | 0 | [7 empty] | 1 |  | PSP-POWER KEEN-DENTAL STOOL BASE-RS-146
IM04025 | Dental Chair Spares-Power Keen-Foot Control | 102001FOOTCONTROL |  | A Class |  |  | I-Inventory | FG-Finish Good | R | Spares | Dental Chair-Spares | Dental Equiment | Main Location | 90330000 |  | FIFO | Power Keen | [8 empty] | 0 | 0 | 0 | 1 | 0 | 0 | [7 empty] | 1 |  | PSP-POWER KEEN-FOOT CONTROL
IM04026 | Dental Chair Spares-Power Keen-Foot Control Valve-Rs-122 | 102001RS122 |  | A Class |  |  | I-Inventory | FG-Finish Good | R | Spares | Dental Chair-Spares | Dental Equiment | Main Location | 90330000 |  | FIFO | Power Keen | [8 empty] | 0 | 0 | 0 | 1 | 0 | 0 | [7 empty] | 1 |  | PSP-POWER KEEN-FOOT CONTROL VALVE-RS-122
IM04027 | Dental Chair Spares-Power Keen-Foot Switch-Rs-087 | 102001RS087 |  | A Class |  |  | I-Inventory | FG-Finish Good | R | Spares | Dental Chair-Spares | Dental Equiment | Main Location | 90330000 |  | FIFO | Power Keen | [8 empty] | 0 | 0 | 0 | 1 | 0 | 0 | [7 empty] | 1 |  | PSP-POWER KEEN-FOOT SWITCH-RS-087
IM04028 | Dental Chair Spares-Power Keen-Four Fole Handpiece Tube Rs-052 | 102001RS052 |  | A Class |  |  | I-Inventory | FG-Finish Good | R | Spares | Dental Chair-Spares | Dental Equiment | Main Location | 90330000 |  | FIFO | Power Keen | [8 empty] | 0 | 0 | 0 | 1 | 0 | 0 | [7 empty] | 1 |  | PSP-POWER KEEN-FOUR FOLE HANDPIECE TUBE RS-052
IM04029 | Dental Chair Spares-Power Keen-Glass | 102001GLASS |  | A Class |  |  | I-Inventory | FG-Finish Good | C | Spares | Dental Chair-Spares | Dental Equiment | Main Location | 90330000 |  | FIFO | Power Keen | [8 empty] | 0 | 0 | 0 | 1 | 0 | 0 | [7 empty] | 1 |  | PSP-POWER KEEN-GLASS
IM04030 | Dental Chair Spares-Power Keen-Handrest Arm Left | 102001HANDRESTARMLEFT |  | A Class |  |  | I-Inventory | FG-Finish Good | R | Spares | Dental Chair-Spares | Dental Equiment | Main Location | 90330000 |  | FIFO | Power Keen | [8 empty] | 0 | 0 | 0 | 1 | 0 | 0 | [7 empty] | 1 |  | PSP-POWER KEEN-HANDREST ARM LEFT
IM04031 | Dental Chair Spares-Power Keen-Low Suction Valve-Rs-136 | 102001RS136 |  | A Class |  |  | I-Inventory | FG-Finish Good | R | Spares | Dental Chair-Spares | Dental Equiment | Main Location | 90330000 |  | FIFO | Power Keen | [8 empty] | 0 | 0 | 0 | 1 | 0 | 0 | [7 empty] | 1 |  | PSP-POWER KEEN-LOW SUCTION VALVE-RS-136
IM04032 | Dental Chair Spares-Power Keen-Motor-Rs-400 | 102001RS400 |  | A Class |  |  | I-Inventory | FG-Finish Good | R | Spares | Dental Chair-Spares | Dental Equiment | Main Location | 90330000 |  | FIFO | Power Keen | [5 empty] | .. |  |  | 0 | 0 | 0 | 1 | 0 | 0 | [7 empty] | 1 |  | PSP-POWER KEEN-MOTOR-RS-400
IM04033 | Dental Chair Spares-Power Keen-Pressure Water Valve Rs-114-A | 102001RS114A |  | A Class |  |  | I-Inventory | FG-Finish Good | R | Spares | Dental Chair-Spares | Dental Equiment | Main Location | 90330000 |  | FIFO | Power Keen | [8 empty] | 0 | 0 | 0 | 1 | 0 | 0 | [7 empty] | 1 |  | PSP-POWER KEEN-PRESSURE WATER VALVE RS-114-A
IM04034 | Dental Chair Spares-Power Keen-Pure Water Bottle Cap Rs 027 | 102001RS027 |  | A Class |  |  | I-Inventory | FG-Finish Good | R | Spares | Dental Chair-Spares | Dental Equiment | Main Location | 90330000 |  | FIFO | Power Keen | [8 empty] | 0 | 0 | 0 | 1 | 0 | 0 | [7 empty] | 1 |  | PSP-POWER KEEN-PURE WATER BOTTLE CAP RS 027
IM04035 | Dental Chair Spares-Power Keen-Small Connector-Rs-123 | 102001RS123 |  | A Class |  |  | I-Inventory | FG-Finish Good | R | Spares | Dental Chair-Spares | Dental Equiment | Main Location | 90330000 |  | FIFO | Power Keen | [8 empty] | 0 | 0 | 0 | 1 | 0 | 0 | [7 empty] | 1 |  | PSP-POWER KEEN-SMALL CONNECTOR-RS-123
IM04036 | Dental Chair Spares-Power Keen-Solenoid Valve-Rs-098 | 102001RS098 |  | A Class |  |  | I-Inventory | FG-Finish Good | C | Spares | Dental Chair-Spares | Dental Equiment | Main Location | 90330000 |  | FIFO | Power Keen | [8 empty] | 0 | 0 | 0 | 1 | 0 | 0 | [7 empty] | 1 |  | PSP-POWER KEEN-SOLENOID VALVE-RS-098
IM04037 | Dental Chair Spares-Power Keen-Spitton | 102001SPITOON |  | A Class |  |  | I-Inventory | FG-Finish Good | R | Spares | Dental Chair-Spares | Dental Equiment | Main Location | 90330000 |  | FIFO | Power Keen | [8 empty] | 0 | 0 | 0 | 1 | 0 | 0 | [7 empty] | 1 |  | PSP-POWER KEEN-SPITTON
IM04038 | Dental Chair Spares-Power Keen-Spitton Filter And Cap | 102001SPITOONANDFILTERCAP |  | A Class |  |  | I-Inventory | FG-Finish Good | R | Spares | Dental Chair-Spares | Dental Equiment | Main Location | 90330000 |  | FIFO | Power Keen | [8 empty] | 0 | 0 | 0 | 1 | 0 | 0 | [7 empty] | 1 |  | PSP-POWER KEEN-SPITTON FILTER AND CAP
IM04039 | Dental Chair Spares-Power Keen-Straight Pipe (#8X6) Rs-P4 | 102001RSP4 |  | A Class |  |  | I-Inventory | FG-Finish Good | R | Spares | Dental Chair-Spares | Dental Equiment | Main Location | 90330000 |  | FIFO | Power Keen | [8 empty] | 0 | 0 | 0 | 1 | 0 | 0 | [7 empty] | 1 |  | PSP-POWER KEEN-STRAIGHT PIPE (#8X6) RS-P4
IM04040 | Dental Chair Spares-Power Keen-Water Filter-Rs-393 | 102001RS393 |  | A Class |  |  | I-Inventory | FG-Finish Good | R | Spares | Dental Chair-Spares | Dental Equiment | Main Location | 90330000 |  | FIFO | Power Keen | [8 empty] | 0 | 0 | 0 | 1 | 0 | 0 | [7 empty] | 1 |  | PSP-POWER KEEN-WATER FILTER-RS-393
IM04041 | Dental Chair Spares-Power Keen-Water On-Off Switch Rs-116-B | 102001SWITCHRS116B |  | A Class |  |  | I-Inventory | FG-Finish Good | R | Spares | Dental Chair-Spares | Dental Equiment | Main Location | 90330000 |  | FIFO | Power Keen | [8 empty] | 0 | 0 | 0 | 1 | 0 | 0 | [7 empty] | 1 |  | PSP-POWER KEEN-WATER ON-OFF SWITCH RS-116-B
IM04042 | Dental Chair Spares-Power Keen-Water Retection Valve Junction | 102001WRVJUNCTION |  | A Class |  |  | I-Inventory | FG-Finish Good | R | Spares | Dental Chair-Spares | Dental Equiment | Main Location | 90330000 |  | FIFO | Power Keen | [8 empty] | 0 | 0 | 0 | 1 | 0 | 0 | [7 empty] | 1 |  | PSP-POWER KEEN-WATER RETECTION VALVE JUNCTION
IM04043 | Dental Chair Spares-Power Keen-Water Unit O Ring | 102001WUORING |  | A Class |  |  | I-Inventory | FG-Finish Good | C | Spares | Dental Chair-Spares | Dental Equiment | Main Location | 90330000 |  | FIFO | Power Keen | [8 empty] | 0 | 0 | 0 | 1 | 0 | 0 | [7 empty] | 1 |  | PSP-POWER KEEN-WATER UNIT O RING
IM04044 | Dental Chair Spares-Power Keen-Water Unit Touch Panel-Sticker | 102001WUTOUCHPANELSTICKER |  | A Class |  |  | I-Inventory | FG-Finish Good | C | Spares | Dental Chair-Spares | Dental Equiment | Main Location | 90330000 |  | FIFO | Power Keen | [8 empty] | 0 | 0 | 0 | 1 | 0 | 0 | [7 empty] | 1 |  | PSP-POWER KEEN-WATER UNIT TOUCH PANEL-STICKER
IM04045 | Dental Chair Spares-Power Keen- Backrest Upholstery Green | 102001GREENBACKRESTUPHOL |  | A Class |  |  | I-Inventory | FG-Finish Good | R | Spares | Dental Chair-Spares | Dental Equiment | Main Location | 90330000 |  | FIFO | Power Keen | [8 empty] | 0 | 0 | 0 | 1 | 0 | 0 | [7 empty] | 1 |  | PSP-POWERKEEN- BACKREST UPHOLSTERY GREEN
IM04046 | Dental Chair Spares-Power Keen- Headrest Upholstery Green Colour | 102001HEADRESTGREENUPHOL |  | A Class |  |  | I-Inventory | FG-Finish Good | R | Spares | Dental Chair-Spares | Dental Equiment | Main Location | 90330000 |  | FIFO | Power Keen | [8 empty] | 0 | 0 | 0 | 1 | 0 | 0 | [7 empty] | 1 |  | PSP-POWERKEEN- HEADREST UPHOLSTERY GREEN COLOUR
IM04047 | Dental Chair Spares-Power Keen-Small Spiral Hose Pipe | 102001SMALLSPIRALHOSEPIPE |  | A Class |  |  | I-Inventory | FG-Finish Good | C | Spares | Dental Chair-Spares | Dental Equiment | Main Location | 90330000 |  | FIFO | Power Keen | [8 empty] | 0 | 0 | 0 | 1 | 0 | 0 | [7 empty] | 1 |  | PSP-POWERKEEN SMALL SPIRAL HOSE PIPE
IM04048 | Dental Chair Spares-Power Keen-Spiral Hose Pipe | 102001SPIRALHOSEPIPE |  | A Class |  |  | I-Inventory | FG-Finish Good | R | Spares | Dental Chair-Spares | Dental Equiment | Main Location | 90330000 |  | FIFO | Power Keen | [8 empty] | 0 | 0 | 0 | 1 | 0 | 0 | [7 empty] | 1 |  | PSP-POWERKEEN SPIRAL HOSE PIPE
IM04049 | Dental Chair Spares-Power Keen-Stool Pump-Rs-147 | 102001RS147 |  | A Class |  |  | I-Inventory | FG-Finish Good | R | Spares | Dental Chair-Spares | Dental Equiment | Main Location | 90330000 |  | FIFO | Power Keen | [8 empty] | 0 | 0 | 0 | 1 | 0 | 0 | [7 empty] | 1 |  | PSP-POWERKEEN STOOL PUMP-RS-147
IM04050 | Dental Chair Spares-Power Keen-Booster Switch | 102001BOOSTERSWITCH |  | A Class |  |  | I-Inventory | FG-Finish Good | R | Spares | Dental Chair-Spares | Dental Equiment | Main Location | 90330000 |  | FIFO | Power Keen | [8 empty] | 0 | 0 | 0 | 1 | 0 | 0 | [7 empty] | 1 |  | PSP-POWERKEEN-BOOSTER SWITCH
IM04051 | Dental Chair Spares-Power Keen-Main Pcb Rs-139 | 102001RS139 |  | A Class |  |  | I-Inventory | FG-Finish Good | R | Spares | Dental Chair-Spares | Dental Equiment | Main Location | 90330000 |  | FIFO | Power Keen | [8 empty] | 0 | 0 | 0 | 1 | 0 | 0 | [7 empty] | 1 |  | PSP-POWERKEEN-MAIN PCB RS-139
IM04052 | Dental Chair Spares-Power Keen-Plastic Water Unit Complete | 102001PLASTICWU |  | A Class |  |  | I-Inventory | FG-Finish Good | R | Spares | Dental Chair-Spares | Dental Equiment | Main Location | 90330000 |  | FIFO | Power Keen | [8 empty] | 0 | 0 | 0 | 1 | 0 | 0 | [7 empty] | 1 |  | PSP-POWERKEEN-PLASTIC WATER UNIT COMPLETE
IM04053 | Dental Chair Spares-Power Keen-Pressure Glass | 102001PRESSUREGLASS |  | A Class |  |  | I-Inventory | FG-Finish Good | C | Spares | Dental Chair-Spares | Dental Equiment | Main Location | 90330000 |  | FIFO | Power Keen | [8 empty] | 0 | 0 | 0 | 1 | 0 | 0 | [7 empty] | 1 |  | PSP-POWERKEEN-PRESSURE GLASS
IM04054 | Dental Chair Spares-Power Keen-Transformer-Rs-194 | 102001RS194 |  | A Class |  |  | I-Inventory | FG-Finish Good | R | Spares | Dental Chair-Spares | Dental Equiment | Main Location | 90330000 |  | FIFO | Power Keen | [8 empty] | 0 | 0 | 0 | 1 | 0 | 0 | [7 empty] | 1 |  | PSP-POWERKEEN-TRANSFORMER-RS-194
IM04055 | Dental Chair Spares-Power Keen-Water Unit Side Cover | 102001WUSIDECOVER |  | A Class |  |  | I-Inventory | FG-Finish Good | R | Spares | Dental Chair-Spares | Dental Equiment | Main Location | 90330000 |  | FIFO | Power Keen | [8 empty] | 0 | 0 | 0 | 1 | 0 | 0 | [7 empty] | 1 |  | PSP-POWERKEEN-WATER UNIT SIDE COVER
IM04056 | Dental Chair Spares-Power Keen-Air/Water Junction Block | 102001JUCTIONBLOCK |  | A Class |  |  | I-Inventory | FG-Finish Good | R | Spares | Dental Chair-Spares | Dental Equiment | Main Location | 90330000 |  | FIFO | Power Keen | [8 empty] | 0 | 0 | 0 | 1 | 0 | 0 | [7 empty] | 1 |  | PSP-POWERKEEN -AIR/WATER JUNCTION BLOCK
IM04057 | Dental Chair Spares-Runyes-Display Temprature PCB(Innova Pad And Gold) | 109001INNOVADISPLAYTEMPPCB |  | A Class |  |  | I-Inventory | FG-Finish Good | R | Spares | Dental Chair-Spares | Dental Equiment | Main Location | 90330000 |  | FIFO | Runyes | [8 empty] | 0 | 0 | 0 | 1 | 0 | 0 | [7 empty] | 1 |  | RN/DC/SP/DISPLAY TEMPRATURE PCB(INNOVA PAD And GOLD)
IM04058 | Dental Chair Spares-Runyes-Chair Program Cable | 109001PROGRAMCABLE |  | A Class |  |  | I-Inventory | FG-Finish Good | R | Spares | Dental Chair-Spares | Dental Equiment | Main Location | 90330000 |  | FIFO | Runyes | [8 empty] | 0 | 0 | 0 | 1 | 0 | 0 | [7 empty] | 1 |  | RN/BA/SP/CHAIR PROGRAM CABLE
IM04059 | Dental Chair Spares-Runyes-Innova Gold New Assistant Side Complete Body Version-2 | 109001INNGCOMPLETEBODYV2 |  | A Class |  |  | I-Inventory | FG-Finish Good | R | Spares | Dental Chair-Spares | Dental Equiment | Main Location | 90330000 |  | FIFO | Runyes | [8 empty] | 0 | 0 | 0 | 1 | 0 | 0 | [7 empty] | 1 |  | RN/BA/SP/INNOVA GOLD NEW ASSISTANT SIDE COMPLETE BODY VERSION-2
IM04060 | Dental Chair Spares-Runyes-Innova Pad Suction Filter Body | 109001INVPSUCTIONFILTERBODY |  | A Class |  |  | I-Inventory | FG-Finish Good | C | Spares | Dental Chair-Spares | Dental Equiment | Main Location | 90330000 |  | FIFO | Runyes | [8 empty] | 0 | 0 | 0 | 1 | 0 | 0 | [7 empty] | 1 |  | RN/DC/AC/INNOVA PAD SUCTION FILTER BODY
IM04061 | Dental Chair Spares-Runyes-Assistant Side Pcb (Innova Pad And Gold) | 109001INNOVAASSISTANTSIDEPCB |  | A Class |  |  | I-Inventory | FG-Finish Good | R | Spares | Dental Chair-Spares | Dental Equiment | Main Location | 90330000 |  | FIFO | Runyes | [8 empty] | 0 | 0 | 0 | 1 | 0 | 0 | [7 empty] | 1 |  | RN/DC/ASSISTANT SIDE PCB (INNOVA PAD AND GOLD)
IM04062 | Dental Chair Spares-Runyes-Assistant Side Pcb (Innova Pad And Gold) Version -2 | 109001INNGINNPSIDEPCBV2 |  | A Class |  |  | I-Inventory | FG-Finish Good | R | Spares | Dental Chair-Spares | Dental Equiment | Main Location | 90330000 |  | FIFO | Runyes | [8 empty] | 0 | 0 | 0 | 1 | 0 | 0 | [7 empty] | 1 |  | RN/DC/ASSISTANT SIDE PCB (INNOVA PAD AND GOLD) VERSION -2
IM04063 | Dental Chair Spares-Runyes-Cover Of Filter Yc07001113(Innova Pad And Gold) | 109001INNOVAYC07001113 |  | A Class |  |  | I-Inventory | FG-Finish Good | R | Spares | Dental Chair-Spares | Dental Equiment | Main Location | 90330000 |  | FIFO | Runyes | [8 empty] | 0 | 0 | 0 | 1 | 0 | 0 | [7 empty] | 1 |  | RN/DC/COVER OF FILTER YC07001113(INNOVA PAD And GOLD)
IM04064 | Dental Chair Spares-Runyes- Dci Chair Delivery Unit Neumatic Switch Holding Ring | 109001DCIDUHOLDERRING |  | A Class |  |  | I-Inventory | FG-Finish Good | R | Spares | Dental Chair-Spares | Dental Equiment | Main Location | 90330000 |  | FIFO | Runyes | [8 empty] | 0 | 0 | 0 | 1 | 0 | 0 | [7 empty] | 1 |  | RN/DC/SP DCI CHAIR DELIVERY UNIT NEUMATIC SWITCH HOLDING RING
IM04065 | Dental Chair Spares-Runyes- Dci Chair Delivery Unit Pneumatic Switch | 109001DUPNEUMATICSWITCH |  | A Class |  |  | I-Inventory | FG-Finish Good | R | Spares | Dental Chair-Spares | Dental Equiment | Main Location | 90330000 |  | FIFO | Runyes | [8 empty] | 0 | 0 | 0 | 1 | 0 | 0 | [7 empty] | 1 |  | RN/DC/SP DCI CHAIR DELIVERY UNIT PNEUMATIC SWITCH
IM04066 | Dental Chair Spares-Runyes- Chair Backrest Upholsery Light Blue C05 (Innova Pad And Gold) | 109001CHBKRUPHOLLBLUEC05 |  | A Class |  |  | I-Inventory | FG-Finish Good | R | Spares | Dental Chair-Spares | Dental Equiment | Main Location | 90330000 |  | FIFO | Runyes | [8 empty] | 0 | 0 | 0 | 1 | 0 | 0 | [7 empty] | 1 |  | RN/DC/SP/ CHAIR BACKREST UPHOLSERY LIGHT BLUE C05 (INNOVA PAD AND GOLD)
IM04067 | Dental Chair Spares-Runyes- Chair Pillow Support | 109001PILLOWSUPPORT |  | A Class |  |  | I-Inventory | FG-Finish Good | R | Spares | Dental Chair-Spares | Dental Equiment | Main Location | 90330000 |  | FIFO | Runyes | [8 empty] | 0 | 0 | 0 | 1 | 0 | 0 | [7 empty] | 1 |  | RN/DC/SP/ CHAIR PILLOW SUPPORT
IM04068 | Dental Chair Spares-Runyes- Chair Seat Upholsery Light Blue C05 (Innova Pad And Gold) | 109001CHSEATUPHOLLBLUEC05 |  | A Class |  |  | I-Inventory | FG-Finish Good | R | Spares | Dental Chair-Spares | Dental Equiment | Main Location | 90330000 |  | FIFO | Runyes | [8 empty] | 0 | 0 | 0 | 1 | 0 | 0 | [7 empty] | 1 |  | RN/DC/SP/ CHAIR SEAT UPHOLSERY LIGHT BLUE C05 (INNOVA PAD AND GOLD)
IM04069 | Dental Chair Spares-Runyes- Dental Chair Metal Backrest Support | 109001CHAIRMETALBKRSUPPORT |  | A Class |  |  | I-Inventory | FG-Finish Good | R | Spares | Dental Chair-Spares | Dental Equiment | Main Location | 90330000 |  | FIFO | Runyes | [8 empty] | 0 | 0 | 0 | 1 | 0 | 0 | [7 empty] | 1 |  | RN/DC/SP/ DENTAL CHAIR METAL BACKREST SUPPORT
IM04070 | Dental Chair Spares-Runyes- Spittoon For Innova Gold & Innova Pad | 109001INNPADGOLDSPITTOON |  | A Class |  |  | I-Inventory | FG-Finish Good | C | Spares | Dental Chair-Spares | Dental Equiment | Main Location | 90330000 |  | FIFO | Runyes | [8 empty] | 0 | 0 | 0 | 1 | 0 | 0 | [7 empty] | 1 |  | RN/DC/SP/ SPITTOON FOR INNOVA GOLD & INNOVA PAD
IM04071 | Dental Chair Spares-Runyes- Stool Backrest Upholsery Light Blue C05 (Innova Pad And Gold | 109037STBKRUPHOLLBLUEC05 |  | A Class |  |  | I-Inventory | FG-Finish Good | R | Spares | Dental Chair-Spares | Dental Equiment | Main Location | 90330000 |  | FIFO | Runyes | [8 empty] | 0 | 0 | 0 | 1 | 0 | 0 | [7 empty] | 1 |  | RN/DC/SP/ STOOL BACKREST UPHOLSERY LIGHT BLUE C05 (INNOVA PAD AND GOLD
IM04072 | Dental Chair Spares-Runyes- Stool Seat Upholsery Light Blue C05 (Innova Pad And Gold) | 109037STSEARUPHOLLBLUEC05 |  | A Class |  |  | I-Inventory | FG-Finish Good | R | Spares | Dental Chair-Spares | Dental Equiment | Main Location | 90330000 |  | FIFO | Runyes | [8 empty] | 0 | 0 | 0 | 1 | 0 | 0 | [7 empty] | 1 |  | RN/DC/SP/ STOOL SEAT UPHOLSERY LIGHT BLUE C05 (INNOVA PAD AND GOLD)
IM04073 | Dental Chair Spares-Runyes-8 1.5M(Innova Pad And Gold) | 109001INNOVATUBING8.15M |  | A Class |  |  | I-Inventory | FG-Finish Good | R | Spares | Dental Chair-Spares | Dental Equiment | Main Location | 90330000 |  | FIFO | Runyes | [8 empty] | 0 | 0 | 0 | 1 | 0 | 0 | [7 empty] | 1 |  | RN/DC/SP/8 1.5m(INNOVA PAD And GOLD)
IM04074 | Dental Chair Spares-Runyes-Air Break Switch For Chair | 109001BREAKSWITCH |  | A Class |  |  | I-Inventory | FG-Finish Good | R | Spares | Dental Chair-Spares | Dental Equiment | Main Location | 90330000 |  | FIFO | Runyes | [8 empty] | 0 | 0 | 0 | 1 | 0 | 0 | [7 empty] | 1 |  | Rn/Dc/Sp/Air Break Switch For Chair
IM04075 | Dental Chair Spares-Runyes-Air Cylinder(Innova Pad And Gold) | 109001INNOVAAIRCYLINDER |  | A Class |  |  | I-Inventory | FG-Finish Good | R | Spares | Dental Chair-Spares | Dental Equiment | Main Location | 90330000 |  | FIFO | Runyes | [8 empty] | 0 | 0 | 0 | 1 | 0 | 0 | [7 empty] | 1 |  | RN/DC/SP/AIR CYLINDER(INNOVA PAD AND GOLD)
IM04076 | Dental Chair Spares-Runyes-Air Micro Switch(Innova Pad And Gold) | 109001INNOVAAIRMICROSWITCH |  | A Class |  |  | I-Inventory | FG-Finish Good | R | Spares | Dental Chair-Spares | Dental Equiment | Main Location | 90330000 |  | FIFO | Runyes | [8 empty] | 0 | 0 | 0 | 1 | 0 | 0 | [7 empty] | 1 |  | RN/DC/SP/AIR MICRO SWITCH(INNOVA PAD AND GOLD)
IM04077 | Dental Chair Spares-Runyes-Air Micro Switch-7401990026 | 109001AIRSMICROWITCH7401990026 |  | A Class |  |  | I-Inventory | FG-Finish Good | R | Spares | Dental Chair-Spares | Dental Equiment | Main Location | 90330000 |  | FIFO | Runyes | [8 empty] | 0 | 0 | 0 | 1 | 0 | 0 | [7 empty] | 1 |  | RN/DC/SP/AIR MICRO SWITCH-7401990026
IM04078 | Dental Chair Spares-Runyes-Air Regulater Filter( Innova Pad And Gold) | 109001INNOVAFILTER |  | A Class |  |  | I-Inventory | FG-Finish Good | R | Spares | Dental Chair-Spares | Dental Equiment | Main Location | 90330000 |  | FIFO | Runyes | [8 empty] | 0 | 0 | 0 | 1 | 0 | 0 | [7 empty] | 1 |  | RN/DC/SP/AIR REGULATER FILTER( INNOVA PAD And GOLD)
IM04079 | Dental Chair Spares-Runyes-Air Rotor Coupling | 106001ARCOUPLING |  | A Class |  |  | I-Inventory | FG-Finish Good | R | Spares | Dental Chair-Spares | Dental Equiment | Main Location | 90330000 |  | FIFO | Runyes | [8 empty] | 0 | 0 | 0 | 1 | 0 | 0 | [7 empty] | 1 |  | RN/DC/SP/AIR ROTOR COUPLING
IM04080 | Dental Chair Spares-Runyes-Air Rotor Coupling With Tubing | 109001ARCOUPLINGTUBING |  | A Class |  |  | I-Inventory | FG-Finish Good | R | Spares | Dental Chair-Spares | Dental Equiment | Main Location | 90330000 |  | FIFO | Runyes | [8 empty] | 0 | 0 | 0 | 1 | 0 | 0 | [7 empty] | 1 |  | RN/DC/SP/AIR ROTOR COUPLING WITH TUBING
IM04081 | Dental Chair Spares-Runyes-Air Rotor Tubing(Innova Pad And Gold) | 109001AIRROTORTUBING |  | A Class |  |  | I-Inventory | FG-Finish Good | R | Spares | Dental Chair-Spares | Dental Equiment | Main Location | 90330000 |  | FIFO | Runyes | [8 empty] | 0 | 0 | 0 | 1 | 0 | 0 | [7 empty] | 1 |  | RN/DC/SP/AIR ROTOR TUBING(INNOVA PAD AND GOLD)
IM04082 | Dental Chair Spares-Runyes-Assistant Side Arm Cap(Innova Pad And Gold) | 109001ASSTSIDEARMCAP |  | A Class |  |  | I-Inventory | FG-Finish Good | R | Spares | Dental Chair-Spares | Dental Equiment | Main Location | 90330000 |  | FIFO | Runyes | [8 empty] | 0 | 0 | 0 | 1 | 0 | 0 | [7 empty] | 1 |  | RN/DC/SP/ASSISTANT SIDE ARM CAP(INNOVA PAD AND GOLD)
IM04083 | Dental Chair Spares-Runyes-Assistant Side Touch Panal Lower Cover (Innova Gold) 7501040138 | 109001INVPPANELLCOVER7501040138 |  | A Class |  |  | I-Inventory | FG-Finish Good | R | Spares | Dental Chair-Spares | Dental Equiment | Main Location | 90330000 |  | FIFO | Runyes | [8 empty] | 0 | 0 | 0 | 1 | 0 | 0 | [7 empty] | 1 |  | RN/DC/SP/ASSISTANT SIDE TOUCH PANAL LOWER COVER (INNOVA GOLD) 7501040138
IM04084 | Dental Chair Spares-Runyes-Assistant Side Touch Panal Upper Cover (Innova Gold) | 109001INVGPANELUPPERCOVER |  | A Class |  |  | I-Inventory | FG-Finish Good | R | Spares | Dental Chair-Spares | Dental Equiment | Main Location | 90330000 |  | FIFO | Runyes | [8 empty] | 0 | 0 | 0 | 1 | 0 | 0 | [7 empty] | 1 |  | RN/DC/SP/ASSISTANT SIDE TOUCH PANAL UPPER COVER (INNOVA GOLD)
IM04085 | Dental Chair Spares-Runyes-Assistant Side Touch Panel Sticker (Innova Gold) 7501050122 | 109001INPGPANELSTICKER7501050122 |  | A Class |  |  | I-Inventory | FG-Finish Good | C | Spares | Dental Chair-Spares | Dental Equiment | Main Location | 90330000 |  | FIFO | Runyes | [8 empty] | 0 | 0 | 0 | 1 | 0 | 0 | [7 empty] | 1 |  | RN/DC/SP/ASSISTANT SIDE TOUCH PANEL STICKER (INNOVA GOLD) 7501050122
IM04086 | Dental Chair Spares-Runyes-Backrest Motor For (Innova Pad And Gold) | 109001INNOVABACKRESTMOTOR |  | A Class |  |  | I-Inventory | FG-Finish Good | R | Spares | Dental Chair-Spares | Dental Equiment | Main Location | 90330000 |  | FIFO | Runyes | [8 empty] | 0 | 0 | 0 | 1 | 0 | 0 | [7 empty] | 1 |  | RN/DC/SP/BACKREST MOTOR FOR (INNOVA PAD AND GOLD)
IM04087 | Dental Chair Spares-Runyes-Backrest Motor For Spark Chair | 109001BACKRESTMOTOR |  | A Class |  |  | I-Inventory | FG-Finish Good | R | Spares | Dental Chair-Spares | Dental Equiment | Main Location | 90330000 |  | FIFO | Runyes | [8 empty] | 0 | 0 | 0 | 1 | 0 | 0 | [7 empty] | 1 |  | RN/DC/SP/BACKREST MOTOR FOR SPARK CHAIR
IM04088 | Dental Chair Spares-Runyes-Blowing Dust Valve-7501990027 | 109001BLOWDUSTVALVW7501990027 |  | A Class |  |  | I-Inventory | FG-Finish Good | R | Spares | Dental Chair-Spares | Dental Equiment | Main Location | 90330000 |  | FIFO | Runyes | [8 empty] | 0 | 0 | 0 | 1 | 0 | 0 | [7 empty] | 1 |  | RN/DC/SP/BLOWING DUST VALVE-7501990027
IM04089 | Dental Chair Spares-Runyes-Chair Backrest Cover(Innova Pad And Gold) | 109001CHBACKRESTCOVER |  | A Class |  |  | I-Inventory | TG-Trading Good |  | Spares | Dental Chair-Spares | Dental Equiment | Main Location | 90330000 |  | FIFO | Runyes | [8 empty] | 0 | 0 | 0 | 1 | 0 | 0 | [7 empty] | 1 |  | RN/DC/SP/CHAIR BACKREST COVER(INNOVA PAD AND GOLD)
IM04090 | Dental Chair Spares-Runyes-Chair Base Side Cap(Innova Pad And Gold) | 109001CHBASESIDECAP |  | A Class |  |  | I-Inventory | FG-Finish Good | R | Spares | Dental Chair-Spares | Dental Equiment | Main Location | 90330000 |  | FIFO | Runyes | [8 empty] | 0 | 0 | 0 | 1 | 0 | 0 | [7 empty] | 1 |  | RN/DC/SP/CHAIR BASE SIDE CAP(INNOVA PAD AND GOLD)
IM04091 | Dental Chair Spares-Runyes-Chair Inbuilt Foot Control Pcb (Innova Pad & Innova Gold) | 109001INNPADGOLDINBFCPCB |  | A Class |  |  | I-Inventory | FG-Finish Good | R | Spares | Dental Chair-Spares | Dental Equiment | Main Location | 90330000 |  | FIFO | Runyes | [8 empty] | 0 | 0 | 0 | 1 | 0 | 0 | [7 empty] | 1 |  | RN/DC/SP/CHAIR INBUILT FOOT CONTROL PCB (INNOVA PAD & INNOVA GOLD)
IM04092 | Dental Chair Spares-Runyes-Chair Left Side Arm Base Cover(Innova Pad And Gold) | 109001LEFTARMBASECOVER |  | A Class |  |  | I-Inventory | FG-Finish Good | R | Spares | Dental Chair-Spares | Dental Equiment | Main Location | 90330000 |  | FIFO | Runyes | [8 empty] | 0 | 0 | 0 | 1 | 0 | 0 | [7 empty] | 1 |  | RN/DC/SP/CHAIR LEFT SIDE ARM BASE COVER(INNOVA PAD AND GOLD)
IM04093 | Dental Chair Spares-Runyes-Chair Left Side Base Cover(Innova Pad And Gold) | 109001LSIDEBASECOVER |  | A Class |  |  | I-Inventory | FG-Finish Good | R | Spares | Dental Chair-Spares | Dental Equiment | Main Location | 90330000 |  | FIFO | Runyes | [8 empty] | 0 | 0 | 0 | 1 | 0 | 0 | [7 empty] | 1 |  | RN/DC/SP/CHAIR LEFT SIDE BASE COVER(INNOVA PAD AND GOLD)
IM04094 | Dental Chair Spares-Runyes-Chair Lower Back Cover(Innova Pad And Gold) | 109001LOWERBACKCOVER |  | A Class |  |  | I-Inventory | FG-Finish Good | R | Spares | Dental Chair-Spares | Dental Equiment | Main Location | 90330000 |  | FIFO | Runyes | [8 empty] | 0 | 0 | 0 | 1 | 0 | 0 | [7 empty] | 1 |  | RN/DC/SP/CHAIR LOWER BACK COVER(INNOVA PAD AND GOLD)
IM04095 | Dental Chair Spares-Runyes-Chair Main Foot Control Cushion Rubber(Innova Pad And Gold | 109001FOOTCTRLCUSHIONRUBBER |  | A Class |  |  | I-Inventory | FG-Finish Good | R | Spares | Dental Chair-Spares | Dental Equiment | Main Location | 90330000 |  | FIFO | Runyes | [8 empty] | 0 | 0 | 0 | 1 | 0 | 0 | [7 empty] | 1 |  | RN/DC/SP/CHAIR MAIN FOOT CONTROL CUSHION RUBBER(INNOVA PAD And GOLD
IM04096 | Dental Chair Spares-Runyes-Chair Right Side Arm Base Cover(Innova Pad And Gold) | 109001RIGHTSIDEBASECOVER |  | A Class |  |  | I-Inventory | FG-Finish Good | R | Spares | Dental Chair-Spares | Dental Equiment | Main Location | 90330000 |  | FIFO | Runyes | [8 empty] | 0 | 0 | 0 | 1 | 0 | 0 | [7 empty] | 1 |  | RN/DC/SP/CHAIR RIGHT SIDE ARM BASE COVER(INNOVA PAD AND GOLD)
IM04097 | Dental Chair Spares-Runyes-Chair Right Side Cover(Innova Pad And Gold) | 109001RIGHTSIDECOVER |  | A Class |  |  | I-Inventory | FG-Finish Good | R | Spares | Dental Chair-Spares | Dental Equiment | Main Location | 90330000 |  | FIFO | Runyes | [8 empty] | 0 | 0 | 0 | 1 | 0 | 0 | [7 empty] | 1 |  | RN/DC/SP/CHAIR RIGHT SIDE COVER(INNOVA PAD AND GOLD)
IM04098 | Dental Chair Spares-Runyes-Chair Upholsery Lower Cover(Innova Pad And Gold) | 109001UPHLOCOVER |  | A Class |  |  | I-Inventory | FG-Finish Good | R | Spares | Dental Chair-Spares | Dental Equiment | Main Location | 90330000 |  | FIFO | Runyes | [8 empty] | 0 | 0 | 0 | 1 | 0 | 0 | [7 empty] | 1 |  | RN/DC/SP/CHAIR UPHOLSERY LOWER COVER(INNOVA PAD AND GOLD)
IM04099 | Dental Chair Spares-Runyes-Chair Water Botttle | 109001WATERBOTTLE |  | A Class |  |  | I-Inventory | FG-Finish Good | C | Spares | Dental Chair-Spares | Dental Equiment | Main Location | 90330000 |  | FIFO | Runyes | [8 empty] | 0 | 0 | 0 | 1 | 0 | 0 | [7 empty] | 1 |  | RN/DC/SP/CHAIR WATER BOTTTLE
IM04100 | Dental Chair Spares-Runyes-Chair Water Unit Pcb(Innova Pad And Gold) | 109001INNOVAWUPCB |  | A Class |  |  | I-Inventory | FG-Finish Good | R | Spares | Dental Chair-Spares | Dental Equiment | Main Location | 90330000 |  | FIFO | Runyes | [8 empty] | 0 | 0 | 0 | 1 | 0 | 0 | [7 empty] | 1 |  | RN/DC/SP/CHAIR WATER UNIT PCB(INNOVA PAD And GOLD)
IM04101 | Dental Chair Spares-Runyes-Control Box For Care-Ii For Chair | 109001CONTROLBOX |  | A Class |  |  | I-Inventory | FG-Finish Good | R | Spares | Dental Chair-Spares | Dental Equiment | Main Location | 90330000 |  | FIFO | Runyes | [8 empty] | 0 | 0 | 0 | 1 | 0 | 0 | [7 empty] | 1 |  | Rn/Dc/Sp/Control Box For Care-Ii For Chair
IM04102 | Dental Chair Spares-Runyes-Dci Chair Delivery Unit Left Side Panel Key Sticker-9002080223 | 109001DULEFTPANELSTICKER9002080223 |  | A Class |  |  | I-Inventory | FG-Finish Good | C | Spares | Dental Chair-Spares | Dental Equiment | Main Location | 90330000 |  | FIFO | Runyes | [8 empty] | 0 | 0 | 0 | 1 | 0 | 0 | [7 empty] | 1 |  | RN/DC/SP/DCI CHAIR DELIVERY UNIT LEFT SIDE PANEL KEY STICKER-9002080223
IM04103 | Dental Chair Spares-Runyes-Dci Chair Delivery Unit Right Side Panel Key Sticker-9002080224 | 109001DURIGHTPANELSTICKER9002080224 |  | A Class |  |  | I-Inventory | FG-Finish Good | C | Spares | Dental Chair-Spares | Dental Equiment | Main Location | 90330000 |  | FIFO | Runyes | [8 empty] | 0 | 0 | 0 | 1 | 0 | 0 | [7 empty] | 1 |  | RN/DC/SP/DCI CHAIR DELIVERY UNIT RIGHT SIDE PANEL KEY STICKER-9002080224
IM04104 | Dental Chair Spares-Runyes-Dci Chair High Suction Holder | 109001DCIHIGHSUCTIONHOLDER |  | A Class |  |  | I-Inventory | FG-Finish Good | C | Spares | Dental Chair-Spares | Dental Equiment | Main Location | 90330000 |  | FIFO | Runyes | [8 empty] | 0 | 0 | 0 | 1 | 0 | 0 | [7 empty] | 1 |  | RN/DC/SP/DCI CHAIR HIGH SUCTION HOLDER
IM04105 | Dental Chair Spares-Runyes-Dci Chair Low Suction Cannula | 109001LOSUCTIONCANNULA |  | A Class |  |  | I-Inventory | FG-Finish Good | R | Spares | Dental Chair-Spares | Dental Equiment | Main Location | 90330000 |  | FIFO | Runyes | [8 empty] | 0 | 0 | 0 | 1 | 0 | 0 | [7 empty] | 1 |  | RN/DC/SP/DCI CHAIR LOW SUCTION CANNULA
IM04106 | Dental Chair Spares-Runyes-Dci Chair Low Suction Holder | 109001DCILOWSUCTIONHOLDER |  | A Class |  |  | I-Inventory | FG-Finish Good | C | Spares | Dental Chair-Spares | Dental Equiment | Main Location | 90330000 |  | FIFO | Runyes | [8 empty] | 0 | 0 | 0 | 1 | 0 | 0 | [7 empty] | 1 |  | RN/DC/SP/DCI CHAIR LOW SUCTION HOLDER
IM04107 | Dental Chair Spares-Runyes-Dci Delivery Unit Instrument Panel Button Adapter Board Cable-9002080121 | 109001DUADAPTERBOARDCABLE9002080121 |  | A Class |  |  | I-Inventory | FG-Finish Good | C | Spares | Dental Chair-Spares | Dental Equiment | Main Location | 90330000 |  | FIFO | Runyes | [8 empty] | 0 | 0 | 0 | 1 | 0 | 0 | [7 empty] | 1 |  | RN/DC/SP/DCI DELIVERY UNIT INSTRUMENT PANEL BUTTON ADAPTER BOARD CABLE-9002080121
IM04108 | Dental Chair Spares-Runyes-Dci Delivery Unit Interlocking Cable For Instrument Panel Machine -902080186 | 109001DUINTERLOCKINGCABLE902080186 |  | A Class |  |  | I-Inventory | FG-Finish Good | C | Spares | Dental Chair-Spares | Dental Equiment | Main Location | 90330000 |  | FIFO | Runyes | [8 empty] | 0 | 0 | 0 | 1 | 0 | 0 | [7 empty] | 1 |  | RN/DC/SP/DCI DELIVERY UNIT INTERLOCKING CABLE FOR INSTRUMENT PANEL MACHINE -902080186
IM04109 | Dental Chair Spares-Runyes-Delivery Unit Air Return Bottle(Innova Pad And Gold) | 109001AIRRETURNBOTTLE |  | A Class |  |  | I-Inventory | FG-Finish Good | R | Spares | Dental Chair-Spares | Dental Equiment | Main Location | 90330000 |  | FIFO | Runyes | [8 empty] | 0 | 0 | 0 | 1 | 0 | 0 | [7 empty] | 1 |  | RN/DC/SP/DELIVERY UNIT AIR RETURN BOTTLE(INNOVA PAD AND GOLD)
IM04110 | Dental Chair Spares-Runyes-Delivery Unit Pcb (Innova Pad Chair) | 109001INNPADDUPCB |  | A Class |  |  | I-Inventory | FG-Finish Good | R | Spares | Dental Chair-Spares | Dental Equiment | Main Location | 90330000 |  | FIFO | Runyes | [8 empty] | 0 | 0 | 0 | 1 | 0 | 0 | [7 empty] | 1 |  | RN/DC/SP/DELIVERY UNIT PCB (INNOVA PAD CHAIR)
IM04111 | Dental Chair Spares-Runyes-Delivery Unit Pcb Cover Whole Unit With X-Ray Viewer | 109001DUPCBWITHXRAYVIEWER |  | A Class |  |  | I-Inventory | FG-Finish Good | R | Spares | Dental Chair-Spares | Dental Equiment | Main Location | 90330000 |  | FIFO | Runyes | [8 empty] | 0 | 0 | 0 | 1 | 0 | 0 | [7 empty] | 1 |  | RN/DC/SP/DELIVERY UNIT PCB COVER WHOLE UNIT WITH X-RAY VIEWER
IM04112 | Dental Chair Spares-Runyes-Delivery Unit Pcb For (Innova Gold Chair | 109001INNOVADUPCB |  | A Class |  |  | I-Inventory | FG-Finish Good | R | Spares | Dental Chair-Spares | Dental Equiment | Main Location | 90330000 |  | FIFO | Runyes | [8 empty] | 0 | 0 | 0 | 1 | 0 | 0 | [7 empty] | 1 |  | RN/DC/SP/DELIVERY UNIT PCB FOR (INNOVA GOLD CHAIR
IM04113 | Dental Chair Spares-Runyes-Delivery Unit Pcb Sticker (Innova Pad Chair) | 109001INNPADDUPCBSTICKER |  | A Class |  |  | I-Inventory | FG-Finish Good | C | Spares | Dental Chair-Spares | Dental Equiment | Main Location | 90330000 |  | FIFO | Runyes | [8 empty] | 0 | 0 | 0 | 1 | 0 | 0 | [7 empty] | 1 |  | RN/DC/SP/DELIVERY UNIT PCB STICKER (INNOVA PAD CHAIR)
IM04114 | Dental Chair Spares-Runyes-Display Panel Cover | 109001DISPLAYPANELCOVER |  | A Class |  |  | I-Inventory | FG-Finish Good | R | Spares | Dental Chair-Spares | Dental Equiment | Main Location | 90330000 |  | FIFO | Runyes | [8 empty] | 0 | 0 | 0 | 1 | 0 | 0 | [7 empty] | 1 |  | RN/DC/SP/DISPLAY PANEL COVER
IM04115 | Dental Chair Spares-Runyes-Floor Box Cover For Spark Chair | 109001FLOORBOXCOVER |  | A Class |  |  | I-Inventory | FG-Finish Good | R | Spares | Dental Chair-Spares | Dental Equiment | Main Location | 90330000 |  | FIFO | Runyes | [8 empty] | 0 | 0 | 0 | 1 | 0 | 0 | [7 empty] | 1 |  | RN/DC/SP/FLOOR BOX COVER FOR SPARK CHAIR
IM04116 | Dental Chair Spares-Runyes-Foot Control Pcb For Spark Chair | 109001FCPCB |  | A Class |  |  | I-Inventory | FG-Finish Good | R | Spares | Dental Chair-Spares | Dental Equiment | Main Location | 90330000 |  | FIFO | Runyes | [8 empty] | 0 | 0 | 0 | 1 | 0 | 0 | [7 empty] | 1 |  | RN/DC/SP/FOOT CONTROL PCB FOR SPARK CHAIR
IM04117 | Dental Chair Spares-Runyes-Foot Switch Stainless Steel For Chair | 109001FOOTSWITCH |  | A Class |  |  | I-Inventory | FG-Finish Good | R | Spares | Dental Chair-Spares | Dental Equiment | Main Location | 90330000 |  | FIFO | Runyes | [8 empty] | 0 | 0 | 0 | 1 | 0 | 0 | [7 empty] | 1 |  | Rn/Dc/Sp/Foot Switch Stainless Steel For Chair
IM04118 | Dental Chair Spares-Runyes-Foot Switch Wire B For Chair | 109001FOOTSWITCHWIRE |  | A Class |  |  | I-Inventory | FG-Finish Good | C | Spares | Dental Chair-Spares | Dental Equiment | Main Location | 90330000 |  | FIFO | Runyes | [8 empty] | 0 | 0 | 0 | 1 | 0 | 0 | [7 empty] | 1 |  | Rn/Dc/Sp/Foot Switch Wire B For Chair
IM04119 | Dental Chair Spares-Runyes-Front Base Cover For Spark Chair | 109001FRONTBASECOVER |  | A Class |  |  | I-Inventory | FG-Finish Good | R | Spares | Dental Chair-Spares | Dental Equiment | Main Location | 90330000 |  | FIFO | Runyes | [8 empty] | 0 | 0 | 0 | 1 | 0 | 0 | [7 empty] | 1 |  | RN/DC/SP/FRONT BASE COVER FOR SPARK CHAIR
IM04120 | Dental Chair Spares-Runyes-Headrest Upholsery Plastic Cover(Innova Pad And Gold) | 109001HEADRESTPLOCOVER |  | A Class |  |  | I-Inventory | FG-Finish Good | R | Spares | Dental Chair-Spares | Dental Equiment | Main Location | 90330000 |  | FIFO | Runyes | [8 empty] | 0 | 0 | 0 | 1 | 0 | 0 | [7 empty] | 1 |  | RN/DC/SP/HEADREST UPHOLSERY PLASTIC COVER(INNOVA PAD AND GOLD)
IM04121 | Dental Chair Spares-Runyes-Headrest Upholstery | 109001HEADRESTUPHOL |  | A Class |  |  | I-Inventory | FG-Finish Good | R | Spares | Dental Chair-Spares | Dental Equiment | Main Location | 90330000 |  | FIFO | Runyes | [8 empty] | 0 | 0 | 0 | 1 | 0 | 0 | [7 empty] | 1 |  | Rn/Dc/Sp/Headrest Upholstery
IM04122 | Dental Chair Spares-Runyes-Headrest Upholstery (Light Green) | 109001HEADRESTUPHOLLGREEN |  | A Class |  |  | I-Inventory | FG-Finish Good | R | Spares | Dental Chair-Spares | Dental Equiment | Main Location | 90330000 |  | FIFO | Runyes | [8 empty] | 0 | 0 | 0 | 1 | 0 | 0 | [7 empty] | 1 |  | RN/DC/SP/HEADREST UPHOLSTERY (LIGHT GREEN)
IM04123 | Dental Chair Spares-Runyes-Headrest Upholstery Clamp | 109001HEADRESTUPHOLCLAMP |  | A Class |  |  | I-Inventory | FG-Finish Good | R | Spares | Dental Chair-Spares | Dental Equiment | Main Location | 90330000 |  | FIFO | Runyes | [8 empty] | 0 | 0 | 0 | 1 | 0 | 0 | [7 empty] | 1 |  | RN/DC/SP/HEADREST UPHOLSTERY CLAMP
IM04124 | Dental Chair Spares-Runyes-High And Low Suction Generater Yc07001349(Innova Pad And Gold) | 109001INNOVAYC07001349 |  | A Class |  |  | I-Inventory | FG-Finish Good | R | Spares | Dental Chair-Spares | Dental Equiment | Main Location | 90330000 |  | FIFO | Runyes | [8 empty] | 0 | 0 | 0 | 1 | 0 | 0 | [7 empty] | 1 |  | RN/DC/SP/HIGH And LOW SUCTION GENERATER YC07001349(INNOVA PAD And GOLD)
IM04125 | Dental Chair Spares-Runyes-High Cannula For Spark Chair | 109001HGHCANNULA |  | A Class |  |  | I-Inventory | FG-Finish Good | R | Spares | Dental Chair-Spares | Dental Equiment | Main Location | 90330000 |  | FIFO | Runyes | [8 empty] | 0 | 0 | 0 | 1 | 0 | 0 | [7 empty] | 1 |  | RN/DC/SP/HIGH CANNULA FOR SPARK CHAIR
IM04126 | Dental Chair Spares-Runyes-High Suction Cannula (Innova Pad And Gold) | 109001HSUCTIONCANNULA |  | A Class |  |  | I-Inventory | FG-Finish Good | R | Spares | Dental Chair-Spares | Dental Equiment | Main Location | 90330000 |  | FIFO | Runyes | [8 empty] | 0 | 0 | 0 | 1 | 0 | 0 | [7 empty] | 1 |  | RN/DC/SP/HIGH SUCTION CANNULA (INNOVA PAD And GOLD)
IM04127 | Dental Chair Spares-Runyes-High Suction Generater Yc07001082Innova Pad And Gold) | 109001INNOVAYC07001082 |  | A Class |  |  | I-Inventory | FG-Finish Good | R | Spares | Dental Chair-Spares | Dental Equiment | Main Location | 90330000 |  | FIFO | Runyes | [8 empty] | 0 | 0 | 0 | 1 | 0 | 0 | [7 empty] | 1 |  | RN/DC/SP/HIGH SUCTION GENERATER YC07001082INNOVA PAD And GOLD)
IM04128 | Dental Chair Spares-Runyes-High Suctionn Cannula Tubing 16 1.4M8X10(Innova Pad And Gold) | 109001HSUCTIONCANNULATUBING |  | A Class |  |  | I-Inventory | FG-Finish Good | R | Spares | Dental Chair-Spares | Dental Equiment | Main Location | 90330000 |  | FIFO | Runyes | [8 empty] | 0 | 0 | 0 | 1 | 0 | 0 | [7 empty] | 1 |  | RN/DC/SP/HIGH SUCTIONN CANNULA TUBING 16 1.4m8x10(INNOVA PAD And GOLD)
IM04129 | Dental Chair Spares-Runyes-Holder Box 4 Position(Innova Pad Gold | 109001INNOVAHOLDERBOX |  | A Class |  |  | I-Inventory | FG-Finish Good | R | Spares | Dental Chair-Spares | Dental Equiment | Main Location | 90330000 |  | FIFO | Runyes | [8 empty] | 0 | 0 | 0 | 1 | 0 | 0 | [7 empty] | 1 |  | RN/DC/SP/HOLDER BOX 4 POSITION(INNOVA PAD GOLD
IM04130 | Dental Chair Spares-Runyes-Holder Box 5 Position(Innova Pad) | 109001INNOVAHOLDERBOX5POSITION |  | A Class |  |  | I-Inventory | FG-Finish Good | R | Spares | Dental Chair-Spares | Dental Equiment | Main Location | 90330000 |  | FIFO | Runyes | [8 empty] | 0 | 0 | 0 | 1 | 0 | 0 | [7 empty] | 1 |  | RN/DC/SP/HOLDER BOX 5 POSITION(INNOVA PAD)
IM04131 | Dental Chair Spares-Runyes-Holder Box Side Cap | 109001HOLDERBOXSIDECAP |  | A Class |  |  | I-Inventory | FG-Finish Good | R | Spares | Dental Chair-Spares | Dental Equiment | Main Location | 90330000 |  | FIFO | Runyes | [8 empty] | 0 | 0 | 0 | 1 | 0 | 0 | [7 empty] | 1 |  | RN/DC/SP/HOLDER BOX SIDE CAP
IM04132 | Dental Chair Spares-Runyes-Innova Gold Chair Delivery Unit Instrument Cushion Rubber | 109001INNOVAINSTRUMENTCUSHIONRUBBER |  | A Class |  |  | I-Inventory | FG-Finish Good | R | Spares | Dental Chair-Spares | Dental Equiment | Main Location | 90330000 |  | FIFO | Runyes | [8 empty] | 0 | 0 | 0 | 1 | 0 | 0 | [7 empty] | 1 |  | RN/DC/SP/INNOVA GOLD CHAIR DELIVERY UNIT INSTRUMENT CUSHION RUBBER
IM04133 | Dental Chair Spares-Runyes-Innova Gold Chair Delivery Unit Lower Cover | 109001INNOVADULOWERCOVER |  | A Class |  |  | I-Inventory | FG-Finish Good | R | Spares | Dental Chair-Spares | Dental Equiment | Main Location | 90330000 |  | FIFO | Runyes | [8 empty] | 0 | 0 | 0 | 1 | 0 | 0 | [7 empty] | 1 |  | RN/DC/SP/INNOVA GOLD CHAIR DELIVERY UNIT LOWER COVER
IM04134 | Dental Chair Spares-Runyes-Innova Gold Chair Delivery Unit Upper Cover | 109001INNOVADUUPPERCOVER |  | A Class |  |  | I-Inventory | FG-Finish Good | R | Spares | Dental Chair-Spares | Dental Equiment | Main Location | 90330000 |  | FIFO | Runyes | [8 empty] | 0 | 0 | 0 | 1 | 0 | 0 | [7 empty] | 1 |  | RN/DC/SP/INNOVA GOLD CHAIR DELIVERY UNIT UPPER COVER
IM04135 | Dental Chair Spares-Runyes-Innova Pad And Gold Main Pcb | 109001INNOVAMAINPCB |  | A Class |  |  | I-Inventory | FG-Finish Good | R | Spares | Dental Chair-Spares | Dental Equiment | Main Location | 90330000 |  | FIFO | Runyes | [8 empty] | 0 | 0 | 0 | 1 | 0 | 0 | [7 empty] | 1 |  | RN/DC/SP/INNOVA PAD And GOLD MAIN PCB
IM04136 | Dental Chair Spares-Runyes-Innova Pad Suction Filter Cap-7504040001 | 109001INVPFILTERCAP7504040001 |  | A Class |  |  | I-Inventory | FG-Finish Good | C | Spares | Dental Chair-Spares | Dental Equiment | Main Location | 90330000 |  | FIFO | Runyes | [8 empty] | 0 | 0 | 0 | 1 | 0 | 0 | [7 empty] | 1 |  | RN/DC/SP/INNOVA PAD SUCTION FILTER CAP-7504040001
IM04137 | Dental Chair Spares-Runyes-Instrument Tray Arm (Innova Pad And Gold) | 109001INSTRUMENTTRAYARM |  | A Class |  |  | I-Inventory | FG-Finish Good | R | Spares | Dental Chair-Spares | Dental Equiment | Main Location | 90330000 |  | FIFO | Runyes | [8 empty] | 0 | 0 | 0 | 1 | 0 | 0 | [7 empty] | 1 |  | RN/DC/SP/INSTRUMENT TRAY ARM (INNOVA PAD AND GOLD)
IM04138 | Dental Chair Spares-Runyes-Instrument Tray Lower Support Arm(Innova Pad And Gold) | 109001INSTTRAYLOCOVERSUPRT |  | A Class |  |  | I-Inventory | FG-Finish Good | R | Spares | Dental Chair-Spares | Dental Equiment | Main Location | 90330000 |  | FIFO | Runyes | [8 empty] | 0 | 0 | 0 | 1 | 0 | 0 | [7 empty] | 1 |  | RN/DC/SP/INSTRUMENT TRAY LOWER SUPPORT ARM(INNOVA PAD AND GOLD)
IM04139 | Dental Chair Spares-Runyes-Keyboard Kb-17 | 109KEYBOARDKB17 |  | A Class |  |  | I-Inventory | FG-Finish Good | R | Spares | Dental Chair-Spares | Dental Equiment | Main Location | 90330000 |  | FIFO | Runyes | [8 empty] | 0 | 0 | 0 | 1 | 0 | 0 | [7 empty] | 1 |  | RN/DC/SP/KEYBOARD KB-17
IM04140 | Dental Chair Spares-Runyes-Left Side Arm For (Innova Pad And Gold) Chair | 109001INNOVALSIDEARM |  | A Class |  |  | I-Inventory | FG-Finish Good | R | Spares | Dental Chair-Spares | Dental Equiment | Main Location | 90330000 |  | FIFO | Runyes | [8 empty] | 0 | 0 | 0 | 1 | 0 | 0 | [7 empty] | 1 |  | RN/DC/SP/LEFT SIDE ARM FOR (INNOVA PAD And GOLD) CHAIR
IM04141 | Dental Chair Spares-Runyes-Left Side Arm For Spark Chair | 109001SPARKLSIDEARM |  | A Class |  |  | I-Inventory | FG-Finish Good | R | Spares | Dental Chair-Spares | Dental Equiment | Main Location | 90330000 |  | FIFO | Runyes | [8 empty] | 0 | 0 | 0 | 1 | 0 | 0 | [7 empty] | 1 |  | RN/DC/SP/LEFT SIDE ARM FOR SPARK CHAIR
IM04142 | Dental Chair Spares-Runyes-Low Suction Cannula Rubber Tip(Innova Pad And Gold) | 109001LOWSUCANNRUBBER |  | A Class |  |  | I-Inventory | FG-Finish Good | R | Spares | Dental Chair-Spares | Dental Equiment | Main Location | 90330000 |  | FIFO | Runyes | [8 empty] | 0 | 0 | 0 | 1 | 0 | 0 | [7 empty] | 1 |  | RN/DC/SP/LOW SUCTION CANNULA RUBBER TIP(INNOVA PAD AND GOLD)
IM04143 | Dental Chair Spares-Runyes-Low Suction Cannula(Innova Pad And Gold) | 109001INNOVALOWSUCTIONCANNULA |  | A Class |  |  | I-Inventory | FG-Finish Good | R | Spares | Dental Chair-Spares | Dental Equiment | Main Location | 90330000 |  | FIFO | Runyes | [8 empty] | 0 | 0 | 0 | 1 | 0 | 0 | [7 empty] | 1 |  | RN/DC/SP/LOW SUCTION CANNULA(INNOVA PAD And GOLD)
IM04144 | Dental Chair Spares-Runyes-Low Suction Tubing 6X4 | 109001INNOVATUBING4X6 |  | A Class |  |  | I-Inventory | FG-Finish Good | R | Spares | Dental Chair-Spares | Dental Equiment | Main Location | 90330000 |  | FIFO | Runyes | [8 empty] | 0 | 0 | 0 | 1 | 0 | 0 | [7 empty] | 1 |  | RN/DC/SP/Low suction TUBING 6x4
IM04145 | Dental Chair Spares-Runyes-Main Pcb Of Spark Chair | 109001MAINPCB |  | A Class |  |  | I-Inventory | FG-Finish Good | R | Spares | Dental Chair-Spares | Dental Equiment | Main Location | 90330000 |  | FIFO | Runyes | [8 empty] | 0 | 0 | 0 | 1 | 0 | 0 | [7 empty] | 1 |  | Rn/Dc/Sp/Main Pcb of Spark Chair
IM04146 | Dental Chair Spares-Runyes-Normal Close Valve-Yc07001103(Innova Pad Innova Pad And Gold) | 109001Y07001103 |  | A Class |  |  | I-Inventory | FG-Finish Good | R | Spares | Dental Chair-Spares | Dental Equiment | Main Location | 90330000 |  | FIFO | Runyes | [8 empty] | 0 | 0 | 0 | 1 | 0 | 0 | [7 empty] | 1 |  | RN/DC/SP/NORMAL CLOSE VALVE-YC07001103(INNOVA PAD INNOVA PAD And GOLD)
IM04147 | Dental Chair Spares-Runyes-Normal Open Valve(Innova Pad) | 109001INNOVANORMALVALVE |  | A Class |  |  | I-Inventory | FG-Finish Good | R | Spares | Dental Chair-Spares | Dental Equiment | Main Location | 90330000 |  | FIFO | Runyes | [8 empty] | 0 | 0 | 0 | 1 | 0 | 0 | [7 empty] | 1 |  | RN/DC/SP/NORMAL OPEN VALVE(INNOVA PAD)
IM04148 | Dental Chair Spares-Runyes-Normal Open Valve-Yc07001102(Innova Pad Innova Pad And Gold) | 109001OPENVALVEYC07001102 |  | A Class |  |  | I-Inventory | FG-Finish Good | R | Spares | Dental Chair-Spares | Dental Equiment | Main Location | 90330000 |  | FIFO | Runyes | [8 empty] | 0 | 0 | 0 | 1 | 0 | 0 | [7 empty] | 1 |  | RN/DC/SP/NORMAL OPEN VALVE-YC07001102(INNOVA PAD INNOVA PAD And GOLD)
IM04149 | Dental Chair Spares-Runyes-One Way Valve For Chair | 109001ONEWAYVALVE |  | A Class |  |  | I-Inventory | FG-Finish Good | R | Spares | Dental Chair-Spares | Dental Equiment | Main Location | 90330000 |  | FIFO | Runyes | [8 empty] | 0 | 0 | 0 | 1 | 0 | 0 | [7 empty] | 1 |  | Rn/Dc/Sp/One Way Valve For Chair
IM04150 | Dental Chair Spares-Runyes-One Way Valvell-7401990023 | 109001ONEWAYVALVE7401990023 |  | A Class |  |  | I-Inventory | FG-Finish Good | R | Spares | Dental Chair-Spares | Dental Equiment | Main Location | 90330000 |  | FIFO | Runyes | [8 empty] | 0 | 0 | 0 | 1 | 0 | 0 | [7 empty] | 1 |  | RN/DC/SP/ONE WAY VALVELL-7401990023
IM04151 | Dental Chair Spares-Runyes-Over Head Delivery Unit Pcb Sticker (Innova Gold Chair) 7501050123 | 109001INVGDUPCBSTICKER7501050123 |  | A Class |  |  | I-Inventory | FG-Finish Good | C | Spares | Dental Chair-Spares | Dental Equiment | Main Location | 90330000 |  | FIFO | Runyes | [8 empty] | 0 | 0 | 0 | 1 | 0 | 0 | [7 empty] | 1 |  | RN/DC/SP/OVER HEAD DELIVERY UNIT PCB STICKER (INNOVA GOLD CHAIR) 7501050123
IM04152 | Dental Chair Spares-Runyes-Pc Board Of Selection Valve(Innova Pad And Gold) | 109001INNOVAPCBOFSELECTIONVALVE |  | A Class |  |  | I-Inventory | FG-Finish Good | R | Spares | Dental Chair-Spares | Dental Equiment | Main Location | 90330000 |  | FIFO | Runyes | [8 empty] | 0 | 0 | 0 | 1 | 0 | 0 | [7 empty] | 1 |  | RN/DC/SP/PC BOARD OF SELECTION VALVE(INNOVA PAD And GOLD)
IM04153 | Dental Chair Spares-Runyes-Pillow Support Locking Cover | 109001PILLOWLCOVER |  | A Class |  |  | I-Inventory | FG-Finish Good | R | Spares | Dental Chair-Spares | Dental Equiment | Main Location | 90330000 |  | FIFO | Runyes | [8 empty] | 0 | 0 | 0 | 1 | 0 | 0 | [7 empty] | 1 |  | RN/DC/SP/PILLOW SUPPORT LOCKING COVER
IM04154 | Dental Chair Spares-Runyes-Rack Socket Gray For Chair | 109001SOCKET |  | A Class |  |  | I-Inventory | FG-Finish Good | R | Spares | Dental Chair-Spares | Dental Equiment | Main Location | 90330000 |  | FIFO | Runyes | [8 empty] | 0 | 0 | 0 | 1 | 0 | 0 | [7 empty] | 1 |  | Rn/Dc/Sp/Rack Socket Gray For Chair
IM04155 | Dental Chair Spares-Runyes-Right Arm For Chair | 109001RIGHTARM |  | A Class |  |  | I-Inventory | FG-Finish Good | R | Spares | Dental Chair-Spares | Dental Equiment | Main Location | 90330000 |  | FIFO | Runyes | [8 empty] | 0 | 0 | 0 | 1 | 0 | 0 | [7 empty] | 1 |  | Rn/Dc/Sp/Right Arm For Chair
IM04156 | Dental Chair Spares-Runyes-Right Handrest Arm Lock | 109001ARMLOCK |  | A Class |  |  | I-Inventory | FG-Finish Good | R | Spares | Dental Chair-Spares | Dental Equiment | Main Location | 90330000 |  | FIFO | Runyes | [8 empty] | 0 | 0 | 0 | 1 | 0 | 0 | [7 empty] | 1 |  | RN/DC/SP/RIGHT HANDREST ARM LOCK
IM04157 | Dental Chair Spares-Runyes-Right Handrest Arm Lock 1(Innova Pad And Gold) | 109001RIGHTHRARMLOCK1 |  | A Class |  |  | I-Inventory | FG-Finish Good | R | Spares | Dental Chair-Spares | Dental Equiment | Main Location | 90330000 |  | FIFO | Runyes | [8 empty] | 0 | 0 | 0 | 1 | 0 | 0 | [7 empty] | 1 |  | RN/DC/SP/RIGHT HANDREST ARM LOCK 1(INNOVA PAD AND GOLD)
IM04158 | Dental Chair Spares-Runyes-Right Handrest Arm Lock 2(Innova Pad And Gold) | 109001RIGHTHRARMLOCK2 |  | A Class |  |  | I-Inventory | FG-Finish Good | R | Spares | Dental Chair-Spares | Dental Equiment | Main Location | 90330000 |  | FIFO | Runyes | [8 empty] | 0 | 0 | 0 | 1 | 0 | 0 | [7 empty] | 1 |  | RN/DC/SP/RIGHT HANDREST ARM LOCK 2(INNOVA PAD AND GOLD)
IM04159 | Dental Chair Spares-Runyes-Right Side Arm For (Innova Pad And Gold)Chair | 109001INNOVARIGHTSIDEARM |  | A Class |  |  | I-Inventory | FG-Finish Good | R | Spares | Dental Chair-Spares | Dental Equiment | Main Location | 90330000 |  | FIFO | Runyes | [8 empty] | 0 | 0 | 0 | 1 | 0 | 0 | [7 empty] | 1 |  | RN/DC/SP/RIGHT SIDE ARM FOR (INNOVA PAD And GOLD)CHAIR
IM04160 | Dental Chair Spares-Runyes-Right Side Arm For Spark Chair | 109001RIGHTSIDEARM |  | A Class |  |  | I-Inventory | FG-Finish Good | R | Spares | Dental Chair-Spares | Dental Equiment | Main Location | 90330000 |  | FIFO | Runyes | [8 empty] | 0 | 0 | 0 | 1 | 0 | 0 | [7 empty] | 1 |  | Rn/Dc/Sp/Right Side Arm for Spark Chair
IM04161 | Dental Chair Spares-Runyes-Round Shape Foot Control | 109001ROUNDFOOTCONTROL |  | A Class |  |  | I-Inventory | FG-Finish Good | R | Spares | Dental Chair-Spares | Dental Equiment | Main Location | 90330000 |  | FIFO | Runyes | [8 empty] | 0 | 0 | 0 | 1 | 0 | 0 | [7 empty] | 1 |  | RN/DC/SP/ROUND SHAPE FOOT CONTROL
IM04162 | Dental Chair Spares-Runyes-Runyes Assistance Water Unit Arm Set | 109001WUARMSET |  | A Class |  |  | I-Inventory | FG-Finish Good | R | Spares | Dental Chair-Spares | Dental Equiment | Main Location | 90330000 |  | FIFO | Runyes | [5 empty] | . |  |  | 0 | 0 | 0 | 1 | 0 | 0 | [7 empty] | 1 |  | RN/DC/SP/RUNYES ASSISTANCE WATER UNIT ARM SET
IM04163 | Dental Chair Spares-Runyes-Runyes Dci Chair Led Light Pcb | 109007DCILEDLIGHTPCB |  | A Class |  |  | I-Inventory | FG-Finish Good | R | Spares | Dental Chair-Spares | Dental Equiment | Main Location | 90330000 |  | FIFO | Runyes | [8 empty] | 0 | 0 | 0 | 1 | 0 | 0 | [7 empty] | 1 |  | RN/DC/SP/RUNYES DCI CHAIR LED LIGHT PCB
IM04164 | Dental Chair Spares-Runyes-Runyes Led Pcb For D4-2 | 109001LEDPCBD42 |  | A Class |  |  | I-Inventory | FG-Finish Good | R | Spares | Dental Chair-Spares | Dental Equiment | Main Location | 90330000 |  | FIFO | Runyes | [8 empty] | 0 | 0 | 0 | 1 | 0 | 0 | [7 empty] | 1 |  | RN/DC/SP/RUNYES LED PCB FOR D4-2
IM04165 | Dental Chair Spares-Runyes-Solnoid Valve Big | 109001INNOVASOLENOIDVALVEBIG |  | A Class |  |  | I-Inventory | FG-Finish Good | R | Spares | Dental Chair-Spares | Dental Equiment | Main Location | 90330000 |  | FIFO | Runyes | [8 empty] | 0 | 0 | 0 | 1 | 0 | 0 | [7 empty] | 1 |  | RN/DC/SP/SOLNOID VALVE BIG
IM04166 | Dental Chair Spares-Runyes-Solnoid Valve Small | 109001INNOVASOLENOIDVALVESMALL |  | A Class |  |  | I-Inventory | FG-Finish Good | R | Spares | Dental Chair-Spares | Dental Equiment | Main Location | 90330000 |  | FIFO | Runyes | [8 empty] | 0 | 0 | 0 | 1 | 0 | 0 | [7 empty] | 1 |  | RN/DC/SP/SOLNOID VALVE SMALL
IM04167 | Dental Chair Spares-Runyes-Spare Chair Left Side Lower Cover | 109001LEFTSIDELCOVER |  | A Class |  |  | I-Inventory | FG-Finish Good | R | Spares | Dental Chair-Spares | Dental Equiment | Main Location | 90330000 |  | FIFO | Runyes | [5 empty] | . |  |  | 0 | 0 | 0 | 1 | 0 | 0 | [7 empty] | 1 |  | RN/DC/SP/SPARE CHAIR LEFT SIDE LOWER COVER
IM04168 | Dental Chair Spares-Runyes-Spare Chair Right Side Lower Cover | 109001RIGHTSIDELCOVER |  | A Class |  |  | I-Inventory | FG-Finish Good | R | Spares | Dental Chair-Spares | Dental Equiment | Main Location | 90330000 |  | FIFO | Runyes | [5 empty] | . |  |  | 0 | 0 | 0 | 1 | 0 | 0 | [7 empty] | 1 |  | RN/DC/SP/SPARE CHAIR RIGHT SIDE LOWER COVER
IM04169 | Dental Chair Spares-Runyes-Spark Chair 3 In Valve | 1090013IN1VALVE |  | A Class |  |  | I-Inventory | FG-Finish Good | R | Spares | Dental Chair-Spares | Dental Equiment | Main Location | 90330000 |  | FIFO | Runyes | [5 empty] | . |  |  | 0 | 0 | 0 | 1 | 0 | 0 | [7 empty] | 1 |  | RN/DC/SP/SPARK CHAIR 3 IN VALVE
IM04170 | Dental Chair Spares-Runyes-Spark Chair Bottle Holder-7501040180A | 109052DCBOTTLEHOLDER75010400180A |  | A Class |  |  | I-Inventory | FG-Finish Good | C | Spares | Dental Chair-Spares | Dental Equiment | Main Location | 90330000 |  | FIFO | Runyes | [8 empty] | 0 | 0 | 0 | 1 | 0 | 0 | [7 empty] | 1 |  | RN/DC/SP/SPARK CHAIR BOTTLE HOLDER-7501040180A
IM04171 | Dental Chair Spares-Runyes-Spark Chair Delivery Unit Instrument Cushion Rubber | 109001INSTCUSHIONRUBBER |  | A Class |  |  | I-Inventory | FG-Finish Good | R | Spares | Dental Chair-Spares | Dental Equiment | Main Location | 90330000 |  | FIFO | Runyes | [5 empty] | . |  |  | 0 | 0 | 0 | 1 | 0 | 0 | [7 empty] | 1 |  | RN/DC/SP/SPARK CHAIR DELIVERY UNIT INSTRUMENT CUSHION RUBBER
IM04172 | Dental Chair Spares-Runyes-Spark Chair Delivery Unit Lower Cover | 109001DULCOVER |  | A Class |  |  | I-Inventory | FG-Finish Good | R | Spares | Dental Chair-Spares | Dental Equiment | Main Location | 90330000 |  | FIFO | Runyes | [5 empty] | . |  |  | 0 | 0 | 0 | 1 | 0 | 0 | [7 empty] | 1 |  | RN/DC/SP/SPARK CHAIR DELIVERY UNIT LOWER COVER
IM04173 | Dental Chair Spares-Runyes-Spark Chair Delivery Unit Upper Cover | 109001DUUCOVER |  | A Class |  |  | I-Inventory | FG-Finish Good | R | Spares | Dental Chair-Spares | Dental Equiment | Main Location | 90330000 |  | FIFO | Runyes | [5 empty] | . |  |  | 0 | 0 | 0 | 1 | 0 | 0 | [7 empty] | 1 |  | RN/DC/SP/SPARK CHAIR DELIVERY UNIT UPPER COVER
IM04174 | Dental Chair Spares-Runyes-Spark Chair Light Sensor Pcb | 109001LIGHTSENSORPCB |  | A Class |  |  | I-Inventory | FG-Finish Good | R | Spares | Dental Chair-Spares | Dental Equiment | Main Location | 90330000 |  | FIFO | Runyes | [8 empty] | 0 | 0 | 0 | 1 | 0 | 0 | [7 empty] | 1 |  | Rn/Dc/Sp/Spark Chair Light Sensor Pcb
IM04175 | Dental Chair Spares-Runyes-Spark Chair Main Foot Control | 109001FOOTCONTROL |  | A Class |  |  | I-Inventory | FG-Finish Good | R | Spares | Dental Chair-Spares | Dental Equiment | Main Location | 90330000 |  | FIFO | Runyes | [5 empty] | . |  |  | 0 | 0 | 0 | 1 | 0 | 0 | [7 empty] | 1 |  | RN/DC/SP/SPARK CHAIR MAIN FOOT CONTROL
IM04176 | Dental Chair Spares-Runyes-Spark Chair Main Foot Control Cushion Rubber | 109001FCCUUSHIONRUBBER |  | A Class |  |  | I-Inventory | FG-Finish Good | R | Spares | Dental Chair-Spares | Dental Equiment | Main Location | 90330000 |  | FIFO | Runyes | [5 empty] | . |  |  | 0 | 0 | 0 | 1 | 0 | 0 | [7 empty] | 1 |  | RN/DC/SP/SPARK CHAIR MAIN FOOT CONTROL CUSHION RUBBER
IM04177 | Dental Chair Spares-Runyes-Spark Chair Sea Green Seat Upholstery | 109001SEATUPHOLSEAGREEN |  | A Class |  |  | I-Inventory | FG-Finish Good | R | Spares | Dental Chair-Spares | Dental Equiment | Main Location | 90330000 |  | FIFO | Runyes | [8 empty] | 0 | 0 | 0 | 1 | 0 | 0 | [7 empty] | 1 |  | RN/DC/SP/SPARK CHAIR SEA GREEN SEAT UPHOLSTERY
IM04178 | Dental Chair Spares-Runyes-Spark Chair Seat Upholstery Base Frame | 109001UPHOLBASEFRAME |  | A Class |  |  | I-Inventory | FG-Finish Good | R | Spares | Dental Chair-Spares | Dental Equiment | Main Location | 90330000 |  | FIFO | Runyes | [5 empty] | . |  |  | 0 | 0 | 0 | 1 | 0 | 0 | [7 empty] | 1 |  | RN/DC/SP/SPARK CHAIR SEAT UPHOLSTERY BASE FRAME
IM04179 | Dental Chair Spares-Runyes-Spark Chair Spitoon Filter | 109001SPITOONFILTER |  | A Class |  |  | I-Inventory | FG-Finish Good | R | Spares | Dental Chair-Spares | Dental Equiment | Main Location | 90330000 |  | FIFO | Runyes | [5 empty] | . |  |  | 0 | 0 | 0 | 1 | 0 | 0 | [7 empty] | 1 |  | RN/DC/SP/SPARK CHAIR SPITOON FILTER
IM04180 | Dental Chair Spares-Runyes-Spark Chair Transformer | 109001TRANSFORMER |  | A Class |  |  | I-Inventory | FG-Finish Good | R | Spares | Dental Chair-Spares | Dental Equiment | Main Location | 90330000 |  | FIFO | Runyes | [8 empty] | 0 | 0 | 0 | 1 | 0 | 0 | [7 empty] | 1 |  | Rn/Dc/Sp/Spark Chair Transformer
IM04181 | Dental Chair Spares-Runyes-Spark Chair Updown Motor Hidden Cover | 109001UPDOWNMOTORCOVER |  | A Class |  |  | I-Inventory | FG-Finish Good | R | Spares | Dental Chair-Spares | Dental Equiment | Main Location | 90330000 |  | FIFO | Runyes | [5 empty] | . |  |  | 0 | 0 | 0 | 1 | 0 | 0 | [7 empty] | 1 |  | RN/DC/SP/SPARK CHAIR UPDOWN MOTOR HIDDEN COVER
IM04182 | Dental Chair Spares-Runyes-Spark Chair Water Bottle Sensor | 109001WATERBOTTLESENSOR |  | A Class |  |  | I-Inventory | FG-Finish Good | R | Spares | Dental Chair-Spares | Dental Equiment | Main Location | 90330000 |  | FIFO | Runyes | [8 empty] | 0 | 0 | 0 | 1 | 0 | 0 | [7 empty] | 1 |  | Rn/Dc/Sp/Spark Chair Water Bottle Sensor
IM04183 | Dental Chair Spares-Runyes-Spark Chair Water Unit Pcb | 109001WUPCB |  | A Class |  |  | I-Inventory | FG-Finish Good | R | Spares | Dental Chair-Spares | Dental Equiment | Main Location | 90330000 |  | FIFO | Runyes | [8 empty] | 0 | 0 | 0 | 1 | 0 | 0 | [7 empty] | 1 |  | Rn/Dc/Sp/Spark Chair Water Unit Pcb
IM04184 | Dental Chair Spares-Runyes-Spark Chair Yellow Seat Upholstery | 109001YELLOWUPHOL |  | A Class |  |  | I-Inventory | FG-Finish Good | R | Spares | Dental Chair-Spares | Dental Equiment | Main Location | 90330000 |  | FIFO | Runyes | [8 empty] | 0 | 0 | 0 | 1 | 0 | 0 | [7 empty] | 1 |  | RN/DC/SP/SPARK CHAIR YELLOW SEAT UPHOLSTERY
IM04185 | Dental Chair Spares-Runyes-Spark Headrest Upholstery Cover | 109001HEADRESTUPHOLCOVER |  | A Class |  |  | I-Inventory | FG-Finish Good | R | Spares | Dental Chair-Spares | Dental Equiment | Main Location | 90330000 |  | FIFO | Runyes | [8 empty] | 0 | 0 | 0 | 1 | 0 | 0 | [7 empty] | 1 |  | RN/DC/SP/SPARK HEADREST UPHOLSTERY COVER
IM04186 | Dental Chair Spares-Runyes-Spiral Pipe Big25×16 (Innova Pad And Gold) | 109001INNOVASPIRALPIPEBIG |  | A Class |  |  | I-Inventory | FG-Finish Good | R | Spares | Dental Chair-Spares | Dental Equiment | Main Location | 90330000 |  | FIFO | Runyes | [8 empty] | 0 | 0 | 0 | 1 | 0 | 0 | [7 empty] | 1 |  | RN/DC/SP/SPIRAL PIPE BIG25×16 (INNOVA PAD And GOLD)
IM04187 | Dental Chair Spares-Runyes-Spiral Pipe Small14×5(Innova Pad And Gold) | 109001INNOVASPIRALPIPESMALL |  | A Class |  |  | I-Inventory | FG-Finish Good | R | Spares | Dental Chair-Spares | Dental Equiment | Main Location | 90330000 |  | FIFO | Runyes | [8 empty] | 0 | 0 | 0 | 1 | 0 | 0 | [7 empty] | 1 |  | RN/DC/SP/SPIRAL PIPE SMALL14×5(INNOVA PAD And GOLD)
IM04188 | Dental Chair Spares-Runyes-Spitoon For (Innova Pad And Gold)Chair | 109001INNOVASPITOON |  | A Class |  |  | I-Inventory | FG-Finish Good | R | Spares | Dental Chair-Spares | Dental Equiment | Main Location | 90330000 |  | FIFO | Runyes | [8 empty] | 0 | 0 | 0 | 1 | 0 | 0 | [7 empty] | 1 |  | RN/DC/SP/SPITOON FOR (INNOVA PAD And GOLD)CHAIR
IM04189 | Dental Chair Spares-Runyes-Spitoon For Spark Chair | 109001SPITOON |  | A Class |  |  | I-Inventory | FG-Finish Good | R | Spares | Dental Chair-Spares | Dental Equiment | Main Location | 90330000 |  | FIFO | Runyes | [8 empty] | 0 | 0 | 0 | 1 | 0 | 0 | [7 empty] | 1 |  | Rn/Dc/Sp/Spitoon for Spark Chair
IM04190 | Dental Chair Spares-Runyes-Spittoon Filter Cap | 109001SPITFILTERCAP |  | A Class |  |  | I-Inventory | FG-Finish Good | C | Spares | Dental Chair-Spares | Dental Equiment | Main Location | 90330000 |  | FIFO | Runyes | [8 empty] | 0 | 0 | 0 | 1 | 0 | 0 | [7 empty] | 1 |  | RN/DC/SP/SPITTOON FILTER CAP
IM04191 | Dental Chair Spares-Runyes-Spittoon Stand Innova Gold & Innova Pad | 109001SPITOONSTAND |  | A Class |  |  | I-Inventory | FG-Finish Good | R | Spares | Dental Chair-Spares | Dental Equiment | Main Location | 90330000 |  | FIFO | Runyes | [8 empty] | 0 | 0 | 0 | 1 | 0 | 0 | [7 empty] | 1 |  | RN/DC/SP/SPITTOON STAND INNOVA GOLD & INNOVA PAD
IM04192 | Dental Chair Spares-Runyes-Strong Suction Generator(Innova Pad And Gold) | 109001INNOVASUCTIONGENERATOR |  | A Class |  |  | I-Inventory | FG-Finish Good | R | Spares | Dental Chair-Spares | Dental Equiment | Main Location | 90330000 |  | FIFO | Runyes | [8 empty] | 0 | 0 | 0 | 1 | 0 | 0 | [7 empty] | 1 |  | RN/DC/SP/STRONG SUCTION GENERATOR(INNOVA PAD And GOLD)
IM04193 | Dental Chair Spares-Runyes-Strong Suction Tube -501990078 | 109001STRONGSUCTIONTUBE501990078 |  | A Class |  |  | I-Inventory | FG-Finish Good | R | Spares | Dental Chair-Spares | Dental Equiment | Main Location | 90330000 |  | FIFO | Runyes | [8 empty] | 0 | 0 | 0 | 1 | 0 | 0 | [7 empty] | 1 |  | RN/DC/SP/STRONG SUCTION TUBE -501990078
IM04194 | Dental Chair Spares-Runyes-Suction Filter Net (Innova Pad And Gold) | 109001INVPGFILTERNET |  | A Class |  |  | I-Inventory | FG-Finish Good | R | Spares | Dental Chair-Spares | Dental Equiment | Main Location | 90330000 |  | FIFO | Runyes | [8 empty] | 0 | 0 | 0 | 1 | 0 | 0 | [7 empty] | 1 |  | RN/DC/SP/SUCTION FILTER NET (INNOVA PAD AND GOLD)
IM04195 | Dental Chair Spares-Runyes-Tumbler Cupfiller For (Innova Pad And Gold) Chair | 109001INNOVATUUMBERCUPFILLER |  | A Class |  |  | I-Inventory | FG-Finish Good | R | Spares | Dental Chair-Spares | Dental Equiment | Main Location | 90330000 |  | FIFO | Runyes | [8 empty] | 0 | 0 | 0 | 1 | 0 | 0 | [7 empty] | 1 |  | RN/DC/SP/TUMBLER CUPFILLER FOR (INNOVA PAD And GOLD) CHAIR
IM04196 | Dental Chair Spares-Runyes-Tumbler Cupfiller For Spark Chair | 109001TUMBLERCUPFILLER |  | A Class |  |  | I-Inventory | FG-Finish Good | R | Spares | Dental Chair-Spares | Dental Equiment | Main Location | 90330000 |  | FIFO | Runyes | [8 empty] | 0 | 0 | 0 | 1 | 0 | 0 | [7 empty] | 1 |  | Rn/Dc/Sp/Tumbler Cupfiller for Spark Chair
IM04197 | Dental Chair Spares-Runyes-Up Dwon Motor Upper Hidden Cover(Innova Pad And Gold) | 109001UPDOWNMTRUPCOVER |  | A Class |  |  | I-Inventory | FG-Finish Good | R | Spares | Dental Chair-Spares | Dental Equiment | Main Location | 90330000 |  | FIFO | Runyes | [8 empty] | 0 | 0 | 0 | 1 | 0 | 0 | [7 empty] | 1 |  | RN/DC/SP/UP DWON MOTOR UPPER HIDDEN COVER(INNOVA PAD AND GOLD)
IM04198 | Dental Chair Spares-Runyes-Updown Motor For (Innova Pad And Gold)Chair | 109001INNOVAUPDOWNMOTOR |  | A Class |  |  | I-Inventory | FG-Finish Good | R | Spares | Dental Chair-Spares | Dental Equiment | Main Location | 90330000 |  | FIFO | Runyes | [8 empty] | 0 | 0 | 0 | 1 | 0 | 0 | [7 empty] | 1 |  | RN/DC/SP/UPDOWN MOTOR FOR (INNOVA PAD And GOLD)CHAIR
IM04199 | Dental Chair Spares-Runyes-Updown Motor For Spark Chair | 109001UPDOWNMOTOR |  | A Class |  |  | I-Inventory | FG-Finish Good | R | Spares | Dental Chair-Spares | Dental Equiment | Main Location | 90330000 |  | FIFO | Runyes | [8 empty] | 0 | 0 | 0 | 1 | 0 | 0 | [7 empty] | 1 |  | Rn/Dc/Sp/Updown Motor For Spark Chair
IM04200 | Dental Chair Spares-Runyes-Updown Motor Lower Hidden Cover(Innova Pad And Gold) | 109001UPDOWNMTRCOVER |  | A Class |  |  | I-Inventory | FG-Finish Good | R | Spares | Dental Chair-Spares | Dental Equiment | Main Location | 90330000 |  | FIFO | Runyes | [8 empty] | 0 | 0 | 0 | 1 | 0 | 0 | [7 empty] | 1 |  | RN/DC/SP/UPDOWN MOTOR LOWER HIDDEN COVER(INNOVA PAD AND GOLD)
IM04201 | Dental Chair Spares-Runyes-Water Filter(Innova Pad And Gold) | 109001INNOVAWATERFILTER |  | A Class |  |  | I-Inventory | FG-Finish Good | R | Spares | Dental Chair-Spares | Dental Equiment | Main Location | 90330000 |  | FIFO | Runyes | [8 empty] | 0 | 0 | 0 | 1 | 0 | 0 | [7 empty] | 1 |  | RN/DC/SP/WATER FILTER(INNOVA PAD And GOLD)
IM04202 | Dental Chair Spares-Runyes-Water Micro Switch(Innova Pad) | 109001INNOVAWATERMICROSWITCH |  | A Class |  |  | I-Inventory | FG-Finish Good | R | Spares | Dental Chair-Spares | Dental Equiment | Main Location | 90330000 |  | FIFO | Runyes | [8 empty] | 0 | 0 | 0 | 1 | 0 | 0 | [7 empty] | 1 |  | RN/DC/SP/WATER MICRO SWITCH(INNOVA PAD)
IM04203 | Dental Chair Spares-Runyes-Water Pipe Of Rinse For Chair | 109001WATRPIPE |  | A Class |  |  | I-Inventory | FG-Finish Good | R | Spares | Dental Chair-Spares | Dental Equiment | Main Location | 90330000 |  | FIFO | Runyes | [8 empty] | 0 | 0 | 0 | 1 | 0 | 0 | [7 empty] | 1 |  | Rn/Dc/Sp/Water Pipe Of Rinse For Chair
IM04204 | Dental Chair Spares-Runyes-Water Unit Pole Cap(Innova Pad And Gold) | 109001WUPOLECAP |  | A Class |  |  | I-Inventory | FG-Finish Good | R | Spares | Dental Chair-Spares | Dental Equiment | Main Location | 90330000 |  | FIFO | Runyes | [8 empty] | 0 | 0 | 0 | 1 | 0 | 0 | [7 empty] | 1 |  | RN/DC/SP/WATER UNIT POLE CAP(INNOVA PAD AND GOLD)
IM04205 | Dental Chair Spares-Runyes-Water Unit Side Cover(Innova Pad And Gold) | 109001WUSIDECOVER |  | A Class |  |  | I-Inventory | FG-Finish Good | R | Spares | Dental Chair-Spares | Dental Equiment | Main Location | 90330000 |  | FIFO | Runyes | [8 empty] | 0 | 0 | 0 | 1 | 0 | 0 | [7 empty] | 1 |  | RN/DC/SP/WATER UNIT SIDE COVER(INNOVA PAD AND GOLD)
IM04206 | Dental Chair Spares-Runyes-Weak Suction Tube 7501990080 | 109001WEAKSUCTIONTUBE7501990080 |  | A Class |  |  | I-Inventory | FG-Finish Good | R | Spares | Dental Chair-Spares | Dental Equiment | Main Location | 90330000 |  | FIFO | Runyes | [8 empty] | 0 | 0 | 0 | 1 | 0 | 0 | [7 empty] | 1 |  | RN/DC/SP/WEAK SUCTION TUBE 7501990080
IM04207 | Dental Chair Spares-Runyes-Xray Viewer Pcb | 109001XRAYVIEWERPCB |  | A Class |  |  | I-Inventory | FG-Finish Good | R | Spares | Dental Chair-Spares | Dental Equiment | Main Location | 90330000 |  | FIFO | Runyes | [8 empty] | 0 | 0 | 0 | 1 | 0 | 0 | [7 empty] | 1 |  | RN/DC/SP/XRAY VIEWER PCB
IM04208 | Dental Chair Spares-Runyes-Z3 Chair Water Unit Pcb Version 2 (Innova Pad And Gold) | 109001Z3WUPCBVERSION2 |  | A Class |  |  | I-Inventory | FG-Finish Good | R | Spares | Dental Chair-Spares | Dental Equiment | Main Location | 90330000 |  | FIFO | Runyes | [8 empty] | 0 | 0 | 0 | 1 | 0 | 0 | [7 empty] | 1 |  | RN/DC/SP/Z3 CHAIR WATER UNIT PCB VERSION 2 (INNOVA PAD And GOLD)
IM04209 | Dental Chair Spares-Runyes-11-Water Bottle Air Switch 7401990014 | 109001SP11BOTTLEAIRSWITCH7401990014 |  | A Class |  |  | I-Inventory | FG-Finish Good | R | Spares | Dental Chair-Spares | Dental Equiment | Main Location | 90330000 |  | FIFO | Runyes | [8 empty] | 0 | 0 | 0 | 1 | 0 | 0 | [7 empty] | 1 |  | RN/DC/SP11-WATER BOTTLE AIR SWITCH 7401990014
IM04210 | Dental Chair Spares-Runyes- Runyes Dci Chair Delivery Unit Handle | 109001DUHANDLE |  | A Class |  |  | I-Inventory | FG-Finish Good | R | Spares | Dental Chair-Spares | Dental Equiment | Main Location | 90330000 |  | FIFO | Runyes | [8 empty] | 0 | 0 | 0 | 1 | 0 | 0 | [7 empty] | 1 |  | RN/DU/SP RUNYES DCI CHAIR DELIVERY UNIT HANDLE
IM04211 | Dental Chair Spares-Runyes-Chair Foot Control Air/Water Switch Valve | 109001AWSWITCHVALVE |  | A Class |  |  | I-Inventory | FG-Finish Good | R | Spares | Dental Chair-Spares | Dental Equiment | Main Location | 90330000 |  | FIFO | Runyes | [8 empty] | 0 | 0 | 0 | 1 | 0 | 0 | [7 empty] | 1 |  | RN/DC/SP/CHAIR FOOT CONTROL AIR/WATER SWITCH VALVE
IM04212 | Dental Chair Spares-Runyes-Dci Chair Delivery Unit Left/Right Side Panel Connecting Pcb | 109001DUSIDEPANELPCB |  | A Class |  |  | I-Inventory | FG-Finish Good | R | Spares | Dental Chair-Spares | Dental Equiment | Main Location | 90330000 |  | FIFO | Runyes | [8 empty] | 0 | 0 | 0 | 1 | 0 | 0 | [7 empty] | 1 |  | RN/DC/SP/DCI CHAIR DELIVERY UNIT LEFT/RIGHT SIDE PANEL CONNECTING PCB
IM04213 | Dental Chair Spares-Runyes-Handrest Arm Round Cap (Innova Gold /Padchair) | 109001HANDRESTARMCAP |  | A Class |  |  | I-Inventory | FG-Finish Good | C | Spares | Dental Chair-Spares | Dental Equiment | Main Location | 90330000 |  | FIFO | Runyes | [8 empty] | 0 | 0 | 0 | 1 | 0 | 0 | [7 empty] | 1 |  | RN/DC/SP/HANDREST ARM ROUND CAP (INNOVA GOLD /PADCHAIR)
IM04214 | Dental Chair Spares-Runyes-Innova Pad/Gold Chair Bottle Holder | 109001BOOTLEHOLDER |  | A Class |  |  | I-Inventory | FG-Finish Good | C | Spares | Dental Chair-Spares | Dental Equiment | Main Location | 90330000 |  | FIFO | Runyes | [8 empty] | 0 | 0 | 0 | 1 | 0 | 0 | [7 empty] | 1 |  | RN/DC/SP/INNOVA PAD/GOLD CHAIR BOTTLE HOLDER
IM04215 | Dental Chair Spares-Runyes-/Runyes Chair Uphl Innova Gold/Dark Blue C01 | 109001CHUPINGODARKBLUEC01 |  | A Class |  |  | I-Inventory | FG-Finish Good | R | Spares | Dental Chair-Spares | Dental Equiment | Main Location | 90184900 |  | FIFO | Runyes | [8 empty] | 0 | 0 | 0 | 1 | 0 | 0 | [7 empty] | 1 |  | RN/DC/UP/RUNYES CHAIR UPHL INNOVA GOLD/DARK BLUE C01
IM04216 | Dental Chair Spares-Runyes-/Runyes Chair Uphl Innova Gold/Pad/Dark Blue C01 | 109001UPDBLUEC01 |  | A Class |  |  | I-Inventory | FG-Finish Good | R | Spares | Dental Chair-Spares | Dental Equiment | Main Location | 90184900 |  | FIFO | Runyes | [8 empty] | 0 | 0 | 0 | 1 | 0 | 0 | [7 empty] | 1 |  | RN/DC/UP/RUNYES CHAIR UPHL INNOVA GOLD/PAD/DARK BLUE C01
IM04217 | Dental Chair Spares-Runyes-/Runyes Chair Uphl Innova Pad/Apple Green/S03 | 109001CHUPINPADAPPLEGREENS03 |  | A Class |  |  | I-Inventory | FG-Finish Good | R | Spares | Dental Chair-Spares | Dental Equiment | Main Location | 90184900 |  | FIFO | Runyes | [8 empty] | 0 | 0 | 0 | 1 | 0 | 0 | [7 empty] | 1 |  | RN/DC/UP/RUNYES CHAIR UPHL INNOVA PAD/APPLE GREEN/S03
IM04218 | Dental Chair Spares-Runyes-/Runyes Chair Uphl Innova Pad/Cherry Red /S02 | 109001CHUPINPADCHERRYREDS02 |  | A Class |  |  | I-Inventory | FG-Finish Good | R | Spares | Dental Chair-Spares | Dental Equiment | Main Location | 90184900 |  | FIFO | Runyes | [8 empty] | 0 | 0 | 0 | 1 | 0 | 0 | [7 empty] | 1 |  | RN/DC/UP/RUNYES CHAIR UPHL INNOVA PAD/CHERRY RED /S02
IM04219 | Dental Chair Spares-Runyes-Light Cure Led | 109005LIGHTCURELED |  | A Class |  |  | I-Inventory | FG-Finish Good | R | Spares | Dental Chair-Spares | Dental Equiment | Main Location | 90330000 |  | FIFO | Runyes | [8 empty] | 0 | 0 | 0 | 1 | 0 | 0 | [7 empty] | 1 |  | Rn/Lc/Sp/Light Cure Led
IM04220 | Dental Chair Spares-Runyes-Light Cure Pcb | 109005LIGHTCUREPCB |  | A Class |  |  | I-Inventory | FG-Finish Good | R | Spares | Dental Chair-Spares | Dental Equiment | Main Location | 90330000 |  | FIFO | Runyes | [8 empty] | 0 | 0 | 0 | 1 | 0 | 0 | [7 empty] | 1 |  | Rn/Lc/Sp/Light Cure Pcb
IM04221 | Dental Chair Spares-Runyes-Chair Light Arm (Innova Pad And Gold) | 109001LIGHTARM |  | A Class |  |  | I-Inventory | FG-Finish Good | R | Spares | Dental Chair-Spares | Dental Equiment | Main Location | 90330000 |  | FIFO | Runyes | [8 empty] | 0 | 0 | 0 | 1 | 0 | 0 | [7 empty] | 1 |  | RN/LU/SP/CHAIR LIGHT ARM (INNOVA PAD AND GOLD)
IM04222 | Dental Chair Spares-Runyes-Complete Light Head | 109001LIGTHEAD |  | A Class |  |  | I-Inventory | FG-Finish Good | R | Spares | Dental Chair-Spares | Dental Equiment | Main Location | 90330000 |  | FIFO | Runyes | [8 empty] | 0 | 0 | 0 | 1 | 0 | 0 | [7 empty] | 1 |  | Rn/Lu/Sp/Complete Light Head
IM04223 | Dental Chair Spares-Runyes-Led Light Bulb Middle(Innova Pad And Gold) | 109001LEDBULB |  | A Class |  |  | I-Inventory | FG-Finish Good | R | Spares | Dental Chair-Spares | Dental Equiment | Main Location | 90330000 |  | FIFO | Runyes | [8 empty] | 0 | 0 | 0 | 1 | 0 | 0 | [7 empty] | 1 |  | RN/LU/SP/LED LIGHT BULB MIDDLE(INNOVA PAD AND GOLD)
IM04224 | Dental Chair Spares-Runyes-Led Light Joint Block | 109001LIGHTJOINTBLOCK |  | A Class |  |  | I-Inventory | FG-Finish Good | C | Spares | Dental Chair-Spares | Dental Equiment | Main Location | 90330000 |  | FIFO | Runyes | [8 empty] | 0 | 0 | 0 | 1 | 0 | 0 | [7 empty] | 1 |  | RN/LU/SP/LED LIGHT JOINT BLOCK
IM04225 | Dental Chair Spares-Runyes-Led Light Sticker(Iinova Pad And Gold) | 109001LEDLIGHTSTICKER |  | A Class |  |  | I-Inventory | FG-Finish Good | R | Spares | Dental Chair-Spares | Dental Equiment | Main Location | 90330000 |  | FIFO | Runyes | [8 empty] | 0 | 0 | 0 | 1 | 0 | 0 | [7 empty] | 1 |  | RN/LU/SP/LED LIGHT STICKER(IINOVA PAD AND GOLD)
IM04226 | Dental Chair Spares-Runyes-Spark Chair Led Light Pcb | 109001LEDLIGHTPCB |  | A Class |  |  | I-Inventory | FG-Finish Good | R | Spares | Dental Chair-Spares | Dental Equiment | Main Location | 90330000 |  | FIFO | Runyes | [8 empty] | 0 | 0 | 0 | 1 | 0 | 0 | [7 empty] | 1 |  | Rn/Lu/Sp/Spark Chair Led Light Pcb
IM04227 | Dental Chair Spares-Runyes-/Head Leds Runyes Dental Head Dci6 Light | 109001DCI6LIGHT |  | A Class |  |  | I-Inventory | FG-Finish Good | R | Spares | Dental Chair-Spares | Dental Equiment | Main Location | 90184900 |  | FIFO | Runyes | [8 empty] | 0 | 0 | 0 | 1 | 0 | 0 | [7 empty] | 1 |  | RN/DL/AC/HEAD LEDS RUNYES DENTAL HEAD DCI6 LIGHT
IM04228 | Dental Chair Spares-Runyes-/ Stool Seat Upholsery Brown S07 (Innova Pad And Gold) | 109037STUPBROWNS07 |  | A Class |  |  | I-Inventory | FG-Finish Good | R | Spares | Dental Chair-Spares | Dental Equiment | Main Location | 90330000 |  | FIFO | Runyes | [8 empty] | 0 | 0 | 0 | 1 | 0 | 0 | [7 empty] | 1 |  | RN/DS/SP/ STOOL SEAT UPHOLSERY BROWN S07 (INNOVA PAD AND GOLD)
IM04229 | Dental Chair Spares-Runyes-/ Stool Seat Upholsery Wine S02 (Innova Pad And Gold) | 109037STINVPGUPWINES02 |  | A Class |  |  | I-Inventory | FG-Finish Good | R | Spares | Dental Chair-Spares | Dental Equiment | Main Location | 90330000 |  | FIFO | Runyes | [8 empty] | 0 | 0 | 0 | 1 | 0 | 0 | [7 empty] | 1 |  | RN/DS/SP/ STOOL SEAT UPHOLSERY WINE S02 (INNOVA PAD AND GOLD)
IM04230 | Dental Chair Spares-Runyes-/Stool Backrest Upholsery Brown S07 (Innova Pad And Gold | 109037STBKRUPINNPADGOLDBROWNS07 |  | A Class |  |  | I-Inventory | FG-Finish Good | R | Spares | Dental Chair-Spares | Dental Equiment | Main Location | 90330000 |  | FIFO | Runyes | [8 empty] | 0 | 0 | 0 | 1 | 0 | 0 | [7 empty] | 1 |  | RN/DS/SP/STOOL BACKREST UPHOLSERY BROWN S07 (INNOVA PAD AND GOLD
IM04231 | Dental Chair Spares-Runyes-/Stool Backrest Upholsery Wine S02 (Innova Pad And Gold | 109037STBKRINVPGUPWINES02 |  | A Class |  |  | I-Inventory | FG-Finish Good | R | Spares | Dental Chair-Spares | Dental Equiment | Main Location | 90330000 |  | FIFO | Runyes | [8 empty] | 0 | 0 | 0 | 1 | 0 | 0 | [7 empty] | 1 |  | RN/DS/SP/STOOL BACKREST UPHOLSERY WINE S02 (INNOVA PAD AND GOLD
IM04232 | Dental Chair Spares-Runyes-/Stool Pump | 109037STOOLPUMP |  | A Class |  |  | I-Inventory | FG-Finish Good | R | Spares | Dental Chair-Spares | Dental Equiment | Main Location | 90330000 |  | FIFO | Runyes | [8 empty] | 0 | 0 | 0 | 1 | 0 | 0 | [7 empty] | 1 |  | RN/DS/SP/STOOL PUMP
IM04233 | Dental Chair Spares-Runyes-/Chair Over Head Arm | 109001HEADARM |  | A Class |  |  | I-Inventory | FG-Finish Good | R | Spares | Dental Chair-Spares | Dental Equiment | Main Location | 90330000 |  | FIFO | Runyes | [8 empty] | 0 | 0 | 0 | 1 | 0 | 0 | [7 empty] | 1 |  | Rn/Du/Sp/Chair Over Head Arm
IM04234 | Dental Chair Spares-Runyes-/Delivery Unit Arm Cap | 109001DUARMCAP |  | A Class |  |  | I-Inventory | FG-Finish Good | R | Spares | Dental Chair-Spares | Dental Equiment | Main Location | 90330000 |  | FIFO | Runyes | [8 empty] | 0 | 0 | 0 | 1 | 0 | 0 | [7 empty] | 1 |  | Rn/Du/Sp/Delivery Unit Arm Cap
IM04235 | Dental Chair Spares-Runyes-/Delivery Unit Pcb | 109001DUPCB |  | A Class |  |  | I-Inventory | FG-Finish Good | R | Spares | Dental Chair-Spares | Dental Equiment | Main Location | 90330000 |  | FIFO | Runyes | [5 empty] | . |  |  | 0 | 0 | 0 | 1 | 0 | 0 | [7 empty] | 1 |  | RN/DU/SP/DELIVERY UNIT PCB
IM04236 | Dental Chair Spares-Runyes-/Delivery Unit Pcb Cover For Spark Chair | 109001DUPCBCOVER |  | A Class |  |  | I-Inventory | FG-Finish Good | R | Spares | Dental Chair-Spares | Dental Equiment | Main Location | 90330000 |  | FIFO | Runyes | [8 empty] | 0 | 0 | 0 | 1 | 0 | 0 | [7 empty] | 1 |  | Rn/Du/Sp/Delivery Unit Pcb Cover for Spark Chair
IM04237 | Dental Chair Spares-Runyes-/Delivery Unit Sticker For Spark Chair | 109001DUSTICKER |  | A Class |  |  | I-Inventory | FG-Finish Good | C | Spares | Dental Chair-Spares | Dental Equiment | Main Location | 90330000 |  | FIFO | Runyes | [8 empty] | 0 | 0 | 0 | 1 | 0 | 0 | [7 empty] | 1 |  | RN/DU/SP/DELIVERY UNIT STICKER FOR SPARK CHAIR
IM04238 | Dental Chair Spares-Runyes-/Spare Chair Delivery Unit Arm | 109001DUARM |  | A Class |  |  | I-Inventory | FG-Finish Good | R | Spares | Dental Chair-Spares | Dental Equiment | Main Location | 90330000 |  | FIFO | Runyes | [5 empty] | . |  |  | 0 | 0 | 0 | 1 | 0 | 0 | [7 empty] | 1 |  | RN/DU/SP/SPARE CHAIR DELIVERY UNIT ARM
IM04239 | Dental Chair Spares-Runyes-/Spare Chair Delivery Unit Panel Cover X-Ray Viewer | 109001DUPANELCOVER |  | A Class |  |  | I-Inventory | FG-Finish Good | R | Spares | Dental Chair-Spares | Dental Equiment | Main Location | 90330000 |  | FIFO | Runyes | [5 empty] | . |  |  | 0 | 0 | 0 | 1 | 0 | 0 | [7 empty] | 1 |  | RN/DU/SP/SPARE CHAIR DELIVERY UNIT PANEL COVER X-RAY VIEWER
IM04240 | Dental Chair Spares-Runyes-/Spare Chair Delivery Unit Panel Lower Cover | 109001DUPANELLOWERCOVER |  | A Class |  |  | I-Inventory | FG-Finish Good | R | Spares | Dental Chair-Spares | Dental Equiment | Main Location | 90330000 |  | FIFO | Runyes | [5 empty] | . |  |  | 0 | 0 | 0 | 1 | 0 | 0 | [7 empty] | 1 |  | RN/DU/SP/SPARE CHAIR DELIVERY UNIT PANEL LOWER COVER
IM04241 | Dental Chair Spares-Runyes- Spark Chair Drain Tee Y Shape | 109001WUDRAINTEEYSHAPE |  | A Class |  |  | I-Inventory | FG-Finish Good | C | Spares | Dental Chair-Spares | Dental Equiment | Main Location | 90330000 |  | FIFO | Runyes | [5 empty] | . |  |  | 0 | 0 | 0 | 1 | 0 | 0 | [7 empty] | 1 |  | RN/WU/SP SPARK CHAIR DRAIN TEE Y SHAPE
IM04242 | Dental Chair Spares-Runyes-Assistance Water Unit Lower Cover | 109001WULOWERCOVER |  | A Class |  |  | I-Inventory | FG-Finish Good | R | Spares | Dental Chair-Spares | Dental Equiment | Main Location | 90330000 |  | FIFO | Runyes | [5 empty] | . |  |  | 0 | 0 | 0 | 1 | 0 | 0 | [7 empty] | 1 |  | RN/WU/SP/ASSISTANCE WATER UNIT LOWER COVER
IM04243 | Dental Chair Spares-Runyes-Assistance Water Unit Pcb | 109001WUCB |  | A Class |  |  | I-Inventory | FG-Finish Good | R | Spares | Dental Chair-Spares | Dental Equiment | Main Location | 90330000 |  | FIFO | Runyes | [5 empty] | . |  |  | 0 | 0 | 0 | 1 | 0 | 0 | [7 empty] | 1 |  | RN/WU/SP/ASSISTANCE WATER UNIT PCB
IM04244 | Dental Chair Spares-Runyes-Assistance Water Unit Upper Cover | 109001WUUPPERCOVER |  | A Class |  |  | I-Inventory | FG-Finish Good | R | Spares | Dental Chair-Spares | Dental Equiment | Main Location | 90330000 |  | FIFO | Runyes | [5 empty] | . |  |  | 0 | 0 | 0 | 1 | 0 | 0 | [7 empty] | 1 |  | RN/WU/SP/ASSISTANCE WATER UNIT UPPER COVER
IM04245 | Dental Chair Spares-Runyes-Bottle Rotary Knob | 109001BOTTLEKNOB |  | A Class |  |  | I-Inventory | FG-Finish Good | C | Spares | Dental Chair-Spares | Dental Equiment | Main Location | 90330000 |  | FIFO | Runyes | [8 empty] | 0 | 0 | 0 | 1 | 0 | 0 | [7 empty] | 1 |  | RN/WU/SP/BOTTLE ROTARY KNOB
IM04246 | Dental Chair Spares-Runyes-Chair Water Unit Filter | 109001WUFILTER |  | A Class |  |  | I-Inventory | FG-Finish Good | R | Spares | Dental Chair-Spares | Dental Equiment | Main Location | 90330000 |  | FIFO | Runyes | [8 empty] | 0 | 0 | 0 | 1 | 0 | 0 | [7 empty] | 1 |  | Rn/Wu/Sp/Chair Water Unit Filter
IM04247 | Dental Chair Spares-Runyes-Dci Chair 1000 Ml Water Bottle | 1090011000LWATERBOTTLE |  | A Class |  |  | I-Inventory | FG-Finish Good | C | Spares | Dental Chair-Spares | Dental Equiment | Main Location | 90330000 |  | FIFO | Runyes | [8 empty] | 0 | 0 | 0 | 1 | 0 | 0 | [7 empty] | 1 |  | RN/WU/SP/DCI CHAIR 1000 ML WATER BOTTLE
IM04248 | Dental Chair Spares-Runyes-Dci Chair Water Bottle Holder-9002100148 | 109001BOTTLEHOLDER9002100148 |  | A Class |  |  | I-Inventory | FG-Finish Good | C | Spares | Dental Chair-Spares | Dental Equiment | Main Location | 90330000 |  | FIFO | Runyes | [8 empty] | 0 | 0 | 0 | 1 | 0 | 0 | [7 empty] | 1 |  | RN/WU/SP/DCI CHAIR WATER BOTTLE HOLDER-9002100148
IM04249 | Dental Chair Spares-Runyes-Innova G-P Spitoon Cannula | 109001SPITOONCANNULA |  | A Class |  |  | I-Inventory | FG-Finish Good | R | Spares | Dental Chair-Spares | Dental Equiment | Main Location | 90330000 |  | FIFO | Runyes | [8 empty] | 0 | 0 | 0 | 1 | 0 | 0 | [7 empty] | 1 |  | RN/WU/SP/INNOVA G-P SPITOON CANNULA
IM04250 | Dental Chair Spares-Runyes-Spark Chair Air On Off Switch 3 Pin | 109001AIRONOFFSWITCH3PIN |  | A Class |  |  | I-Inventory | FG-Finish Good | R | Spares | Dental Chair-Spares | Dental Equiment | Main Location | 90330000 |  | FIFO | Runyes | [5 empty] | . |  |  | 0 | 0 | 0 | 1 | 0 | 0 | [7 empty] | 1 |  | RN/WU/SP/SPARK CHAIR AIR ON OFF SWITCH 3 PIN
IM04251 | Dental Chair Spares-Runyes-Spark Water Sensor | 109001WATERSENSOR |  | A Class |  |  | I-Inventory | FG-Finish Good | R | Spares | Dental Chair-Spares | Dental Equiment | Main Location | 90330000 |  | FIFO | Runyes | [5 empty] | . |  |  | 0 | 0 | 0 | 1 | 0 | 0 | [7 empty] | 1 |  | RN/WU/SP/SPARK WATER SENSOR
IM04252 | Dental Chair Spares-Runyes-Spark Water Solenoid Valve | 109001SOLENOIDVALVE |  | A Class |  |  | I-Inventory | FG-Finish Good | C | Spares | Dental Chair-Spares | Dental Equiment | Main Location | 90330000 |  | FIFO | Runyes | [5 empty] | . |  |  | 0 | 0 | 0 | 1 | 0 | 0 | [7 empty] | 1 |  | RN/WU/SP/SPARK WATER SOLENOID VALVE
IM04253 | Dental Chair Spares- Runyes Motor for Chair 6000N | 109MOTOR6000N |  | A Class |  |  | I-Inventory | FG-Finish Good | R | Spares | Dental Chair-Spares | Dental Equiment | Main Location | 90330000 |  | FIFO | Runyes | [8 empty] | 0 | 0 | 0 | 1 | 0 | 0 | [7 empty] | 1 |  | RN/CM/AC/MOTOR 6000-RUNYES MOTOR FOR CHAIR 6000N
IM04254 | Dental Air Rotor Handpeice- Being-Lotus-Push Button Tornado 401PB-2 Black Al | 103104HP401PB2BLACK |  | A Class |  |  | I-Inventory | FG-Finish Good | R | Equipment | Handpiece | Dental Equiment | Main Location | 90184900 |  | FIFO | Being-Tornado | [8 empty] | 0 | 0 | 0 | 1 | 0 | 0 | [7 empty] | 1 |  | BE/HP/MC/AIR ROTOR/BEING-LOTUS/P.BUTTON TORNADO 401PB-2 BLACK AL
IM04255 | Dental Implant- CSM-Dental Surgical Kit (B10) | 185059KITB10 |  | A Class |  |  | I-Inventory | FG-Finish Good | R | Consumables | Dental Implant | Dental Equiment | Main Location | 90184900 |  | FIFO | CSM Implant | [8 empty] | 0 | 0 | 0 | 1 | 0 | 0 | [7 empty] | 1 |  | CSM/DENTAL SURGICAL KIT (B10)
IM04256 | Dental Implant -CSM-Dental Surgical Kit (B310) | 185059KITB310 |  | A Class |  |  | I-Inventory | FG-Finish Good | R | Consumables | Dental Implant | Dental Equiment | Main Location | 90184900 |  | FIFO | CSM Implant | [8 empty] | 0 | 0 | 0 | 1 | 0 | 0 | [7 empty] | 1 |  | CSM/DENTAL SURGICAL KIT (B310)
IM04257 | Dental Implant-CSM-Dental Surgical Kit (B347) | 185059KITB347 |  | A Class |  |  | I-Inventory | FG-Finish Good | R | Consumables | Dental Implant | Dental Equiment | Main Location | 90184900 |  | FIFO | CSM Implant | [8 empty] | 0 | 0 | 0 | 1 | 0 | 0 | [7 empty] | 1 |  | CSM/DENTAL SURGICAL KIT (B347)
IM04258 | Dental Implant- CSM-CR CO UCLA-I 4.5 * 1.3 CR.CUAPH | 185059CRCOUCLA4513 |  | A Class |  |  | I-Inventory | FG-Finish Good | R | Consumables | Dental Implant | Dental Equiment | Main Location | 39269099 |  | FIFO | CSM Implant | [8 empty] | 0 | 0 | 0 | 1 | 0 | 0 | [7 empty] | 1 |  | CSM/IM/CR CO UCLA-I 4.5 * 1.3 CR.CUAPH
IM04259 | Dental Implant-CSM-HEX Cementation Abutment-I 4.0 * 1.5 CCEA4015 | 185059CEMCCEA4015 |  | A Class |  |  | I-Inventory | FG-Finish Good | R | Consumables | Dental Implant | Dental Equiment | Main Location | 90212900 |  | FIFO | CSM Implant | [8 empty] | 0 | 0 | 0 | 1 | 0 | 0 | [7 empty] | 1 |  | CSM/IM/HEX CEMENTATION ABUTMENT-I 4.0 * 1.5 CCEA4015
IM04260 | Dental Implant-CSM-HEX Cementation Abutment-I 4.5 * 3.5 CCEA4535 | 185059CEMCCEA4535 |  | A Class |  |  | I-Inventory | FG-Finish Good | R | Consumables | Dental Implant | Dental Equiment | Main Location | 39269099 |  | FIFO | CSM Implant | [8 empty] | 0 | 0 | 0 | 1 | 0 | 0 | [7 empty] | 1 |  | CSM/IM/HEX CEMENTATION ABUTMENT-I 4.5 * 3.5 CCEA4535
IM04261 | Dental Implant-CSM-Plastic Ucla Abutment HEX-II Ua4510-21 | 185059UCLAUA451021 |  | A Class |  |  | I-Inventory | FG-Finish Good | R | Consumables | Dental Implant | Dental Equiment | Main Location | 39269099 |  | FIFO | CSM Implant | [8 empty] | 0 | 0 | 0 | 1 | 0 | 0 | [7 empty] | 1 |  | CSM/IM/PLASTIC UCLA ABUTMENT HEX-II UA4510-21
IM04262 | Dental Implant-CSM-Plastic Ucla Abutment Non-HEX-II Ua4510N-21 | 185059UCLANUA4510N21 |  | A Class |  |  | I-Inventory | FG-Finish Good | R | Consumables | Dental Implant | Dental Equiment | Main Location | 39269099 |  | FIFO | CSM Implant | [8 empty] | 0 | 0 | 0 | 1 | 0 | 0 | [7 empty] | 1 |  | CSM/IM/PLASTIC UCLA ABUTMENT NON-HEX-II UA4510N-21
IM04263 | Dental Implant-CSM-Ucla Plastic HEX-I 4.5 * 13 Cuaph | 185059PLUCLA4513 |  | A Class |  |  | I-Inventory | FG-Finish Good | C | Consumables | Dental Implant | Dental Equiment | Main Location | 90212900 |  | FIFO | CSM Implant | [8 empty] | 0 | 0 | 0 | 1 | 0 | 0 | [7 empty] | 1 |  | CSM/IM/UCLA PLASTIC HEX-I 4.5 * 13 CUAPH
IM04264 | Dental Implant-CSM-Angled Abutment HEX-I 4.0 * 1.5 * 15 Aa401515-21 | 185059ANGLEABUTCAA40151521 |  | A Class |  |  | I-Inventory | FG-Finish Good | R | Consumables | Dental Implant | Dental Equiment | Main Location | 90212900 |  | FIFO | CSM Implant | [8 empty] | 0 | 0 | 0 | 1 | 0 | 0 | [7 empty] | 1 |  | IM/CSM-ANGLED ABUTMENT HEX-I 4.0 * 1.5 * 15 AA401515-21
IM04265 | Dental Implant-CSM-Angled Abutment HEX-I 4.0 * 2.5 * 20 Caa402520 | 185059ANGLEABUTCAA402520 |  | A Class |  |  | I-Inventory | FG-Finish Good | R | Consumables | Dental Implant | Dental Equiment | Main Location | 90212900 |  | FIFO | CSM Implant | [8 empty] | 0 | 0 | 0 | 1 | 0 | 0 | [7 empty] | 1 |  | IM/CSM-ANGLED ABUTMENT HEX-I 4.0 * 2.5 * 20 CAA402520
IM04266 | Dental Implant-CSM-Angled Abutment HEX-I 4.0 * 3.5 * 20 Caa403520 | 185059ANGLEABUTCAA403520 |  | A Class |  |  | I-Inventory | FG-Finish Good | R | Consumables | Dental Implant | Dental Equiment | Main Location | 90212900 |  | FIFO | CSM Implant | [8 empty] | 0 | 0 | 0 | 1 | 0 | 0 | [7 empty] | 1 |  | IM/CSM-ANGLED ABUTMENT HEX-I 4.0 * 3.5 * 20 CAA403520
IM04267 | Dental Implant-CSM-Angled Abutment HEX-I 4.0 1.5 20 Caa401520 | 185059ANGLEABUTCAA40151520 |  | A Class |  |  | I-Inventory | TG-Trading Good |  | Consumables | Dental Implant | Dental Equiment | Main Location | 90212900 |  | FIFO | CSM Implant | [8 empty] | 0 | 0 | 0 | 1 | 0 | 0 | [7 empty] | 1 |  | IM/CSM-ANGLED ABUTMENT HEX-I 4.0 1.5 20 CAA401520
IM04268 | Dental Implant-CSM-Angled Abutment HEX-I 4.5 * 1.5 * 15 Caa451515 | 185059ANGLEABUTAA451515 |  | A Class |  |  | I-Inventory | FG-Finish Good | R | Consumables | Dental Implant | Dental Equiment | Main Location | 90212900 |  | FIFO | CSM Implant | [8 empty] | 0 | 0 | 0 | 1 | 0 | 0 | [7 empty] | 1 |  | IM/CSM-ANGLED ABUTMENT HEX-I 4.5 * 1.5 * 15 CAA451515
IM04269 | Dental Implant-CSM-Angled Abutment HEX-I 4.5 * 1.5 * 20 Caa451520 | 185059ANGLEABUTAA451520 |  | A Class |  |  | I-Inventory | FG-Finish Good | R | Consumables | Dental Implant | Dental Equiment | Main Location | 90212900 |  | FIFO | CSM Implant | [8 empty] | 0 | 0 | 0 | 1 | 0 | 0 | [7 empty] | 1 |  | IM/CSM-ANGLED ABUTMENT HEX-I 4.5 * 1.5 * 20 CAA451520
IM04270 | Dental Implant-CSM-Angled Abutment HEX-I 4.5 * 2.5 * 15 Caa452515 | 185059ANGLEABUTCAA452515 |  | A Class |  |  | I-Inventory | FG-Finish Good | R | Consumables | Dental Implant | Dental Equiment | Main Location | 90212900 |  | FIFO | CSM Implant | [8 empty] | 0 | 0 | 0 | 1 | 0 | 0 | [7 empty] | 1 |  | IM/CSM-ANGLED ABUTMENT HEX-I 4.5 * 2.5 * 15 CAA452515
IM04271 | Dental Implant-CSM-Angled Abutment HEX-I 4.5 * 2.5 * 20 Caa452520 | 185059ANGLEABUTCAA452520 |  | A Class |  |  | I-Inventory | FG-Finish Good | R | Consumables | Dental Implant | Dental Equiment | Main Location | 90212900 |  | FIFO | CSM Implant | [8 empty] | 0 | 0 | 0 | 1 | 0 | 0 | [7 empty] | 1 |  | IM/CSM-ANGLED ABUTMENT HEX-I 4.5 * 2.5 * 20 CAA452520
IM04272 | Dental Implant-CSM-Angled Abutment HEX-I 4.5 * 3.5 * 15 Caa453515 | 185059ANGLEABUTCAA453515 |  | A Class |  |  | I-Inventory | FG-Finish Good | R | Consumables | Dental Implant | Dental Equiment | Main Location | 90212900 |  | FIFO | CSM Implant | [8 empty] | 0 | 0 | 0 | 1 | 0 | 0 | [7 empty] | 1 |  | IM/CSM-ANGLED ABUTMENT HEX-I 4.5 * 3.5 * 15 CAA453515
IM04273 | Dental Implant-CSM-Angled Abutment HEX-I 4.5 * 3.5 * 20 Caa453520 | 185059ANGLEABUTCAA453520 |  | A Class |  |  | I-Inventory | FG-Finish Good | R | Consumables | Dental Implant | Dental Equiment | Main Location | 90212900 |  | FIFO | CSM Implant | [8 empty] | 0 | 0 | 0 | 1 | 0 | 0 | [7 empty] | 1 |  | IM/CSM-ANGLED ABUTMENT HEX-I 4.5 * 3.5 * 20 CAA453520
IM04274 | Dental Implant-CSM-Angled Abutment HEX-I 4.5 * 4.5 * 15 Caa454515 | 185059ANGLEABUTCAA454515 |  | A Class |  |  | I-Inventory | FG-Finish Good | R | Consumables | Dental Implant | Dental Equiment | Main Location | 90212900 |  | FIFO | CSM Implant | [8 empty] | 0 | 0 | 0 | 1 | 0 | 0 | [7 empty] | 1 |  | IM/CSM-ANGLED ABUTMENT HEX-I 4.5 * 4.5 * 15 CAA454515
IM04275 | Dental Implant-CSM-Angled Abutment HEX-I 4.5 * 4.5 * 20 Caa454520 | 185059ANGLEABUTCAA454520 |  | A Class |  |  | I-Inventory | FG-Finish Good | R | Consumables | Dental Implant | Dental Equiment | Main Location | 90212900 |  | FIFO | CSM Implant | [8 empty] | 0 | 0 | 0 | 1 | 0 | 0 | [7 empty] | 1 |  | IM/CSM-ANGLED ABUTMENT HEX-I 4.5 * 4.5 * 20 CAA454520
IM04276 | Dental Implant-CSM-Angled Abutment HEX-I 5.5 * 1.5 * 15 Caa551515 | 185059ANGLEABUTCAA551515 |  | A Class |  |  | I-Inventory | FG-Finish Good | R | Consumables | Dental Implant | Dental Equiment | Main Location | 90212900 |  | FIFO | CSM Implant | [8 empty] | 0 | 0 | 0 | 1 | 0 | 0 | [7 empty] | 1 |  | IM/CSM-ANGLED ABUTMENT HEX-I 5.5 * 1.5 * 15 CAA551515
IM04277 | Dental Implant-CSM-Angled Abutment HEX-I 5.5 * 1.5 * 20 Caa551520 | 185059ANGLEABUTCAA551520 |  | A Class |  |  | I-Inventory | FG-Finish Good | R | Consumables | Dental Implant | Dental Equiment | Main Location | 90212900 |  | FIFO | CSM Implant | [8 empty] | 0 | 0 | 0 | 1 | 0 | 0 | [7 empty] | 1 |  | IM/CSM-ANGLED ABUTMENT HEX-I 5.5 * 1.5 * 20 CAA551520
IM04278 | Dental Implant-CSM-Angled Abutment HEX-I 5.5 * 2.5 * 15 Caa552515 | 185059ANGLEABUTCAA552515 |  | A Class |  |  | I-Inventory | FG-Finish Good | R | Consumables | Dental Implant | Dental Equiment | Main Location | 90212900 |  | FIFO | CSM Implant | [8 empty] | 0 | 0 | 0 | 1 | 0 | 0 | [7 empty] | 1 |  | IM/CSM-ANGLED ABUTMENT HEX-I 5.5 * 2.5 * 15 CAA552515
IM04279 | Dental Implant-CSM-Angled Abutment HEX-I 5.5 * 2.5 * 20 Caa552520 | 185059ANGLEABUTCAA552520 |  | A Class |  |  | I-Inventory | FG-Finish Good | R | Consumables | Dental Implant | Dental Equiment | Main Location | 90212900 |  | FIFO | CSM Implant | [8 empty] | 0 | 0 | 0 | 1 | 0 | 0 | [7 empty] | 1 |  | IM/CSM-ANGLED ABUTMENT HEX-I 5.5 * 2.5 * 20 CAA552520
IM04280 | Dental Implant-CSM-Angled Abutment HEX-I 5.5 * 3.5 * 15 Caa553515 | 185059ANGLEABUTCAA553515 |  | A Class |  |  | I-Inventory | FG-Finish Good | R | Consumables | Dental Implant | Dental Equiment | Main Location | 90212900 |  | FIFO | CSM Implant | [8 empty] | 0 | 0 | 0 | 1 | 0 | 0 | [7 empty] | 1 |  | IM/CSM-ANGLED ABUTMENT HEX-I 5.5 * 3.5 * 15 CAA553515
IM04281 | Dental Implant-CSM-Angled Abutment HEX-I 5.5 * 3.5 * 20 Caa553520 | 185059ANGLEABUTCAA553520 |  | A Class |  |  | I-Inventory | FG-Finish Good | R | Consumables | Dental Implant | Dental Equiment | Main Location | 90212900 |  | FIFO | CSM Implant | [8 empty] | 0 | 0 | 0 | 1 | 0 | 0 | [7 empty] | 1 |  | IM/CSM-ANGLED ABUTMENT HEX-I 5.5 * 3.5 * 20 CAA553520
IM04282 | Dental Implant-CSM-Angled Abutment HEX-I 5.5 * 4.5 * 15 Caa554515 | 185059ANGLEABUTCAA554515 |  | A Class |  |  | I-Inventory | FG-Finish Good | R | Consumables | Dental Implant | Dental Equiment | Main Location | 90212900 |  | FIFO | CSM Implant | [8 empty] | 0 | 0 | 0 | 1 | 0 | 0 | [7 empty] | 1 |  | IM/CSM-ANGLED ABUTMENT HEX-I 5.5 * 4.5 * 15 CAA554515
IM04283 | Dental Implant-CSM-Angled Abutment HEX-I 5.5 * 4.5 * 20 Caa554520 | 185059ANGLEABUTCAA554520 |  | A Class |  |  | I-Inventory | FG-Finish Good | R | Consumables | Dental Implant | Dental Equiment | Main Location | 90212900 |  | FIFO | CSM Implant | [8 empty] | 0 | 0 | 0 | 1 | 0 | 0 | [7 empty] | 1 |  | IM/CSM-ANGLED ABUTMENT HEX-I 5.5 * 4.5 * 20 CAA554520
IM04284 | Dental Implant-CSM-Angled Abutment HEX-II 4.5*1.0*20 Aa451020-21 | 185059ANGLEABUTAA45102021 |  | A Class |  |  | I-Inventory | FG-Finish Good | R | Consumables | Dental Implant | Dental Equiment | Main Location | 90212900 |  | FIFO | CSM Implant | [8 empty] | 0 | 0 | 0 | 1 | 0 | 0 | [7 empty] | 1 |  | IM/CSM-ANGLED ABUTMENT HEX-II 4.5*1.0*20 AA451020-21
IM04285 | Dental Implant-CSM-Angled Abutment HEX-II 4.5*1.5*15 Aa451515-21 | 185059ANGLEABUTAA45151521 |  | A Class |  |  | I-Inventory | FG-Finish Good | R | Consumables | Dental Implant | Dental Equiment | Main Location | 90212900 |  | FIFO | CSM Implant | [8 empty] | 0 | 0 | 0 | 1 | 0 | 0 | [7 empty] | 1 |  | IM/CSM-ANGLED ABUTMENT HEX-II 4.5*1.5*15 AA451515-21
IM04286 | Dental Implant-CSM-Angled Abutment HEX-II 4.5*1.5*20 Aa451520-21 | 185059AA45152021 |  | A Class |  |  | I-Inventory | FG-Finish Good | R | Consumables | Dental Implant | Dental Equiment | Main Location | 90212900 |  | FIFO | CSM Implant | [8 empty] | 0 | 0 | 0 | 1 | 0 | 0 | [7 empty] | 1 |  | IM/CSM-ANGLED ABUTMENT HEX-II 4.5*1.5*20 AA451520-21
IM04287 | Dental Implant-CSM-Angled Abutment HEX-II 4.5*1.5*20 Aa451520-25 | 185059AA45152025 |  | A Class |  |  | I-Inventory | FG-Finish Good | R | Consumables | Dental Implant | Dental Equiment | Main Location |  |  | FIFO | CSM Implant | [8 empty] | 0 | 0 | 0 | 1 | 0 | 0 | [7 empty] | 1 |  | IM/CSM-ANGLED ABUTMENT HEX-II 4.5*1.5*20 AA451520-25
IM04288 | Dental Implant-CSM-Angled Abutment HEX-II 4.5*3.5*15 Aa453515-21 | 185059ANGLEABUTCAA45351521 |  | A Class |  |  | I-Inventory | TG-Trading Good |  | Consumables | Dental Implant | Dental Equiment | Main Location | 90212900 |  | FIFO | CSM Implant | [8 empty] | 0 | 0 | 0 | 1 | 0 | 0 | [7 empty] | 1 |  | IM/CSM-ANGLED ABUTMENT HEX-II 4.5*3.5*15 AA453515-21
IM04289 | Dental Implant-CSM-Angled Abutment Non HEX 4.5 * 1.5 * 20 Caa451520N | 185059ANGLEABUTCAA451520N |  | A Class |  |  | I-Inventory | FG-Finish Good | R | Consumables | Dental Implant | Dental Equiment | Main Location | 90212900 |  | FIFO | CSM Implant | [8 empty] | 0 | 0 | 0 | 1 | 0 | 0 | [7 empty] | 1 |  | IM/CSM-ANGLED ABUTMENT NON HEX 4.5 * 1.5 * 20 CAA451520N
IM04290 | Dental Implant-CSM-Angled Abutment Non HEX 4.5 * 2.5 * 15 Aa452515N-21 | 185059ANGLEABUTAA452515N21 |  | A Class |  |  | I-Inventory | FG-Finish Good | R | Consumables | Dental Implant | Dental Equiment | Main Location | 90212900 |  | FIFO | CSM Implant | [8 empty] | 0 | 0 | 0 | 1 | 0 | 0 | [7 empty] | 1 |  | IM/CSM-ANGLED ABUTMENT NON HEX 4.5 * 2.5 * 15 AA452515N-21
IM04291 | Dental Implant-CSM-Angled Abutment Non HEX 4.5 * 2.5 * 15 Caa452515N | 185059ANGLEABUTCAA452515N |  | A Class |  |  | I-Inventory | FG-Finish Good | R | Consumables | Dental Implant | Dental Equiment | Main Location | 90212900 |  | FIFO | CSM Implant | [8 empty] | 0 | 0 | 0 | 1 | 0 | 0 | [7 empty] | 1 |  | IM/CSM-ANGLED ABUTMENT NON HEX 4.5 * 2.5 * 15 CAA452515N
IM04292 | Dental Implant-CSM-Ball Abutment 3.5 * 1.5 | 185059BALLABUT3515 |  | A Class |  |  | I-Inventory | FG-Finish Good | R | Consumables | Dental Implant | Dental Equiment | Main Location | 90212900 |  | FIFO | CSM Implant | [8 empty] | 0 | 0 | 0 | 1 | 0 | 0 | [7 empty] | 1 |  | IM/CSM-BALL ABUTMENT 3.5 * 1.5
IM04293 | Dental Implant-CSM-Ball Abutment 3.5 * 2.5 | 185059BALLABUT3525 |  | A Class |  |  | I-Inventory | FG-Finish Good | R | Consumables | Dental Implant | Dental Equiment | Main Location | 90212900 |  | FIFO | CSM Implant | [8 empty] | 0 | 0 | 0 | 1 | 0 | 0 | [7 empty] | 1 |  | IM/CSM-BALL ABUTMENT 3.5 * 2.5
IM04294 | Dental Implant-CSM-Ball Abutment 3.5 * 3.5 | 185059BALLABUT3535 |  | A Class |  |  | I-Inventory | FG-Finish Good | R | Consumables | Dental Implant | Dental Equiment | Main Location | 90212900 |  | FIFO | CSM Implant | [8 empty] | 0 | 0 | 0 | 1 | 0 | 0 | [7 empty] | 1 |  | IM/CSM-BALL ABUTMENT 3.5 * 3.5
IM04295 | Dental Implant-CSM-Ball Abutment 4.5 * 1.5 | 185059BALLABUT4515 |  | A Class |  |  | I-Inventory | FG-Finish Good | R | Consumables | Dental Implant | Dental Equiment | Main Location | 90212900 |  | FIFO | CSM Implant | [8 empty] | 0 | 0 | 0 | 1 | 0 | 0 | [7 empty] | 1 |  | IM/CSM-BALL ABUTMENT 4.5 * 1.5
IM04296 | Dental Implant-CSM-Ball Abutment 4.5 * 2.5 | 185059BALLABUT4525 |  | A Class |  |  | I-Inventory | FG-Finish Good | R | Consumables | Dental Implant | Dental Equiment | Main Location | 90212900 |  | FIFO | CSM Implant | [8 empty] | 0 | 0 | 0 | 1 | 0 | 0 | [7 empty] | 1 |  | IM/CSM-BALL ABUTMENT 4.5 * 2.5
IM04297 | Dental Implant-CSM-Ball Abutment 4.5 * 3.5 | 185059BALLABUT4535 |  | A Class |  |  | I-Inventory | FG-Finish Good | R | Consumables | Dental Implant | Dental Equiment | Main Location | 90212900 |  | FIFO | CSM Implant | [8 empty] | 0 | 0 | 0 | 1 | 0 | 0 | [7 empty] | 1 |  | IM/CSM-BALL ABUTMENT 4.5 * 3.5
IM04298 | Dental Implant-CSM-Ball Abutment 4.5 * 4.5 | 185059BALLABUT4545 |  | A Class |  |  | I-Inventory | FG-Finish Good | R | Consumables | Dental Implant | Dental Equiment | Main Location | 90212900 |  | FIFO | CSM Implant | [8 empty] | 0 | 0 | 0 | 1 | 0 | 0 | [7 empty] | 1 |  | IM/CSM-BALL ABUTMENT 4.5 * 4.5
IM04299 | Dental Implant-CSM-Ball Abutment Cap-I | 189059BALLABUTCAP |  | A Class |  |  | I-Inventory | TG-Trading Good |  | Consumables | Dental Implant | Dental Equiment | Main Location | 90212900 |  | FIFO | CSM Implant | [8 empty] | 0 | 0 | 0 | 1 | 0 | 0 | [7 empty] | 1 |  | IM/CSM-BALL ABUTMENT CAP-I
IM04300 | Dental Implant-CSM-Ball Abutment Drive | 189059BALLABUTDRIVER |  | A Class |  |  | I-Inventory | TG-Trading Good |  | Consumables | Dental Implant | Dental Equiment | Main Location | 90212900 |  | FIFO | CSM Implant | [8 empty] | 0 | 0 | 0 | 1 | 0 | 0 | [7 empty] | 1 |  | IM/CSM-BALL ABUTMENT DRIVE
IM04301 | Dental Implant-CSM-Cr Co Ucla Plastic Abutment-Ii 4.5*1.0 Cr.Ua4510-21 | 185059CRCONUA451021 |  | A Class |  |  | I-Inventory | FG-Finish Good | R | Consumables | Dental Implant | Dental Equiment | Main Location | 90212900 |  | FIFO | CSM Implant | [8 empty] | 0 | 0 | 0 | 1 | 0 | 0 | [7 empty] | 1 |  | IM/CSM-CR CO UCLA PLASTIC ABUTMENT-II 4.5*1.0 CR.UA4510-21
IM04302 | Dental Implant-CSM-Cr. Co Ucla Abutment Non-HEX | 185059CRCOUCLANONHEX |  | A Class |  |  | I-Inventory | FG-Finish Good | R | Consumables | Dental Implant | Dental Equiment | Main Location | 90212900 |  | FIFO | CSM Implant | [8 empty] | 0 | 0 | 0 | 1 | 0 | 0 | [7 empty] | 1 |  | IM/CSM-CR. CO UCLA ABUTMENT NON-HEX
IM04303 | Dental Implant-CSM-Fixture Analogue 3.8 * 12 Can38 | 185059FA3812CAN38 |  | A Class |  |  | I-Inventory | FG-Finish Good | R | Consumables | Dental Implant | Dental Equiment | Main Location | 90212900 |  | FIFO | CSM Implant | [8 empty] | 0 | 0 | 0 | 1 | 0 | 0 | [7 empty] | 1 |  | IM/CSM-FIXTURE ANALOGUE 3.8 * 12 CAN38
IM04304 | Dental Implant-CSM-Fixture Analogue-Ii HEX 3.5*12 Fa35-21 | 185059FA3521 |  | A Class |  |  | I-Inventory | TG-Trading Good |  | Consumables | Dental Implant | Dental Equiment | Main Location | 90212900 |  | FIFO | CSM Implant | [8 empty] | 0 | 0 | 0 | 1 | 0 | 0 | [7 empty] | 1 |  | IM/CSM-FIXTURE ANALOGUE-II HEX 3.5*12 FA35-21
IM04305 | Dental Implant-CSM-Fixture Analogue-Ii HEX 4.5*12 Fa45-25 | 185059FA4525 |  | A Class |  |  | I-Inventory | TG-Trading Good |  | Consumables | Dental Implant | Dental Equiment | Main Location |  |  | FIFO | CSM Implant | [8 empty] | 0 | 0 | 0 | 1 | 0 | 0 | [7 empty] | 1 |  | IM/CSM-FIXTURE ANALOGUE-II HEX 4.5*12 FA45-25
IM04306 | Dental Implant-CSM-Full 3 Basic Surgical Kit Sk3 | 185059KITSK3 |  | A Class |  |  | I-Inventory | FG-Finish Good | R | Consumables | Dental Implant | Dental Equiment | Main Location | 90212900 |  | FIFO | CSM Implant | [8 empty] | 0 | 0 | 0 | 1 | 0 | 0 | [7 empty] | 1 |  | IM/CSM-FULL 3 BASIC SURGICAL KIT SK3
IM04307 | Dental Implant-CSM-Healing Abutment I 4.0 * 3.5 Cha4035 | 185059HEALCHA4035 |  | A Class |  |  | I-Inventory | FG-Finish Good | R | Consumables | Dental Implant | Dental Equiment | Main Location | 90212900 |  | FIFO | CSM Implant | [8 empty] | 0 | 0 | 0 | 1 | 0 | 0 | [7 empty] | 1 |  | IM/CSM-HEALING ABUTMENT I 4.0 * 3.5 CHA4035
IM04308 | Dental Implant-CSM-Healing Abutment-I 4.0 * 1.5 Cha4015 | 185059HEALCHA4015 |  | A Class |  |  | I-Inventory | FG-Finish Good | R | Consumables | Dental Implant | Dental Equiment | Main Location | 90212900 |  | FIFO | CSM Implant | [8 empty] | 0 | 0 | 0 | 1 | 0 | 0 | [7 empty] | 1 |  | IM/CSM-HEALING ABUTMENT-I 4.0 * 1.5 CHA4015
IM04309 | Dental Implant-CSM-Healing Abutment-I 4.0 * 2.5 Cha4025 | 185059HEALCHA4025 |  | A Class |  |  | I-Inventory | FG-Finish Good | R | Consumables | Dental Implant | Dental Equiment | Main Location | 9212900 |  | FIFO | CSM Implant | [8 empty] | 0 | 0 | 0 | 1 | 0 | 0 | [7 empty] | 1 |  | IM/CSM-HEALING ABUTMENT-I 4.0 * 2.5 CHA4025
IM04310 | Dental Implant-CSM-Healing Abutment-I 4.0 * 4.5 Cha4045 | 185059HEALCHA4045 |  | A Class |  |  | I-Inventory | FG-Finish Good | R | Consumables | Dental Implant | Dental Equiment | Main Location | 90212900 |  | FIFO | CSM Implant | [8 empty] | 0 | 0 | 0 | 1 | 0 | 0 | [7 empty] | 1 |  | IM/CSM-HEALING ABUTMENT-I 4.0 * 4.5 CHA4045
IM04311 | Dental Implant-CSM-Healing Abutment-I 4.5 * 1.5 Cha4515 | 185059HEALCHA4515 |  | A Class |  |  | I-Inventory | FG-Finish Good | R | Consumables | Dental Implant | Dental Equiment | Main Location | 90212900 |  | FIFO | CSM Implant | [8 empty] | 0 | 0 | 0 | 1 | 0 | 0 | [7 empty] | 1 |  | IM/CSM-HEALING ABUTMENT-I 4.5 * 1.5 CHA4515
IM04312 | Dental Implant-CSM-Healing Abutment-I 4.5 * 2.5 Cha4525 | 185059HEALCHA4525 |  | A Class |  |  | I-Inventory | FG-Finish Good | R | Consumables | Dental Implant | Dental Equiment | Main Location | 90212900 |  | FIFO | CSM Implant | [8 empty] | 0 | 0 | 0 | 1 | 0 | 0 | [7 empty] | 1 |  | IM/CSM-HEALING ABUTMENT-I 4.5 * 2.5 CHA4525
IM04313 | Dental Implant-CSM-Healing Abutment-I 4.5 * 3.5 Cha4535 | 185059HEALCHA4535 |  | A Class |  |  | I-Inventory | FG-Finish Good | R | Consumables | Dental Implant | Dental Equiment | Main Location | 90212900 |  | FIFO | CSM Implant | [8 empty] | 0 | 0 | 0 | 1 | 0 | 0 | [7 empty] | 1 |  | IM/CSM-HEALING ABUTMENT-I 4.5 * 3.5 CHA4535
IM04314 | Dental Implant-CSM-Healing Abutment-I 4.5 * 4.5 Cha4545 | 185059HEALCHA4545 |  | A Class |  |  | I-Inventory | FG-Finish Good | R | Consumables | Dental Implant | Dental Equiment | Main Location | 90212900 |  | FIFO | CSM Implant | [8 empty] | 0 | 0 | 0 | 1 | 0 | 0 | [7 empty] | 1 |  | IM/CSM-HEALING ABUTMENT-I 4.5 * 4.5 CHA4545
IM04315 | Dental Implant-CSM-Healing Abutment-I 5.5 * 1.5 Cha5515 | 185059HEALCHA5515 |  | A Class |  |  | I-Inventory | FG-Finish Good | R | Consumables | Dental Implant | Dental Equiment | Main Location | 90212900 |  | FIFO | CSM Implant | [8 empty] | 0 | 0 | 0 | 1 | 0 | 0 | [7 empty] | 1 |  | IM/CSM-HEALING ABUTMENT-I 5.5 * 1.5 CHA5515
IM04316 | Dental Implant-CSM-Healing Abutment-I 5.5 * 2.5 Cha5525 | 185059HEALCHA5525 |  | A Class |  |  | I-Inventory | FG-Finish Good | R | Consumables | Dental Implant | Dental Equiment | Main Location | 90212900 |  | FIFO | CSM Implant | [8 empty] | 0 | 0 | 0 | 1 | 0 | 0 | [7 empty] | 1 |  | IM/CSM-HEALING ABUTMENT-I 5.5 * 2.5 CHA5525
IM04317 | Dental Implant-CSM-Healing Abutment-I 5.5 * 3.5 Cha5535 | 185059HEALCHA5535 |  | A Class |  |  | I-Inventory | FG-Finish Good | R | Consumables | Dental Implant | Dental Equiment | Main Location | 90212900 |  | FIFO | CSM Implant | [8 empty] | 0 | 0 | 0 | 1 | 0 | 0 | [7 empty] | 1 |  | IM/CSM-HEALING ABUTMENT-I 5.5 * 3.5 CHA5535
IM04318 | Dental Implant-CSM-Healing Abutment-I 6.5 * 1.5 Cha6515 | 185059HEALCHA6515 |  | A Class |  |  | I-Inventory | FG-Finish Good | R | Consumables | Dental Implant | Dental Equiment | Main Location | 90212900 |  | FIFO | CSM Implant | [8 empty] | 0 | 0 | 0 | 1 | 0 | 0 | [7 empty] | 1 |  | IM/CSM-HEALING ABUTMENT-I 6.5 * 1.5 CHA6515
IM04319 | Dental Implant-CSM-Healing Abutment-I 6.5 * 2.5 Cha6525 | 185059HEALCHA6525 |  | A Class |  |  | I-Inventory | FG-Finish Good | R | Consumables | Dental Implant | Dental Equiment | Main Location | 90212900 |  | FIFO | CSM Implant | [8 empty] | 0 | 0 | 0 | 1 | 0 | 0 | [7 empty] | 1 |  | IM/CSM-HEALING ABUTMENT-I 6.5 * 2.5 CHA6525
IM04320 | Dental Implant-CSM-Healing Abutment-I 6.5 * 3.5 Cha6535 | 185059HEALCHA6535 |  | A Class |  |  | I-Inventory | FG-Finish Good | R | Consumables | Dental Implant | Dental Equiment | Main Location | 90212900 |  | FIFO | CSM Implant | [8 empty] | 0 | 0 | 0 | 1 | 0 | 0 | [7 empty] | 1 |  | IM/CSM-HEALING ABUTMENT-I 6.5 * 3.5 CHA6535
IM04321 | Dental Implant-CSM-HEX Cementation Abutment-I 4.0 * 2.5 Ccea4025 | 185059CEMCCEA4025 |  | A Class |  |  | I-Inventory | FG-Finish Good | R | Consumables | Dental Implant | Dental Equiment | Main Location | 90212900 |  | FIFO | CSM Implant | [8 empty] | 0 | 0 | 0 | 1 | 0 | 0 | [7 empty] | 1 |  | IM/CSM-HEX CEMENTATION ABUTMENT-I 4.0 * 2.5 CCEA4025
IM04322 | Dental Implant-CSM-HEX Cementation Abutment-I 4.0 * 3.5Ccea4035 | 185059CEMCCEA4035 |  | A Class |  |  | I-Inventory | FG-Finish Good | R | Consumables | Dental Implant | Dental Equiment | Main Location |  |  | FIFO | CSM Implant | [8 empty] | 0 | 0 | 0 | 1 | 0 | 0 | [7 empty] | 1 |  | IM/CSM-HEX CEMENTATION ABUTMENT-I 4.0 * 3.5CCEA4035
IM04323 | Dental Implant-CSM-HEX Cementation Abutment-I 4.5 * 1.5 Ccea4515 | 185059CEMCCEA4515 |  | A Class |  |  | I-Inventory | FG-Finish Good | R | Consumables | Dental Implant | Dental Equiment | Main Location | 90212900 |  | FIFO | CSM Implant | [8 empty] | 0 | 0 | 0 | 1 | 0 | 0 | [7 empty] | 1 |  | IM/CSM-HEX CEMENTATION ABUTMENT-I 4.5 * 1.5 CCEA4515
IM04324 | Dental Implant-CSM-HEX Cementation Abutment-I 4.5 * 2.5 Ccea4525 | 185059CEMCCEA4525 |  | A Class |  |  | I-Inventory | FG-Finish Good | R | Consumables | Dental Implant | Dental Equiment | Main Location | 90212900 |  | FIFO | CSM Implant | [8 empty] | 0 | 0 | 0 | 1 | 0 | 0 | [7 empty] | 1 |  | IM/CSM-HEX CEMENTATION ABUTMENT-I 4.5 * 2.5 CCEA4525
IM04325 | Dental Implant-CSM-HEX Cementation Abutment-I 6.5 * 1.5Ccea6515 | 185059CEMCCEA6515 |  | A Class |  |  | I-Inventory | FG-Finish Good | R | Consumables | Dental Implant | Dental Equiment | Main Location | 90212900 |  | FIFO | CSM Implant | [8 empty] | 0 | 0 | 0 | 1 | 0 | 0 | [7 empty] | 1 |  | IM/CSM-HEX CEMENTATION ABUTMENT-I 6.5 * 1.5CCEA6515
IM04326 | Dental Implant-CSM-HEX Cementation Abutment-I 6.5 * 2.5Ccea6525 | 185059CEMCCEA6525 |  | A Class |  |  | I-Inventory | FG-Finish Good | R | Consumables | Dental Implant | Dental Equiment | Main Location | 90212900 |  | FIFO | CSM Implant | [8 empty] | 0 | 0 | 0 | 1 | 0 | 0 | [7 empty] | 1 |  | IM/CSM-HEX CEMENTATION ABUTMENT-I 6.5 * 2.5CCEA6525
IM04327 | Dental Implant-CSM-HEX Cementation Abutment-I 6.5 * 3.5Ccea6535 | 185059CEMCCEA6535 |  | A Class |  |  | I-Inventory | FG-Finish Good | R | Consumables | Dental Implant | Dental Equiment | Main Location | 90212900 |  | FIFO | CSM Implant | [8 empty] | 0 | 0 | 0 | 1 | 0 | 0 | [7 empty] | 1 |  | IM/CSM-HEX CEMENTATION ABUTMENT-I 6.5 * 3.5CCEA6535
IM04328 | Dental Implant-CSM-HEX Cementation Abutment-Ii 4.5 * 1.5 Ca4515-21 | 185059CA451521 |  | A Class |  |  | I-Inventory | FG-Finish Good | R | Consumables | Dental Implant | Dental Equiment | Main Location | 39269099 |  | FIFO | CSM Implant | [8 empty] | 0 | 0 | 0 | 1 | 0 | 0 | [7 empty] | 1 |  | IM/CSM-HEX CEMENTATION ABUTMENT-II 4.5 * 1.5 CA4515-21
IM04329 | Dental Implant-CSM-HEX Cementation Abutment-Ii 4.5 * 1.5 Ca4515-25 | 185059CEMIICA451525 |  | A Class |  |  | I-Inventory | FG-Finish Good | R | Consumables | Dental Implant | Dental Equiment | Main Location | 90212900 |  | FIFO | CSM Implant | [8 empty] | 0 | 0 | 0 | 1 | 0 | 0 | [7 empty] | 1 |  | IM/CSM-HEX CEMENTATION ABUTMENT-II 4.5 * 1.5 CA4515-25
IM04330 | Dental Implant-CSM-Implant 3.8 * 10 Yellow C3Fn10 | 1850593810C3FN10 |  | A Class |  |  | I-Inventory | FG-Finish Good | R | Consumables | Dental Implant | Dental Equiment | Main Location |  |  | FIFO | CSM Implant | [8 empty] | 0 | 0 | 0 | 1 | 0 | 0 | [7 empty] | 1 |  | IM/CSM-IMPLANT 3.8 * 10 YELLOW C3FN10
IM04331 | Dental Implant-CSM-Implant 3.8 * 12 Yellow C3Fn12 | 1850593810C4FN12 |  | A Class |  |  | I-Inventory | FG-Finish Good | R | Consumables | Dental Implant | Dental Equiment | Main Location |  |  | FIFO | CSM Implant | [8 empty] | 0 | 0 | 0 | 1 | 0 | 0 | [7 empty] | 1 |  | IM/CSM-IMPLANT 3.8 * 12 YELLOW C3FN12
IM04332 | Dental Implant-CSM-Implant 3.8 * 8 Yellow C3Fn08 | 1850593808C3FN08 |  | A Class |  |  | I-Inventory | FG-Finish Good | R | Consumables | Dental Implant | Dental Equiment | Main Location | 90212900 |  | FIFO | CSM Implant | [8 empty] | 0 | 0 | 0 | 1 | 0 | 0 | [7 empty] | 1 |  | IM/CSM-IMPLANT 3.8 * 8 YELLOW C3FN08
IM04333 | Dental Implant-CSM-Implant 4.2 * 10 Purple C3Fm10 | 1850594210C3FM10 |  | A Class |  |  | I-Inventory | FG-Finish Good | R | Consumables | Dental Implant | Dental Equiment | Main Location | 90212900 |  | FIFO | CSM Implant | [8 empty] | 0 | 0 | 0 | 1 | 0 | 0 | [7 empty] | 1 |  | IM/CSM-IMPLANT 4.2 * 10 PURPLE C3FM10
IM04334 | Dental Implant-CSM-Implant 4.2 * 12 Purple C3Fm12 | 1850594212C3FM12 |  | A Class |  |  | I-Inventory | FG-Finish Good | R | Consumables | Dental Implant | Dental Equiment | Main Location |  |  | FIFO | CSM Implant | [8 empty] | 0 | 0 | 0 | 1 | 0 | 0 | [7 empty] | 1 |  | IM/CSM-IMPLANT 4.2 * 12 PURPLE C3FM12
IM04335 | Dental Implant-CSM-Implant 4.2 * 12 Purple C3Fm12 | 185059C3FM12 |  | A Class |  |  | I-Inventory | FG-Finish Good | R | Consumables | Dental Implant | Dental Equiment | Main Location | 90212900 |  | FIFO | CSM Implant | [8 empty] | 0 | 0 | 0 | 1 | 0 | 0 | [7 empty] | 1 |  | IM/CSM-IMPLANT 4.2 * 12 PURPLE C3FM12
IM04336 | Dental Implant-CSM-Implant 4.2 * 14 Purple C3Fm14 | 185059C3FM14 |  | A Class |  |  | I-Inventory | FG-Finish Good | R | Consumables | Dental Implant | Dental Equiment | Main Location | 90212900 |  | FIFO | CSM Implant | [8 empty] | 0 | 0 | 0 | 1 | 0 | 0 | [7 empty] | 1 |  | IM/CSM-IMPLANT 4.2 * 14 PURPLE C3FM14
IM04337 | Dental Implant-CSM-Implant 4.2 * 8 Purple C3Fm08 | 185059C3FM08 |  | A Class |  |  | I-Inventory | FG-Finish Good | R | Consumables | Dental Implant | Dental Equiment | Main Location | 90212900 |  | FIFO | CSM Implant | [8 empty] | 0 | 0 | 0 | 1 | 0 | 0 | [7 empty] | 1 |  | IM/CSM-IMPLANT 4.2 * 8 PURPLE C3FM08
IM04338 | Dental Implant-CSM-Implant 4.6 * 10 Red C3Fr10 | 1850594610C3FR10 |  | A Class |  |  | I-Inventory | FG-Finish Good | R | Consumables | Dental Implant | Dental Equiment | Main Location | 90212900 |  | FIFO | CSM Implant | [8 empty] | 0 | 0 | 0 | 1 | 0 | 0 | [7 empty] | 1 |  | IM/CSM-IMPLANT 4.6 * 10 RED C3FR10
IM04339 | Dental Implant-CSM-Implant 4.6 * 12 Red C3Fr12 | 1850594612C3FR12 |  | A Class |  |  | I-Inventory | FG-Finish Good | R | Consumables | Dental Implant | Dental Equiment | Main Location | 90212900 |  | FIFO | CSM Implant | [8 empty] | 0 | 0 | 0 | 1 | 0 | 0 | [7 empty] | 1 |  | IM/CSM-IMPLANT 4.6 * 12 RED C3FR12
IM04340 | Dental Implant-CSM-Implant 4.6 * 14 Red C3Fr14 | 1850594614C3FR14 |  | A Class |  |  | I-Inventory | FG-Finish Good | R | Consumables | Dental Implant | Dental Equiment | Main Location | 90212900 |  | FIFO | CSM Implant | [8 empty] | 0 | 0 | 0 | 1 | 0 | 0 | [7 empty] | 1 |  | IM/CSM-IMPLANT 4.6 * 14 RED C3FR14
IM04341 | Dental Implant-CSM-Implant 4.6 * 8 Red C3Fr08 | 1850594608C3FR08 |  | A Class |  |  | I-Inventory | FG-Finish Good | R | Consumables | Dental Implant | Dental Equiment | Main Location | 90212900 |  | FIFO | CSM Implant | [8 empty] | 0 | 0 | 0 | 1 | 0 | 0 | [7 empty] | 1 |  | IM/CSM-IMPLANT 4.6 * 8 RED C3FR08
IM04342 | Dental Implant-CSM-Implant 5.3 * 10 Green C3Fw10 | 1850595310C3FW10 |  | A Class |  |  | I-Inventory | FG-Finish Good | R | Consumables | Dental Implant | Dental Equiment | Main Location | 90212900 |  | FIFO | CSM Implant | [8 empty] | 0 | 0 | 0 | 1 | 0 | 0 | [7 empty] | 1 |  | IM/CSM-IMPLANT 5.3 * 10 GREEN C3FW10
IM04343 | Dental Implant-CSM-Implant 5.3 * 12 Green C3Fw12 | 1850595312C3FW12 |  | A Class |  |  | I-Inventory | FG-Finish Good | R | Consumables | Dental Implant | Dental Equiment | Main Location | 90212900 |  | FIFO | CSM Implant | [8 empty] | 0 | 0 | 0 | 1 | 0 | 0 | [7 empty] | 1 |  | IM/CSM-IMPLANT 5.3 * 12 GREEN C3FW12
IM04344 | Dental Implant-CSM-Implant 5.3 * 14 Green C3Fw14 | 1850595314C3FW14 |  | A Class |  |  | I-Inventory | FG-Finish Good | R | Consumables | Dental Implant | Dental Equiment | Main Location | 90212900 |  | FIFO | CSM Implant | [8 empty] | 0 | 0 | 0 | 1 | 0 | 0 | [7 empty] | 1 |  | IM/CSM-IMPLANT 5.3 * 14 GREEN C3FW14
IM04345 | Dental Implant-CSM-Implant 5.3 * 8 Green C3Fw08 | 1850595308C3FW08 |  | A Class |  |  | I-Inventory | FG-Finish Good | R | Consumables | Dental Implant | Dental Equiment | Main Location | 90212900 |  | FIFO | CSM Implant | [8 empty] | 0 | 0 | 0 | 1 | 0 | 0 | [7 empty] | 1 |  | IM/CSM-IMPLANT 5.3 * 8 GREEN C3FW08
IM04346 | Dental Implant-CSM-Impression Coping 4.5 * 1.5 (Close Tray) | 185059CIT4515CLOSE |  | A Class |  |  | I-Inventory | TG-Trading Good |  | Consumables | Dental Implant | Dental Equiment | Main Location | 90212900 |  | FIFO | CSM Implant | [8 empty] | 0 | 0 | 0 | 1 | 0 | 0 | [7 empty] | 1 |  | IM/CSM-IMPRESSION COPING 4.5 * 1.5 (CLOSE TRAY)
IM04347 | Dental Implant-CSM-Impression Coping 45*1.5-21 (Transfer) Cit4515-21 | 185059IMPICT451521TRF |  | A Class |  |  | I-Inventory | FG-Finish Good | R | Consumables | Dental Implant | Dental Equiment | Main Location | 90212900 |  | FIFO | CSM Implant | [8 empty] | 0 | 0 | 0 | 1 | 0 | 0 | [7 empty] | 1 |  | IM/CSM-IMPRESSION COPING 45*1.5-21 (TRANSFER) CIT4515-21
IM04348 | Dental Implant-CSM-Impression Coping 5.5*1.5 (Transfer) Cit5515 | 185059ICT5515TRF |  | A Class |  |  | I-Inventory | FG-Finish Good | R | Consumables | Dental Implant | Dental Equiment | Main Location | 90212900 |  | FIFO | CSM Implant | [8 empty] | 0 | 0 | 0 | 1 | 0 | 0 | [7 empty] | 1 |  | IM/CSM-IMPRESSION COPING 5.5*1.5 (TRANSFER) CIT5515
IM04349 | Dental Implant-CSM-Impression Coping 5.5*2.5 (Transfer) Cit5525 | 185059ICT5525TRF |  | A Class |  |  | I-Inventory | FG-Finish Good | R | Consumables | Dental Implant | Dental Equiment | Main Location | 90212900 |  | FIFO | CSM Implant | [8 empty] | 0 | 0 | 0 | 1 | 0 | 0 | [7 empty] | 1 |  | IM/CSM-IMPRESSION COPING 5.5*2.5 (TRANSFER) CIT5525
IM04350 | Dental Implant-CSM-Impression Coping 5.5*3.5 (Transfer) Cit5535 | 185059ICT5535TRF |  | A Class |  |  | I-Inventory | FG-Finish Good | R | Consumables | Dental Implant | Dental Equiment | Main Location | 90212900 |  | FIFO | CSM Implant | [8 empty] | 0 | 0 | 0 | 1 | 0 | 0 | [7 empty] | 1 |  | IM/CSM-IMPRESSION COPING 5.5*3.5 (TRANSFER) CIT5535
IM04351 | Dental Implant-CSM-Impression Coping 6.5*1.5 (Transfer) Cit6515 | 185059ICT6515TRF |  | A Class |  |  | I-Inventory | FG-Finish Good | R | Consumables | Dental Implant | Dental Equiment | Main Location | 90212900 |  | FIFO | CSM Implant | [8 empty] | 0 | 0 | 0 | 1 | 0 | 0 | [7 empty] | 1 |  | IM/CSM-IMPRESSION COPING 6.5*1.5 (TRANSFER) CIT6515
IM04352 | Dental Implant-CSM-Impression Coping 6.5*3.5 (Transfer) Cit6535 | 185059ICT6535TRF |  | A Class |  |  | I-Inventory | FG-Finish Good | R | Consumables | Dental Implant | Dental Equiment | Main Location | 90212900 |  | FIFO | CSM Implant | [8 empty] | 0 | 0 | 0 | 1 | 0 | 0 | [7 empty] | 1 |  | IM/CSM-IMPRESSION COPING 6.5*3.5 (TRANSFER) CIT6535
IM04353 | Dental Implant-CSM-Impression Coping-I 4.0 * 1.5 (Open Tray) Cip4015 | 185059IMPI4015OPEN |  | A Class |  |  | I-Inventory | FG-Finish Good | R | Consumables | Dental Implant | Dental Equiment | Main Location | 90212900 |  | FIFO | CSM Implant | [8 empty] | 0 | 0 | 0 | 1 | 0 | 0 | [7 empty] | 1 |  | IM/CSM-IMPRESSION COPING-I 4.0 * 1.5 (OPEN TRAY) CIP4015
IM04354 | Dental Implant-CSM-Impression Coping-I 4.0 * 2.5 (Open Tray) Cip4025 | 185059IMPI4025OPEN |  | A Class |  |  | I-Inventory | FG-Finish Good | R | Consumables | Dental Implant | Dental Equiment | Main Location | 90212900 |  | FIFO | CSM Implant | [8 empty] | 0 | 0 | 0 | 1 | 0 | 0 | [7 empty] | 1 |  | IM/CSM-IMPRESSION COPING-I 4.0 * 2.5 (OPEN TRAY) CIP4025
IM04355 | Dental Implant-CSM-Impression Coping-I 4.5 * 1.5 (Open Tray) Cip4515 | 185059IMPI4515OPEN |  | A Class |  |  | I-Inventory | FG-Finish Good | R | Consumables | Dental Implant | Dental Equiment | Main Location | 90212900 |  | FIFO | CSM Implant | [8 empty] | 0 | 0 | 0 | 1 | 0 | 0 | [7 empty] | 1 |  | IM/CSM-IMPRESSION COPING-I 4.5 * 1.5 (OPEN TRAY) CIP4515
IM04356 | Dental Implant-CSM-Impression Coping-I 4.5 * 2.5 (Open Tray) Cip4525 | 185059IMPI4525OPEN |  | A Class |  |  | I-Inventory | FG-Finish Good | R | Consumables | Dental Implant | Dental Equiment | Main Location | 90212900 |  | FIFO | CSM Implant | [8 empty] | 0 | 0 | 0 | 1 | 0 | 0 | [7 empty] | 1 |  | IM/CSM-IMPRESSION COPING-I 4.5 * 2.5 (OPEN TRAY) CIP4525
IM04357 | Dental Implant-CSM-Impression Coping-I 4.5 * 3.5 (Open Tray) Cip4535 | 185059IMPI4535OPEN |  | A Class |  |  | I-Inventory | FG-Finish Good | R | Consumables | Dental Implant | Dental Equiment | Main Location | 90212900 |  | FIFO | CSM Implant | [8 empty] | 0 | 0 | 0 | 1 | 0 | 0 | [7 empty] | 1 |  | IM/CSM-IMPRESSION COPING-I 4.5 * 3.5 (OPEN TRAY) CIP4535
IM04358 | Dental Implant-CSM-Impression Coping-I 5.5 * 1.5 (Open Tray) Cip5515 | 185059IMPI5515OPEN |  | A Class |  |  | I-Inventory | FG-Finish Good | R | Consumables | Dental Implant | Dental Equiment | Main Location | 90212900 |  | FIFO | CSM Implant | [8 empty] | 0 | 0 | 0 | 1 | 0 | 0 | [7 empty] | 1 |  | IM/CSM-IMPRESSION COPING-I 5.5 * 1.5 (OPEN TRAY) CIP5515
IM04359 | Dental Implant-CSM-Impression Coping-I 5.5 * 2.5 (Open Tray) Cip5525 | 185059IMPI5525OPEN |  | A Class |  |  | I-Inventory | FG-Finish Good | R | Consumables | Dental Implant | Dental Equiment | Main Location | 90212900 |  | FIFO | CSM Implant | [8 empty] | 0 | 0 | 0 | 1 | 0 | 0 | [7 empty] | 1 |  | IM/CSM-IMPRESSION COPING-I 5.5 * 2.5 (OPEN TRAY) CIP5525
IM04360 | Dental Implant-CSM-Impression Coping-I 5.5 * 3.5 (Open Tray) Cip5535 | 185059IMPI5535OPEN |  | A Class |  |  | I-Inventory | FG-Finish Good | R | Consumables | Dental Implant | Dental Equiment | Main Location | 90212900 |  | FIFO | CSM Implant | [8 empty] | 0 | 0 | 0 | 1 | 0 | 0 | [7 empty] | 1 |  | IM/CSM-IMPRESSION COPING-I 5.5 * 3.5 (OPEN TRAY) CIP5535
IM04361 | Dental Implant-CSM-Impression Coping-I 6.5 * 1.5 (Open Tray) Cip6515 | 185059IMPI6515OPEN |  | A Class |  |  | I-Inventory | FG-Finish Good | R | Consumables | Dental Implant | Dental Equiment | Main Location | 90212900 |  | FIFO | CSM Implant | [8 empty] | 0 | 0 | 0 | 1 | 0 | 0 | [7 empty] | 1 |  | IM/CSM-IMPRESSION COPING-I 6.5 * 1.5 (OPEN TRAY) CIP6515
IM04362 | Dental Implant-CSM-Impression Coping-I 6.5 * 2.5 (Open Tray) Cip6525 | 185059IMPI6525OPEN |  | A Class |  |  | I-Inventory | FG-Finish Good | R | Consumables | Dental Implant | Dental Equiment | Main Location | 90212900 |  | FIFO | CSM Implant | [8 empty] | 0 | 0 | 0 | 1 | 0 | 0 | [7 empty] | 1 |  | IM/CSM-IMPRESSION COPING-I 6.5 * 2.5 (OPEN TRAY) CIP6525
IM04363 | Dental Implant-CSM-Impression Coping-I 6.5 * 3.5 (Open Tray) Cip6535 | 185059IMPI6535OPEN |  | A Class |  |  | I-Inventory | FG-Finish Good | R | Consumables | Dental Implant | Dental Equiment | Main Location | 90212900 |  | FIFO | CSM Implant | [8 empty] | 0 | 0 | 0 | 1 | 0 | 0 | [7 empty] | 1 |  | IM/CSM-IMPRESSION COPING-I 6.5 * 3.5 (OPEN TRAY) CIP6535
IM04364 | Dental Implant-CSM-Impression Coping-Ii HEX 4.5*1.5 (Pick Up) Icp4515-21 | IM/CSM-IMPRESSION COPING-II HEX 4.5*1.5 (PICK UP) ICP4515-21 |  | A Class |  |  | I-Inventory | TG-Trading Good |  | Consumables | Dental Implant | Dental Equiment | Main Location | 90184900 |  | FIFO | CSM Implant | [8 empty] | 0 | 0 | 0 | 1 | 0 | 0 | [7 empty] | 1 |  | IM/CSM-IMPRESSION COPING-II HEX 4.5*1.5 (PICK UP) ICP4515-21
IM04365 | Dental Implant-CSM-Impression Coping-Ii HEX 4.5*1.5 (Transfer) Ict4515-21 | 185059IMPICT4515TRF |  | A Class |  |  | I-Inventory | FG-Finish Good | R | Consumables | Dental Implant | Dental Equiment | Main Location | 90212900 |  | FIFO | CSM Implant | [8 empty] | 0 | 0 | 0 | 1 | 0 | 0 | [7 empty] | 1 |  | IM/CSM-IMPRESSION COPING-II HEX 4.5*1.5 (TRANSFER) ICT4515-21
IM04366 | Dental Implant-CSM-Impression Coping-Ii HEX 4.5*1.5 (Transfer) Ict4515-21 | 185059ICT451521TRF |  | A Class |  |  | I-Inventory | FG-Finish Good | R | Consumables | Dental Implant | Dental Equiment | Main Location | 90212900 |  | FIFO | CSM Implant | [8 empty] | 0 | 0 | 0 | 1 | 0 | 0 | [7 empty] | 1 |  | IM/CSM-IMPRESSION COPING-II HEX 4.5*1.5 (TRANSFER) ICT4515-21
IM04367 | Dental Implant-CSM-Impression Coping-Ii HEX 4.5*1.5 (Transfer) Ict4515-25 | 185059ICT4515TRF |  | A Class |  |  | I-Inventory | TG-Trading Good |  | Consumables | Dental Implant | Dental Equiment | Main Location | 90212900 |  | FIFO | CSM Implant | [8 empty] | 0 | 0 | 0 | 1 | 0 | 0 | [7 empty] | 1 |  | IM/CSM-IMPRESSION COPING-II HEX 4.5*1.5 (TRANSFER) ICT4515-25
IM04368 | Dental Implant-CSM-Impression Coping-Ii HEX 4.5*2.5 (Transfer) Ict4525-21 | 185059IMPICT452521TRF |  | A Class |  |  | I-Inventory | FG-Finish Good | R | Consumables | Dental Implant | Dental Equiment | Main Location | 90212900 |  | FIFO | CSM Implant | [8 empty] | 0 | 0 | 0 | 1 | 0 | 0 | [7 empty] | 1 |  | IM/CSM-IMPRESSION COPING-II HEX 4.5*2.5 (TRANSFER) ICT4525-21
IM04369 | Dental Implant-CSM-Impression Coping-Ii HEX 4.5*3.5 (Transfer) Ict4535-21 | 185059ICT453521TRF |  | A Class |  |  | I-Inventory | FG-Finish Good | R | Consumables | Dental Implant | Dental Equiment | Main Location | 90212900 |  | FIFO | CSM Implant | [8 empty] | 0 | 0 | 0 | 1 | 0 | 0 | [7 empty] | 1 |  | IM/CSM-IMPRESSION COPING-II HEX 4.5*3.5 (TRANSFER) ICT4535-21
IM04370 | Dental Implant-CSM-Impression Coping-Ii HEX 4.5*3.5 (Transfer) Ict4535-25 | 185059ICT4535TRF |  | A Class |  |  | I-Inventory | FG-Finish Good | R | Consumables | Dental Implant | Dental Equiment | Main Location | 90184900 |  | FIFO | CSM Implant | [8 empty] | 0 | 0 | 0 | 1 | 0 | 0 | [7 empty] | 1 |  | IM/CSM-IMPRESSION COPING-II HEX 4.5*3.5 (TRANSFER) ICT4535-25
IM04371 | Dental Implant-CSM-Milling Abutment Cma45 | 189059MILLINGABUTCMA45 |  | A Class |  |  | I-Inventory | FG-Finish Good | R | Consumables | Dental Implant | Dental Equiment | Main Location | 90212900 |  | FIFO | CSM Implant | [8 empty] | 0 | 0 | 0 | 1 | 0 | 0 | [7 empty] | 1 |  | IM/CSM-MILLING ABUTMENT CMA45
IM04372 | Dental Implant-CSM-Plastic Ucla Abutment Non-HEX/Cuapn | 185059NONUCLACUAPN |  | A Class |  |  | I-Inventory | FG-Finish Good | R | Consumables | Dental Implant | Dental Equiment | Main Location | 39269099 |  | FIFO | CSM Implant | [8 empty] | 0 | 0 | 0 | 1 | 0 | 0 | [7 empty] | 1 |  | CSM/IM/PLASTIC UCLA ABUTMENT NON-HEX/CUAPN
IM04373 | Dental Implant-CSM-Mountless Driver/Mdh14*25 | 185059DRIVERMDH1425 |  | A Class |  |  | I-Inventory | FG-Finish Good | R | Consumables | Dental Implant | Dental Equiment | Main Location | 90212900 |  | FIFO | CSM Implant | [8 empty] | 0 | 0 | 0 | 1 | 0 | 0 | [7 empty] | 1 |  | IM/CSM/AC/MOUNTLESS DRIVER/MDH14*25
IM04374 | Dental Implant-CSM-Stopper/Ss08 | 185059STOPPERSS08 |  | A Class |  |  | I-Inventory | FG-Finish Good | R | Consumables | Dental Implant | Dental Equiment | Main Location | 90212900 |  | FIFO | CSM Implant | [8 empty] | 0 | 0 | 0 | 1 | 0 | 0 | [7 empty] | 1 |  | IM/CSM/AC/STOPPER/SS08
IM04375 | Dental Implant-CSM-Stopper/Ss10 | 185059STOPPERSS10 |  | A Class |  |  | I-Inventory | FG-Finish Good | R | Consumables | Dental Implant | Dental Equiment | Main Location | 90212900 |  | FIFO | CSM Implant | [8 empty] | 0 | 0 | 0 | 1 | 0 | 0 | [7 empty] | 1 |  | IM/CSM/AC/STOPPER/SS10
IM04376 | Dental Implant-CSM-Stopper/Ss12 | 185059STOPPERSS12 |  | A Class |  |  | I-Inventory | FG-Finish Good | R | Consumables | Dental Implant | Dental Equiment | Main Location | 90212900 |  | FIFO | CSM Implant | [8 empty] | 0 | 0 | 0 | 1 | 0 | 0 | [7 empty] | 1 |  | IM/CSM/AC/STOPPER/SS12
IM04377 | Dental Implant-CSM-Abutment Screw/As16-21 | 185059ABTSCREWAS1621 |  | A Class |  |  | I-Inventory | FG-Finish Good | R | Consumables | Dental Implant | Dental Equiment | Main Location | 90212900 |  | FIFO | CSM Implant | [8 empty] | 0 | 0 | 0 | 1 | 0 | 0 | [7 empty] | 1 |  | IM/CSM-ABUTMENT SCREW/AS16-21
IM04378 | Dental Implant-CSM-Abutment Screw/As20-25 | 185059ABTSCREWAS2025 |  | A Class |  |  | I-Inventory | FG-Finish Good | R | Consumables | Dental Implant | Dental Equiment | Main Location | 90212900 |  | FIFO | CSM Implant | [8 empty] | 0 | 0 | 0 | 1 | 0 | 0 | [7 empty] | 1 |  | IM/CSM-ABUTMENT SCREW/AS20-25
IM04379 | Dental Implant-CSM-Angled Octa Abutment/Oa451515 | 185059OCTAOA45151515 |  | A Class |  |  | I-Inventory | FG-Finish Good | R | Consumables | Dental Implant | Dental Equiment | Main Location | 90212900 |  | FIFO | CSM Implant | [8 empty] | 0 | 0 | 0 | 1 | 0 | 0 | [7 empty] | 1 |  | IM/CSM-ANGLED OCTA ABUTMENT/OA451515
IM04380 | Dental Implant-CSM-Angled Octa Abutment/Oa451515-21 | 185059OCTAOA45151521 |  | A Class |  |  | I-Inventory | FG-Finish Good | R | Consumables | Dental Implant | Dental Equiment | Main Location | 90212900 |  | FIFO | CSM Implant | [8 empty] | 0 | 0 | 0 | 1 | 0 | 0 | [7 empty] | 1 |  | IM/CSM-ANGLED OCTA ABUTMENT/OA451515-21
IM04381 | Dental Implant-CSM-Dental Implant-CSM-Full Surgical Kit/Sktfull Surgical Kit/Skt | IMPLANTKITSKT |  | A Class |  |  | I-Inventory | FG-Finish Good | R | Consumables | Dental Implant | Dental Equiment | Main Location | 90184900 |  | FIFO | CSM Implant | [8 empty] | 0 | 0 | 0 | 1 | 0 | 0 | [7 empty] | 1 |  | IM/CSM-IM/CSM-FULL SURGICAL KIT/SKTFULL SURGICAL KIT/SKT
IM04382 | Dental Implant-CSM-Implant 3.5 * 12 Blue/Grey C3Fs12 | 185059C4FS3510 |  | A Class |  |  | I-Inventory | FG-Finish Good | R | Consumables | Dental Implant | Dental Equiment | Main Location |  |  | FIFO | CSM Implant | [8 empty] | 0 | 0 | 0 | 1 | 0 | 0 | [7 empty] | 1 |  | IM/CSM-IMPLANT 3.5 * 12 BLUE/GREY C3FS12
IM04383 | Dental Implant-CSM-Link Abutment/La4510-21 | 185059LINKABTLA451021 |  | A Class |  |  | I-Inventory | FG-Finish Good | R | Consumables | Dental Implant | Dental Equiment | Main Location | 90212900 |  | FIFO | CSM Implant | [8 empty] | 0 | 0 | 0 | 1 | 0 | 0 | [7 empty] | 1 |  | IM/CSM-LINK ABUTMENT/LA4510-21
IM04384 | Dental Implant-CSM-Link Abutment/Sla4505 | 185059LINKABTSLA4505 |  | A Class |  |  | I-Inventory | FG-Finish Good | R | Consumables | Dental Implant | Dental Equiment | Main Location | 90212900 |  | FIFO | CSM Implant | [8 empty] | 0 | 0 | 0 | 1 | 0 | 0 | [7 empty] | 1 |  | IM/CSM-LINK ABUTMENT/SLA4505
IM04385 | Dental Implant-CSM-Octa Abutment Analogue/Coaa45 | 185059OCTACOAA45 |  | A Class |  |  | I-Inventory | FG-Finish Good | R | Consumables | Dental Implant | Dental Equiment | Main Location | 90212900 |  | FIFO | CSM Implant | [8 empty] | 0 | 0 | 0 | 1 | 0 | 0 | [7 empty] | 1 |  | IM/CSM-OCTA ABUTMENT ANALOGUE/COAA45
IM04386 | Dental Implant-CSM-Octa Abutment Analogue/Coaa55 | 185059OCTACOAA55 |  | A Class |  |  | I-Inventory | FG-Finish Good | R | Consumables | Dental Implant | Dental Equiment | Main Location | 90212900 |  | FIFO | CSM Implant | [8 empty] | 0 | 0 | 0 | 1 | 0 | 0 | [7 empty] | 1 |  | IM/CSM-OCTA ABUTMENT ANALOGUE/COAA55
IM04387 | Dental Implant-CSM-Octa Abutment Cementation Cyl/Coat45 | 185059OCTACYLCOAT45 |  | A Class |  |  | I-Inventory | FG-Finish Good | R | Consumables | Dental Implant | Dental Equiment | Main Location | 90212900 |  | FIFO | CSM Implant | [8 empty] | 0 | 0 | 0 | 1 | 0 | 0 | [7 empty] | 1 |  | IM/CSM-OCTA ABUTMENT CEMENTATION CYL/COAT45
IM04388 | Dental Implant-CSM-Octa Abutment Cementation Cyl/Coat55 | 185059OCTACYLCOAT55 |  | A Class |  |  | I-Inventory | FG-Finish Good | R | Consumables | Dental Implant | Dental Equiment | Main Location | 90212900 |  | FIFO | CSM Implant | [8 empty] | 0 | 0 | 0 | 1 | 0 | 0 | [7 empty] | 1 |  | IM/CSM-OCTA ABUTMENT CEMENTATION CYL/COAT55
IM04389 | Dental Implant-CSM-Octa Abutment Cr.Co Cyl/Coat45 | 185059OCTACRCOCYLCOAT45 |  | A Class |  |  | I-Inventory | FG-Finish Good | R | Consumables | Dental Implant | Dental Equiment | Main Location | 90212900 |  | FIFO | CSM Implant | [8 empty] | 0 | 0 | 0 | 1 | 0 | 0 | [7 empty] | 1 |  | IM/CSM-OCTA ABUTMENT CR.CO CYL/COAT45
IM04390 | Dental Implant-CSM-Octa Abutment Cr.Co Cyl/Coat55 | 185059OCTACRCOCYLCOAT55 |  | A Class |  |  | I-Inventory | FG-Finish Good | R | Consumables | Dental Implant | Dental Equiment | Main Location | 90212900 |  | FIFO | CSM Implant | [8 empty] | 0 | 0 | 0 | 1 | 0 | 0 | [7 empty] | 1 |  | IM/CSM-OCTA ABUTMENT CR.CO CYL/COAT55
IM04391 | Dental Implant-CSM-Octa Abutment Driver Long/Badi | 185059OCTADRIVERBIGLONG |  | A Class |  |  | I-Inventory | TG-Trading Good |  | Consumables | Dental Implant | Dental Equiment | Main Location |  |  | FIFO | CSM Implant | [8 empty] | 0 | 0 | 0 | 1 | 0 | 0 | [7 empty] | 1 |  | IM/CSM-OCTA ABUTMENT DRIVER LONG/BADI
IM04392 | Dental Implant-CSM-Octa Abutment Driver Short/Mdhi | 185059OCTADRIVERSHORTMDHI |  | A Class |  |  | I-Inventory | FG-Finish Good | R | Consumables | Dental Implant | Dental Equiment | Main Location | 90212900 |  | FIFO | CSM Implant | [8 empty] | 0 | 0 | 0 | 1 | 0 | 0 | [7 empty] | 1 |  | IM/CSM-OCTA ABUTMENT DRIVER SHORT/MDHI
IM04393 | Dental Implant-CSM-Octa Abutment Temp Cylinder/Coat45 | 185059OCTACOAT45 |  | A Class |  |  | I-Inventory | FG-Finish Good | R | Consumables | Dental Implant | Dental Equiment | Main Location | 90212900 |  | FIFO | CSM Implant | [8 empty] | 0 | 0 | 0 | 1 | 0 | 0 | [7 empty] | 1 |  | IM/CSM-OCTA ABUTMENT TEMP CYLINDER/COAT45
IM04394 | Dental Implant-CSM-Octa Abutment Temp Cylinder/Coat55 | 185059OCTACOAT55 |  | A Class |  |  | I-Inventory | FG-Finish Good | R | Consumables | Dental Implant | Dental Equiment | Main Location | 90212900 |  | FIFO | CSM Implant | [8 empty] | 0 | 0 | 0 | 1 | 0 | 0 | [7 empty] | 1 |  | IM/CSM-OCTA ABUTMENT TEMP CYLINDER/COAT55
IM04395 | Dental Implant-CSM-Octa Abutment/Coa4515 | 185059OCTACOA4515 |  | A Class |  |  | I-Inventory | FG-Finish Good | R | Consumables | Dental Implant | Dental Equiment | Main Location | 90212900 |  | FIFO | CSM Implant | [8 empty] | 0 | 0 | 0 | 1 | 0 | 0 | [7 empty] | 1 |  | IM/CSM-OCTA ABUTMENT/COA4515
IM04396 | Dental Implant-CSM-Octa Abutment/Coa4525 | 185059OCTACOA4525 |  | A Class |  |  | I-Inventory | FG-Finish Good | R | Consumables | Dental Implant | Dental Equiment | Main Location | 90212900 |  | FIFO | CSM Implant | [8 empty] | 0 | 0 | 0 | 1 | 0 | 0 | [7 empty] | 1 |  | IM/CSM-OCTA ABUTMENT/COA4525
IM04397 | Dental Implant-CSM-Octa Abutment/Coa4535 | 185059OCTACOA4535 |  | A Class |  |  | I-Inventory | FG-Finish Good | R | Consumables | Dental Implant | Dental Equiment | Main Location | 90212900 |  | FIFO | CSM Implant | [8 empty] | 0 | 0 | 0 | 1 | 0 | 0 | [7 empty] | 1 |  | IM/CSM-OCTA ABUTMENT/COA4535
IM04398 | Dental Implant-CSM-Plastic Ucla Abutment | 185059UCLACUAPN |  | A Class |  |  | I-Inventory | FG-Finish Good | R | Consumables | Dental Implant | Dental Equiment | Main Location | 90212900 |  | FIFO | CSM Implant | [8 empty] | 0 | 0 | 0 | 1 | 0 | 0 | [7 empty] | 1 |  | IM/CSM-PLASTIC UCLA ABUTMENT
IM04399 | Dental Implant-CSM-Plastic Ucla Abutment HEX-II Ua4510N-21 | 185059UCLAUA4510N21 |  | A Class |  |  | I-Inventory | FG-Finish Good | R | Consumables | Dental Implant | Dental Equiment | Main Location | 90212900 |  | FIFO | CSM Implant | [8 empty] | 0 | 0 | 0 | 1 | 0 | 0 | [7 empty] | 1 |  | IM/CSM-PLASTIC UCLA ABUTMENT HEX-II UA4510N-21
IM04400 | Dental Implant-CSM-Plastic Ucla Abutment Non-HEX-II Ua4510N-21 | 185059CRCONUAN4510N21 |  | A Class |  |  | I-Inventory | FG-Finish Good | R | Consumables | Dental Implant | Dental Equiment | Main Location | 90212900 |  | FIFO | CSM Implant | [8 empty] | 0 | 0 | 0 | 1 | 0 | 0 | [7 empty] | 1 |  | IM/CSM-PLASTIC UCLA ABUTMENT NON-HEX-II UA4510N-21
IM04401 | Dental Implant-CSM-Plastic Ucla Plastic Abutment-Ii Ua4515-25 | 185059UCLAIIUA4551525 |  | A Class |  |  | I-Inventory | FG-Finish Good | R | Consumables | Dental Implant | Dental Equiment | Main Location | 90212900 |  | FIFO | CSM Implant | [8 empty] | 0 | 0 | 0 | 1 | 0 | 0 | [7 empty] | 1 |  | IM/CSM-PLASTIC UCLA PLASTIC ABUTMENT-II UA4515-25
IM04402 | Dental Implant-CSM-Plastic Ucla Plastic Abutment-Ii Ua4515-25 | 185059UCLAIIUA451525 |  | A Class |  |  | I-Inventory | FG-Finish Good | R | Consumables | Dental Implant | Dental Equiment | Main Location | 90212900 |  | FIFO | CSM Implant | [8 empty] | 0 | 0 | 0 | 1 | 0 | 0 | [7 empty] | 1 |  | IM/CSM-PLASTIC UCLA PLASTIC ABUTMENT-II UA4515-25
IM04403 | Dental Implant-CSM-Retainer Abutment 3.9* 20 Csra3920 | 185059CSRA3920 |  | A Class |  |  | I-Inventory | FG-Finish Good | R | Consumables | Dental Implant | Dental Equiment | Main Location |  |  | FIFO | CSM Implant | [8 empty] | 0 | 0 | 0 | 1 | 0 | 0 | [7 empty] | 1 |  | IM/CSM-RETAINER ABUTMENT 3.9* 20 CSRA3920
IM04404 | Dental Implant-CSM-Retainer Abutment 3.9* 4 | 189059CSRA3940 |  | A Class |  |  | I-Inventory | FG-Finish Good | R | Consumables | Dental Implant | Dental Equiment | Main Location | 90212900 |  | FIFO | CSM Implant | [8 empty] | 0 | 0 | 0 | 1 | 0 | 0 | [7 empty] | 1 |  | IM/CSM-RETAINER ABUTMENT 3.9* 4
IM04405 | Dental Implant-CSM-Retainer Abutment Cap Set Csrs-D | 185059CSRSD |  | A Class |  |  | I-Inventory | TG-Trading Good |  | Consumables | Dental Implant | Dental Equiment | Main Location |  |  | FIFO | CSM Implant | [8 empty] | 0 | 0 | 0 | 1 | 0 | 0 | [7 empty] | 1 |  | IM/CSM-RETAINER ABUTMENT CAP SET CSRS-D
IM04406 | Dental Implant-CSM-Retainer Abutment Driver | 189059RETAINERDRIVER |  | A Class |  |  | I-Inventory | FG-Finish Good | R | Consumables | Dental Implant | Dental Equiment | Main Location | 90212900 |  | FIFO | CSM Implant | [8 empty] | 0 | 0 | 0 | 1 | 0 | 0 | [7 empty] | 1 |  | IM/CSM-RETAINER ABUTMENT DRIVER
IM04407 | Dental Implant-CSM-Scan Body Ssb21M | 185059SCANBODYSSB21M |  | A Class |  |  | I-Inventory | FG-Finish Good | R | Consumables | Dental Implant | Dental Equiment | Main Location | 90212900 |  | FIFO | CSM Implant | [8 empty] | 0 | 0 | 0 | 1 | 0 | 0 | [7 empty] | 1 |  | IM/CSM-SCAN BODY SSB21M
IM04408 | Dental Implant-CSM-Scan Body Ssb25M | 185059SCANBODYSSB25M |  | A Class |  |  | I-Inventory | FG-Finish Good | R | Consumables | Dental Implant | Dental Equiment | Main Location | 90212900 |  | FIFO | CSM Implant | [8 empty] | 0 | 0 | 0 | 1 | 0 | 0 | [7 empty] | 1 |  | IM/CSM-SCAN BODY SSB25M
IM04409 | Dental Implant-CSM-Octa Abutment/Coa4545 | 185059OCTACOA4545 |  | A Class |  |  | I-Inventory | FG-Finish Good | R | Consumables | Dental Implant | Dental Equiment | Main Location | 90212900 |  | FIFO | CSM Implant | [8 empty] | 0 | 0 | 0 | 1 | 0 | 0 | [7 empty] | 1 |  | IM/CSM-OCTA ABUTMENT/COA4545
IM04410 | Dental Implant-CSM-Octa Abutment/Coa5515 | 185059OCTACOA5515 |  | A Class |  |  | I-Inventory | FG-Finish Good | R | Consumables | Dental Implant | Dental Equiment | Main Location | 90212900 |  | FIFO | CSM Implant | [8 empty] | 0 | 0 | 0 | 1 | 0 | 0 | [7 empty] | 1 |  | IM/CSM-OCTA ABUTMENT/COA5515
IM04411 | Dental Implant-CSM-Sinus Lift Kit 21 Pcs. Set | 185059SINUSKIT |  | A Class |  |  | I-Inventory | FG-Finish Good | R | Consumables | Dental Implant | Dental Equiment | Main Location |  |  | FIFO | CSM Implant | [8 empty] | 0 | 0 | 0 | 1 | 0 | 0 | [7 empty] | 1 |  | IM/CSM-SINUS LIFT KIT 21 PCS. SET
IM04412 | Dental Implant-CSM-Octa Abutment/Coa5525 | 185059OCTACOA5525 |  | A Class |  |  | I-Inventory | FG-Finish Good | R | Consumables | Dental Implant | Dental Equiment | Main Location | 90212900 |  | FIFO | CSM Implant | [8 empty] | 0 | 0 | 0 | 1 | 0 | 0 | [7 empty] | 1 |  | IM/CSM-OCTA ABUTMENT/COA5525
IM04413 | Dental Implant-CSM-Octa Abutment/Coa5535 | 185059OCTACOA5535 |  | A Class |  |  | I-Inventory | FG-Finish Good | R | Consumables | Dental Implant | Dental Equiment | Main Location | 90212900 |  | FIFO | CSM Implant | [8 empty] | 0 | 0 | 0 | 1 | 0 | 0 | [7 empty] | 1 |  | IM/CSM-OCTA ABUTMENT/COA5535
IM04414 | Dental Implant-CSM-Octa Abutment/Coa5545 | 185059OCTACOA5545 |  | A Class |  |  | I-Inventory | FG-Finish Good | R | Consumables | Dental Implant | Dental Equiment | Main Location | 90212900 |  | FIFO | CSM Implant | [8 empty] | 0 | 0 | 0 | 1 | 0 | 0 | [7 empty] | 1 |  | IM/CSM-OCTA ABUTMENT/COA5545
IM04415 | Dental Implant-CSM-Octa Abutment/Impr.Coping N-HEX/Coaip45N | 185059OCTACOAIP45N |  | A Class |  |  | I-Inventory | FG-Finish Good | R | Consumables | Dental Implant | Dental Equiment | Main Location | 90212900 |  | FIFO | CSM Implant | [8 empty] | 0 | 0 | 0 | 1 | 0 | 0 | [7 empty] | 1 |  | IM/CSM-OCTA ABUTMENT/IMPR.COPING N-HEX/COAIP45N
IM04416 | Dental Implant-CSM-Octa Abutment/Impr.Coping N-HEX/Coaip55N | 185059OCTACOAIP55N |  | A Class |  |  | I-Inventory | FG-Finish Good | R | Consumables | Dental Implant | Dental Equiment | Main Location | 90212900 |  | FIFO | CSM Implant | [8 empty] | 0 | 0 | 0 | 1 | 0 | 0 | [7 empty] | 1 |  | IM/CSM-OCTA ABUTMENT/IMPR.COPING N-HEX/COAIP55N
IM04417 | Dental Implant-CSM-Octa Abutment/Impression Coping/Coaip45 | 185059OCTACOAIP45 |  | A Class |  |  | I-Inventory | FG-Finish Good | R | Consumables | Dental Implant | Dental Equiment | Main Location | 90212900 |  | FIFO | CSM Implant | [8 empty] | 0 | 0 | 0 | 1 | 0 | 0 | [7 empty] | 1 |  | IM/CSM-OCTA ABUTMENT/IMPRESSION COPING/COAIP45
IM04418 | Dental Implant-CSM-Octa Abutment/Impression Coping/Coaip55 | 185059OCTACOAIP55 |  | A Class |  |  | I-Inventory | FG-Finish Good | R | Consumables | Dental Implant | Dental Equiment | Main Location | 90212900 |  | FIFO | CSM Implant | [8 empty] | 0 | 0 | 0 | 1 | 0 | 0 | [7 empty] | 1 |  | IM/CSM-OCTA ABUTMENT/IMPRESSION COPING/COAIP55
IM04419 | Dental Implant-CSM-Octa Abutment/Oa4515-21 | 185059OCTA451521 |  | A Class |  |  | I-Inventory | FG-Finish Good | R | Consumables | Dental Implant | Dental Equiment | Main Location | 90212900 |  | FIFO | CSM Implant | [8 empty] | 0 | 0 | 0 | 1 | 0 | 0 | [7 empty] | 1 |  | IM/CSM-OCTA ABUTMENT/OA4515-21
IM04420 | Dental Implant-CSM-Octa Abutment/Oa4525-21 | 185059OCTA452521 |  | A Class |  |  | I-Inventory | FG-Finish Good | R | Consumables | Dental Implant | Dental Equiment | Main Location | 90212900 |  | FIFO | CSM Implant | [8 empty] | 0 | 0 | 0 | 1 | 0 | 0 | [7 empty] | 1 |  | IM/CSM-OCTA ABUTMENT/OA4525-21
IM04421 | Dental Implant-CSM-Octa Abutment/Oa4535-21 | 185059OCTA453521 |  | A Class |  |  | I-Inventory | FG-Finish Good | R | Consumables | Dental Implant | Dental Equiment | Main Location | 90212900 |  | FIFO | CSM Implant | [8 empty] | 0 | 0 | 0 | 1 | 0 | 0 | [7 empty] | 1 |  | IM/CSM-OCTA ABUTMENT/OA4535-21
IM04422 | Dental Implant-CSM-Octa Abutment/Oa4545-21 | 185059OCTA454521 |  | A Class |  |  | I-Inventory | FG-Finish Good | R | Consumables | Dental Implant | Dental Equiment | Main Location | 90212900 |  | FIFO | CSM Implant | [8 empty] | 0 | 0 | 0 | 1 | 0 | 0 | [7 empty] | 1 |  | IM/CSM-OCTA ABUTMENT/OA4545-21
IM04423 | Dental Implant-CSM-Octa Abutment/Oa5515-21 | 185059OCTA551521 |  | A Class |  |  | I-Inventory | FG-Finish Good | R | Consumables | Dental Implant | Dental Equiment | Main Location | 90212900 |  | FIFO | CSM Implant | [8 empty] | 0 | 0 | 0 | 1 | 0 | 0 | [7 empty] | 1 |  | IM/CSM-OCTA ABUTMENT/OA5515-21
IM04424 | Dental Implant-CSM-Octa Abutment/Oa5525-21 | 185059OCTA552521 |  | A Class |  |  | I-Inventory | FG-Finish Good | R | Consumables | Dental Implant | Dental Equiment | Main Location | 90212900 |  | FIFO | CSM Implant | [8 empty] | 0 | 0 | 0 | 1 | 0 | 0 | [7 empty] | 1 |  | IM/CSM-OCTA ABUTMENT/OA5525-21
IM04425 | Dental Implant-CSM-Submerged 3 Implant 4.8 * 10 C5F4810 | 185059IIIC5F4810 |  | A Class |  |  | I-Inventory | FG-Finish Good | R | Consumables | Dental Implant | Dental Equiment | Main Location | 90212900 |  | FIFO | CSM Implant | [8 empty] | 0 | 0 | 0 | 1 | 0 | 0 | [7 empty] | 1 |  | IM/CSM-SUBMERGED 3 IMPLANT 4.8 * 10 C5F4810
IM04426 | Dental Implant-CSM-Octa Abutment/Oa5535-21 | 185059OCTA553521 |  | A Class |  |  | I-Inventory | FG-Finish Good | R | Consumables | Dental Implant | Dental Equiment | Main Location | 90212900 |  | FIFO | CSM Implant | [8 empty] | 0 | 0 | 0 | 1 | 0 | 0 | [7 empty] | 1 |  | IM/CSM-OCTA ABUTMENT/OA5535-21
IM04427 | Dental Implant-CSM-Octa Abutment/Oa5545-21 | 185059OCTA554521 |  | A Class |  |  | I-Inventory | FG-Finish Good | R | Consumables | Dental Implant | Dental Equiment | Main Location | 90212900 |  | FIFO | CSM Implant | [8 empty] | 0 | 0 | 0 | 1 | 0 | 0 | [7 empty] | 1 |  | IM/CSM-OCTA ABUTMENT/OA5545-21
IM04428 | Dental Implant-CSM-Scre Remover Dril M16/Rd-09 | 189059SCREWREMDRILLM16RD09 |  | A Class |  |  | I-Inventory | FG-Finish Good | R | Consumables | Dental Implant | Dental Equiment | Main Location | 90212900 |  | FIFO | CSM Implant | [8 empty] | 0 | 0 | 0 | 1 | 0 | 0 | [7 empty] | 1 |  | IM/CSM-SCRE REMOVER DRIL M16/RD-09
IM04429 | Dental Implant-CSM-Scre Remover Dril M20/Rd-11 | 189059SCREWREMDRILLM20RD11 |  | A Class |  |  | I-Inventory | FG-Finish Good | R | Consumables | Dental Implant | Dental Equiment | Main Location | 90212900 |  | FIFO | CSM Implant | [8 empty] | 0 | 0 | 0 | 1 | 0 | 0 | [7 empty] | 1 |  | IM/CSM-SCRE REMOVER DRIL M20/RD-11
IM04430 | Dental Implant-CSM-Submerged 3 Implant 3.6 * 08/C5F3608 | 185059IIIC5F3608 |  | A Class |  |  | I-Inventory | FG-Finish Good | R | Consumables | Dental Implant | Dental Equiment | Main Location | 90212900 |  | FIFO | CSM Implant | [8 empty] | 0 | 0 | 0 | 1 | 0 | 0 | [7 empty] | 1 |  | IM/CSM-SUBMERGED 3 IMPLANT 3.6 * 08/C5F3608
IM04431 | Dental Implant-CSM-Submerged 3 Implant 3.6 * 10/C5F3610 | 185059IIIC5F3610 |  | A Class |  |  | I-Inventory | FG-Finish Good | R | Consumables | Dental Implant | Dental Equiment | Main Location | 90212900 |  | FIFO | CSM Implant | [8 empty] | 0 | 0 | 0 | 1 | 0 | 0 | [7 empty] | 1 |  | IM/CSM-SUBMERGED 3 IMPLANT 3.6 * 10/C5F3610
IM04432 | Dental Implant-CSM-Submerged 3 Implant 3.6 * 12/C5F3612 | 185059IIIC5F3612 |  | A Class |  |  | I-Inventory | TG-Trading Good |  | Consumables | Dental Implant | Dental Equiment | Main Location | 90212900 |  | FIFO | CSM Implant | [8 empty] | 0 | 0 | 0 | 1 | 0 | 0 | [7 empty] | 1 |  | IM/CSM-SUBMERGED 3 IMPLANT 3.6 * 12/C5F3612
IM04433 | Dental Implant-CSM-Submerged 3 Implant 3.6 * 14/C5F3614 | 185059IIIC5F3614 |  | A Class |  |  | I-Inventory | FG-Finish Good | R | Consumables | Dental Implant | Dental Equiment | Main Location | 90212900 |  | FIFO | CSM Implant | [8 empty] | 0 | 0 | 0 | 1 | 0 | 0 | [7 empty] | 1 |  | IM/CSM-SUBMERGED 3 IMPLANT 3.6 * 14/C5F3614
IM04434 | Dental Implant-CSM-Submerged 3 Implant 4.0 * 08/C5F4008 | 185059IIIC5F4008 |  | A Class |  |  | I-Inventory | FG-Finish Good | R | Consumables | Dental Implant | Dental Equiment | Main Location | 90212900 |  | FIFO | CSM Implant | [8 empty] | 0 | 0 | 0 | 1 | 0 | 0 | [7 empty] | 1 |  | IM/CSM-SUBMERGED 3 IMPLANT 4.0 * 08/C5F4008
IM04435 | Dental Implant-CSM-Submerged 3 Implant 4.0 * 10/C5F4010 | 185059IIIC5F4010 |  | A Class |  |  | I-Inventory | TG-Trading Good |  | Consumables | Dental Implant | Dental Equiment | Main Location | 90212900 |  | FIFO | CSM Implant | [8 empty] | 0 | 0 | 0 | 1 | 0 | 0 | [7 empty] | 1 |  | IM/CSM-SUBMERGED 3 IMPLANT 4.0 * 10/C5F4010
IM04436 | Dental Implant-CSM-Submerged Ii Implant 4.0 * 09 Yellow C4F4009 | 185059C4F4009 |  | A Class |  |  | I-Inventory | FG-Finish Good | R | Consumables | Dental Implant | Dental Equiment | Main Location | 39269099 |  | FIFO | CSM Implant | [8 empty] | 0 | 0 | 0 | 1 | 0 | 0 | [7 empty] | 1 |  | IM/CSM-SUBMERGED II IMPLANT 4.0 * 09 YELLOW C4F4009
IM04437 | Dental Implant-CSM-Submerged Ii Implant 4.0 * 12 Yellow C4F4012 | 185059C4F4012 |  | A Class |  |  | I-Inventory | TG-Trading Good |  | Consumables | Dental Implant | Dental Equiment | Main Location | 90212900 |  | FIFO | CSM Implant | [8 empty] | 0 | 0 | 0 | 1 | 0 | 0 | [7 empty] | 1 |  | IM/CSM-SUBMERGED II IMPLANT 4.0 * 12 YELLOW C4F4012
IM04438 | Dental Implant-CSM-Submerged Ii Implant 4.0 * 14 Yellow C4F4014 | 185059C4F4014 |  | A Class |  |  | I-Inventory | FG-Finish Good | R | Consumables | Dental Implant | Dental Equiment | Main Location | 39269099 |  | FIFO | CSM Implant | [8 empty] | 0 | 0 | 0 | 1 | 0 | 0 | [7 empty] | 1 |  | IM/CSM-SUBMERGED II IMPLANT 4.0 * 14 YELLOW C4F4014
IM04439 | Dental Implant-CSM-Submerged Ii Implant 4.5 * 12 Purple C4F4512 | 185059C4F4512 |  | A Class |  |  | I-Inventory | TG-Trading Good |  | Consumables | Dental Implant | Dental Equiment | Main Location |  |  | FIFO | CSM Implant | [8 empty] | 0 | 0 | 0 | 1 | 0 | 0 | [7 empty] | 1 |  | IM/CSM-SUBMERGED II IMPLANT 4.5 * 12 PURPLE C4F4512
IM04440 | Dental Implant-CSM-Submerged Ii Implant 4.5 * 14 Purple C4F4514 | 185059C4F4514 |  | A Class |  |  | I-Inventory | FG-Finish Good | R | Consumables | Dental Implant | Dental Equiment | Main Location | 39269099 |  | FIFO | CSM Implant | [8 empty] | 0 | 0 | 0 | 1 | 0 | 0 | [7 empty] | 1 |  | IM/CSM-SUBMERGED II IMPLANT 4.5 * 14 PURPLE C4F4514
IM04441 | Dental Implant-CSM-Submerged 3 Implant 4.0 * 12/C5F4012 | 185059IIIC5F4012 |  | A Class |  |  | I-Inventory | FG-Finish Good | R | Consumables | Dental Implant | Dental Equiment | Main Location | 90212900 |  | FIFO | CSM Implant | [8 empty] | 0 | 0 | 0 | 1 | 0 | 0 | [7 empty] | 1 |  | IM/CSM-SUBMERGED 3 IMPLANT 4.0 * 12/C5F4012
IM04442 | Dental Implant-CSM-Submerged 3 Implant 4.0 * 14/C5F4014 | 185059IIIC5F4014 |  | A Class |  |  | I-Inventory | FG-Finish Good | R | Consumables | Dental Implant | Dental Equiment | Main Location | 90212900 |  | FIFO | CSM Implant | [8 empty] | 0 | 0 | 0 | 1 | 0 | 0 | [7 empty] | 1 |  | IM/CSM-SUBMERGED 3 IMPLANT 4.0 * 14/C5F4014
IM04443 | Dental Implant-CSM-Submerged-3 Full Surgical Kit Sk3F | 185059SUGKITSK3F |  | A Class |  |  | I-Inventory | FG-Finish Good | R | Consumables | Dental Implant | Dental Equiment | Main Location | 90212900 |  | FIFO | CSM Implant | [8 empty] | 0 | 0 | 0 | 1 | 0 | 0 | [7 empty] | 1 |  | IM/CSM-SUBMERGED-3 FULL SURGICAL KIT SK3F
IM04444 | Dental Implant-CSM-Submerged-Ii Mounthless Driver Short 2.5 HEX Hand Mdh08-25 | 185059DRIVERSHORTMDH0825 |  | A Class |  |  | I-Inventory | FG-Finish Good | R | Consumables | Dental Implant | Dental Equiment | Main Location | 90212900 |  | FIFO | CSM Implant | [8 empty] | 0 | 0 | 0 | 1 | 0 | 0 | [7 empty] | 1 |  | IM/CSM-SUBMERGED-II MOUNTHLESS DRIVER SHORT 2.5 HEX HAND MDH08-25
IM04445 | Dental Implant-CSM-Submerged-Ii Surgical Kit 26 Pcs. Set | 185059SURGKIT26PC |  | A Class |  |  | I-Inventory | TG-Trading Good |  | Consumables | Dental Implant | Dental Equiment | Main Location |  |  | FIFO | CSM Implant | [8 empty] | 0 | 0 | 0 | 1 | 0 | 0 | [7 empty] | 1 |  | IM/CSM-SUBMERGED-II SURGICAL KIT 26 PCS. SET
IM04446 | Dental Implant-CSM-Surgical Kit 30 Pcs. Set | 185059SUGKIT30PC |  | A Class |  |  | I-Inventory | TG-Trading Good |  | Consumables | Dental Implant | Dental Equiment | Main Location |  |  | FIFO | CSM Implant | [8 empty] | 0 | 0 | 0 | 1 | 0 | 0 | [7 empty] | 1 |  | IM/CSM-SURGICAL KIT 30 PCS. SET
IM04447 | Dental Implant-CSM-Temporary Abutment Non- HEX 4.5*15 Ta4515N | 185059TEMABUTNHTA4515N |  | A Class |  |  | I-Inventory | FG-Finish Good | R | Consumables | Dental Implant | Dental Equiment | Main Location | 90212900 |  | FIFO | CSM Implant | [8 empty] | 0 | 0 | 0 | 1 | 0 | 0 | [7 empty] | 1 |  | IM/CSM-TEMPORARY ABUTMENT NON- HEX 4.5*15 TA4515N
IM04448 | Dental Implant-CSM-Temporary Abutment-Ii Non-HEX 4.5*10 Ta4510N-21 | 185059TEMABUTNHTA4510N21 |  | A Class |  |  | I-Inventory | FG-Finish Good | R | Consumables | Dental Implant | Dental Equiment | Main Location | 90212900 |  | FIFO | CSM Implant | [8 empty] | 0 | 0 | 0 | 1 | 0 | 0 | [7 empty] | 1 |  | IM/CSM-TEMPORARY ABUTMENT-II NON-HEX 4.5*10 TA4510N-21
IM04449 | Dental Implant-CSM-Trox Driver Hand Long Tdh18 | 185059TDH18 |  | A Class |  |  | I-Inventory | FG-Finish Good | R | Consumables | Dental Implant | Dental Equiment | Main Location |  |  | FIFO | CSM Implant | [8 empty] | 0 | 0 | 0 | 1 | 0 | 0 | [7 empty] | 1 |  | IM/CSM-TROX DRIVER HAND LONG TDH18
IM04450 | Dental Implant-CSM-Trox Driver Hand Short Tdh13 | 185059TDH13 |  | A Class |  |  | I-Inventory | FG-Finish Good | R | Consumables | Dental Implant | Dental Equiment | Main Location |  |  | FIFO | CSM Implant | [8 empty] | 0 | 0 | 0 | 1 | 0 | 0 | [7 empty] | 1 |  | IM/CSM-TROX DRIVER HAND SHORT TDH13
IM04451 | Dental Implant-CSM-Trox Driver Machine | 185059TRXDRMACH |  | A Class |  |  | I-Inventory | FG-Finish Good | R | Consumables | Dental Implant | Dental Equiment | Main Location |  |  | FIFO | CSM Implant | [8 empty] | 0 | 0 | 0 | 1 | 0 | 0 | [7 empty] | 1 |  | IM/CSM-TROX DRIVER MACHINE
IM04452 | Dental Implant-CSM-Dummy Implant | 185059DUMMYIMPLANT |  | A Class |  |  | I-Inventory | FG-Finish Good | R | Consumables | Dental Implant | Dental Equiment | Main Location |  |  | FIFO | CSM Implant | [8 empty] | 0 | 0 | 0 | 1 | 0 | 0 | [7 empty] | 1 |  | IN/CSM-DUMMY IMPLANT
IM04453 | Dental Implant-CSM-Mouthless Driver Machine | 185059DRIVERMACHINE |  | A Class |  |  | I-Inventory | TG-Trading Good |  | Consumables | Dental Implant | Dental Equiment | Main Location |  |  | FIFO | CSM Implant | [8 empty] | 0 | 0 | 0 | 1 | 0 | 0 | [7 empty] | 1 |  | IN/CSM-MOUTHLESS DRIVER MACHINE
IM04454 | Dental Implant-CSM-Trox Driver | 185059TROX |  | A Class |  |  | I-Inventory | FG-Finish Good | R | Consumables | Dental Implant | Dental Equiment | Main Location |  |  | FIFO | CSM Implant | [8 empty] | 0 | 0 | 0 | 1 | 0 | 0 | [7 empty] | 1 |  | IN/CSM-TROX DRIVER
IM04455 | Dental Implant-CSM-Submerged 3 Implant 4.4 * 08/C5F4408 | 185059IIIC5F4408 |  | A Class |  |  | I-Inventory | FG-Finish Good | R | Consumables | Dental Implant | Dental Equiment | Main Location | 90212900 |  | FIFO | CSM Implant | [8 empty] | 0 | 0 | 0 | 1 | 0 | 0 | [7 empty] | 1 |  | IM/CSM-SUBMERGED 3 IMPLANT 4.4 * 08/C5F4408
IM04456 | Dental Implant-CSM-Submerged 3 Implant 4.4 * 10/C5F4410 | 185059IIIC5F4410 |  | A Class |  |  | I-Inventory | FG-Finish Good | R | Consumables | Dental Implant | Dental Equiment | Main Location | 90212900 |  | FIFO | CSM Implant | [8 empty] | 0 | 0 | 0 | 1 | 0 | 0 | [7 empty] | 1 |  | IM/CSM-SUBMERGED 3 IMPLANT 4.4 * 10/C5F4410
IM04457 | Dental Implant-CSM-Submerged 3 Implant 4.4 * 12/C5F4412 | 185059IIIC5F4412 |  | A Class |  |  | I-Inventory | FG-Finish Good | R | Consumables | Dental Implant | Dental Equiment | Main Location | 90212900 |  | FIFO | CSM Implant | [8 empty] | 0 | 0 | 0 | 1 | 0 | 0 | [7 empty] | 1 |  | IM/CSM-SUBMERGED 3 IMPLANT 4.4 * 12/C5F4412
IM04458 | Dental Implant-CSM-Submerged 3 Implant 4.4 * 14/C5F4414 | 185059IIIC5F4414 |  | A Class |  |  | I-Inventory | FG-Finish Good | R | Consumables | Dental Implant | Dental Equiment | Main Location | 90212900 |  | FIFO | CSM Implant | [8 empty] | 0 | 0 | 0 | 1 | 0 | 0 | [7 empty] | 1 |  | IM/CSM-SUBMERGED 3 IMPLANT 4.4 * 14/C5F4414
IM04459 | Dental Implant-CSM-Submerged 3 Implant 4.8 * 08/C5F4808 | 185059IIIC5F4808 |  | A Class |  |  | I-Inventory | FG-Finish Good | R | Consumables | Dental Implant | Dental Equiment | Main Location | 90212900 |  | FIFO | CSM Implant | [8 empty] | 0 | 0 | 0 | 1 | 0 | 0 | [7 empty] | 1 |  | IM/CSM-SUBMERGED 3 IMPLANT 4.8 * 08/C5F4808
IM04460 | Dental Implant-CSM-Submerged 3 Implant 4.8 * 12/C5F4812 | 185059IIIC5F4812 |  | A Class |  |  | I-Inventory | FG-Finish Good | R | Consumables | Dental Implant | Dental Equiment | Main Location | 90212900 |  | FIFO | CSM Implant | [8 empty] | 0 | 0 | 0 | 1 | 0 | 0 | [7 empty] | 1 |  | IM/CSM-SUBMERGED 3 IMPLANT 4.8 * 12/C5F4812
IM04461 | Dental Implant-CSM-Submerged 3 Implant 4.8 * 14/C5F4814 | 185059IIIC5F4814 |  | A Class |  |  | I-Inventory | FG-Finish Good | R | Consumables | Dental Implant | Dental Equiment | Main Location | 90212900 |  | FIFO | CSM Implant | [8 empty] | 0 | 0 | 0 | 1 | 0 | 0 | [7 empty] | 1 |  | IM/CSM-SUBMERGED 3 IMPLANT 4.8 * 14/C5F4814
IM04462 | Dental Implant-CSM-Submerged 3 Implant 5.2 * 08/C5F5208 | 185059IIIC5F5208 |  | A Class |  |  | I-Inventory | FG-Finish Good | R | Consumables | Dental Implant | Dental Equiment | Main Location | 90212900 |  | FIFO | CSM Implant | [8 empty] | 0 | 0 | 0 | 1 | 0 | 0 | [7 empty] | 1 |  | IM/CSM-SUBMERGED 3 IMPLANT 5.2 * 08/C5F5208
IM04463 | Dental Implant-CSM-Submerged 3 Implant 5.2 * 10/C5F5210 | 185059IIIC5F5210 |  | A Class |  |  | I-Inventory | FG-Finish Good | R | Consumables | Dental Implant | Dental Equiment | Main Location | 90212900 |  | FIFO | CSM Implant | [8 empty] | 0 | 0 | 0 | 1 | 0 | 0 | [7 empty] | 1 |  | IM/CSM-SUBMERGED 3 IMPLANT 5.2 * 10/C5F5210
IM04464 | Dental Implant-CSM-Submerged 3 Implant 5.2 * 12/C5F5212 | 185059IIIC5F5212 |  | A Class |  |  | I-Inventory | FG-Finish Good | R | Consumables | Dental Implant | Dental Equiment | Main Location | 90212900 |  | FIFO | CSM Implant | [8 empty] | 0 | 0 | 0 | 1 | 0 | 0 | [7 empty] | 1 |  | IM/CSM-SUBMERGED 3 IMPLANT 5.2 * 12/C5F5212
IM04465 | Dental Implant-CSM-Submerged 3 Implant 5.2 * 14/C5F5214 | 185059IIIC5F5214 |  | A Class |  |  | I-Inventory | FG-Finish Good | R | Consumables | Dental Implant | Dental Equiment | Main Location | 90212900 |  | FIFO | CSM Implant | [8 empty] | 0 | 0 | 0 | 1 | 0 | 0 | [7 empty] | 1 |  | IM/CSM-SUBMERGED 3 IMPLANT 5.2 * 14/C5F5214
IM04466 | Dental Implant-CSM-Submerged Ii Implant 3.5 * 10 Blue/Grey C4F3510 | 185059C4F3510 |  | A Class |  |  | I-Inventory | FG-Finish Good | R | Consumables | Dental Implant | Dental Equiment | Main Location |  |  | FIFO | CSM Implant | [8 empty] | 0 | 0 | 0 | 1 | 0 | 0 | [7 empty] | 1 |  | IM/CSM-SUBMERGED II IMPLANT 3.5 * 10 BLUE/GREY C4F3510
IM04467 | Dental Implant-CSM-Submerged Ii Implant 3.5 * 12 Blue/Grey C4F3512 | 185059C4F3512 |  | A Class |  |  | I-Inventory | TG-Trading Good |  | Consumables | Dental Implant | Dental Equiment | Main Location |  |  | FIFO | CSM Implant | [8 empty] | 0 | 0 | 0 | 1 | 0 | 0 | [7 empty] | 1 |  | IM/CSM-SUBMERGED II IMPLANT 3.5 * 12 BLUE/GREY C4F3512
IM04468 | Dental Implant-CSM-Submerged Ii Implant 3.5 * 14 Blue/Grey C4F3514 | 185059C4F3514 |  | A Class |  |  | I-Inventory | TG-Trading Good |  | Consumables | Dental Implant | Dental Equiment | Main Location |  |  | FIFO | CSM Implant | [8 empty] | 0 | 0 | 0 | 1 | 0 | 0 | [7 empty] | 1 |  | IM/CSM-SUBMERGED II IMPLANT 3.5 * 14 BLUE/GREY C4F3514
IM04469 | Dental Implant-CSM-Submerged Ii Implant 3.5 * 9 Blue/Grey C4F3509 | 185059C4F3509 |  | A Class |  |  | I-Inventory | FG-Finish Good | R | Consumables | Dental Implant | Dental Equiment | Main Location | 39269099 |  | FIFO | CSM Implant | [8 empty] | 0 | 0 | 0 | 1 | 0 | 0 | [7 empty] | 1 |  | IM/CSM-SUBMERGED II IMPLANT 3.5 * 9 BLUE/GREY C4F3509
IM04470 | Dental Implant-CSM-Submerged Milling Abutment/Ma4510*21 | 185059MA451021 |  | A Class |  |  | I-Inventory | FG-Finish Good | R | Consumables | Dental Implant | Dental Equiment | Main Location | 90212900 |  | FIFO | CSM Implant | [8 empty] | 0 | 0 | 0 | 1 | 0 | 0 | [7 empty] | 1 |  | IM/CSM-SUBMERGED MILLING ABUTMENT/MA4510*21
IM04471 | Dental Implant-CSM-Submerged-1/Surgical Kit Skt | 185059SUGKITSKT |  | A Class |  |  | I-Inventory | FG-Finish Good | R | Consumables | Dental Implant | Dental Equiment | Main Location | 90212900 |  | FIFO | CSM Implant | [8 empty] | 0 | 0 | 0 | 1 | 0 | 0 | [7 empty] | 1 |  | IM/CSM-SUBMERGED-1/SURGICAL KIT SKT
IM04472 | Dental Light- G Com- Iris View Light with Video Camera | 195048VIDEOCAM |  | A Class |  |  | I-Inventory | FG-Finish Good | R | Equipment | Dental Light | Dental Equiment | Main Location | 90184900 |  | FIFO | G Com | [8 empty] | 0 | 0 | 0 | 1 | 0 | 0 | [7 empty] | 1 |  | GC/DL/AC/IRIS VIEW LIGHT WITH VIDEO CAM
IM04473 | Dental Light- Dental VideoCAM- Luvis C500 Floor Mount | 179057LUVISC500FL |  | A Class |  |  | I-Inventory | FG-Finish Good | R | Equipment | Dental Light | Dental Equiment | Main Location | 90184900 |  | FIFO | Dentic | [8 empty] | 0 | 0 | 0 | 1 | 0 | 0 | [7 empty] | 1 |  | DC/DL/AC/DENTAL LIGHT WITH VIDEOCAM/LUVIS C500/FLOOR/NEW
IM04474 | Dental Light- Dental VideoCAM- Luvis C500 Celling Mount | 155048C500 |  | A Class |  |  | I-Inventory | FG-Finish Good | R | Equipment | Dental Light | Dental Equiment | Main Location | 90184900 |  | FIFO | Dentic | [8 empty] | 0 | 0 | 0 | 1 | 0 | 0 | [7 empty] | 1 |  | DC/DL/AC/DENTAL LIGHT WITH VIDEOCAM/LUVIS C500/CEILING
IM04475 | Dental Light- Dental VideoCAM- Luvis C500 Wall Mount | 179057LUVISC500WL |  | A Class |  |  | I-Inventory | FG-Finish Good | R | Equipment | Dental Light | Dental Equiment | Main Location | 90184900 |  | FIFO | Dentic | [8 empty] | 0 | 0 | 0 | 1 | 0 | 0 | [7 empty] | 1 |  | DC/DL/AC/DENTAL LIGHT WITH VIDEOCAM/LUVIS C500/WALL
IM04476 | Dental Light-Coxo LED Light For Dental Chair Model CX 249-21 | 107001CX24921 |  | A Class |  |  | I-Inventory | FG-Finish Good | R | Equipment | Dental Light | Dental Equiment | Main Location | 90184900 |  | FIFO | Hongkong Coxo | [8 empty] | 0 | 0 | 0 | 1 | 0 | 0 | [7 empty] | 1 |  | CO/DL/AC/COXO LED LIGHT FOR DENTAL CHAIR/CX249-21
IM04477 | Dental Light Spares-Dentist Co- Luvis C500 Light DVR | 179005C500DVR |  | A Class |  |  | I-Inventory | FG-Finish Good | R | Spares | Dental Light-Spares | CAD CAM | Main Location | 90330000 |  | FIFO | Dentist Co. | [8 empty] | 0 | 0 | 0 | 1 | 0 | 0 | [7 empty] | 1 |  | LUVIS/LU/SP/ LUVIS C500 LIGHT DVR
IM04478 | Dental Light Spares-Dentist Co-Luvis C500 Light Base | 179005C500LIGHTBASE |  | A Class |  |  | I-Inventory | FG-Finish Good | R | Spares | Dental Light-Spares | CAD CAM | Main Location | 90330000 |  | FIFO | Dentist Co. | [8 empty] | 0 | 0 | 0 | 1 | 0 | 0 | [7 empty] | 1 |  | LUVIS/LU/SP/LUVIS C500 LIGHT BASE
IM04479 | Dental Light Spares-Dentist Co-Luvis C500 Light Handle | 179005C500LIGBHTHANDLE |  | A Class |  |  | I-Inventory | FG-Finish Good | R | Spares | Dental Light-Spares | CAD CAM | Main Location | 90330000 |  | FIFO | Dentist Co. | [8 empty] | 0 | 0 | 0 | 1 | 0 | 0 | [7 empty] | 1 |  | LUVIS/LU/SP/LUVIS C500 LIGHT HANDLE
IM04480 | Dental Light Spares-Dentist Co-Luvis C500 Light Mobile Stand | 179005C500MOBILESTAND |  | A Class |  |  | I-Inventory | FG-Finish Good | R | Spares | Dental Light-Spares | CAD CAM | Main Location | 90330000 |  | FIFO | Dentist Co. | [8 empty] | 0 | 0 | 0 | 1 | 0 | 0 | [7 empty] | 1 |  | LUVIS/LU/SP/LUVIS C500 LIGHT MOBILE STAND
IM04481 | Dental Light Spares-Dentist Co-Luvis C500 Light Remote | 179005C500REMOTE |  | A Class |  |  | I-Inventory | FG-Finish Good | R | Spares | Dental Light-Spares | CAD CAM | Main Location | 90330000 |  | FIFO | Dentist Co. | [8 empty] | 0 | 0 | 0 | 1 | 0 | 0 | [7 empty] | 1 |  | LUVIS/LU/SP/LUVIS C500 LIGHT REMOTE
IM04482 | Dental Light Spares-Dentist Co-Sdi-Hdmi Convertor Box | 179005SDIHDMICONVERTORBOX |  | A Class |  |  | I-Inventory | FG-Finish Good | R | Spares | Dental Light-Spares | CAD CAM | Main Location | 90330000 |  | FIFO | Dentist Co. | [8 empty] | 0 | 0 | 0 | 1 | 0 | 0 | [7 empty] | 1 |  | LUVIS/LU/SP/SDI-HDMI CONVERTOR BOX
IM04483 | Dental Light Spares-Luvis-Luvis C500 Light Sensor PCB | 179005C500SENSORPCB |  | A Class |  |  | I-Inventory | FG-Finish Good | R | Spares | Dental Light-Spares | Dental Equiment | Main Location | 90330000 |  | FIFO | Luvis | [8 empty] | 0 | 0 | 0 | 1 | 0 | 0 | [7 empty] | 1 |  | LUVIS/LU/SP/LUVIS C500 LIGHT SENSOR PCB
IM04484 | Dental Sterilizer-Cristofolio Model Vitale-12N |  |  | A Class |  |  | I-Inventory | FG-Finish Good | R | Equipment | Dental Sterlizer | Dental Equiment | Main Location | 90184900 |  | FIFO | Cristofolio | [5 empty] | Autoclave for steam sterilization under pressure. Ideal for dental offices (general practitioner, endodontic, pediatric dentistry, orthodontics, prosthodontics, dentistry and aesthetics), to medical clinics (dermatology and ophthalmology), laboratories and small medical clinics.*1.*Easy handling;*2.*Modern design;*3.*Digital autoclave;*4.*Digital pressure gauge with LED bar;*5.*Unique Program of Sterilization;*6.*Capacity 12 liters;*7.*Keyboard control in turquoise;*8.*Chamber in stainless steel or anodized aluminum, which makes cleaning easier;*9.*Chamber with 2 trays in anodized aluminum;*10.*Drying with door ajar;*11.*Has 13 security systems;*12.*System microcontroller; |  |  | 0 | 0 | 0 | 1 | 0 | 0 | [7 empty] | 1 |  | CR/AC/MC/CRISTOFOLIO STERILIZER MODEL VITALE-12N
IM04485 | Dental Sterilizer-Gnatus 12 LTR with Dryer |  |  | A Class |  |  | I-Inventory | FG-Finish Good | R | Equipment | Dental Sterlizer | Dental Equiment | Main Location | 84192090 |  | FIFO | Gnatus | [5 empty] | N-type semi automatic Autoclave *** Front loading Bioclave with a capacity of 12 ltr *** Microprocessor controlled *** Ensures bio safety and Sterilization of non porous instruments *** Completes dry cycle with semi-opened door *** Door lock for safety *** Stainless steel chamber and 2 stainless steel trays for surgical instruments *** Silicone ring seals the chamber *** Thermostat prevents over heating *** Operation temperature (128 Â°C Â± 5 Â°C)*Complete cycle - 60 minutes *** Water consumption - 150 - 170ml *** Net weight - 23 Kg *** ISO/CE certified |  |  | 0 | 0 | 0 | 1 | 0 | 0 | [7 empty] | 1 |  | GN/AC/MC/BIOCLAVE-12 GNATUS STERILIZER 12LTR WITH DR
IM04486 | Dental Sterilizer-Gnatus 21 LTR |  |  | A Class |  |  | I-Inventory | FG-Finish Good | R | Equipment | Dental Sterlizer | Dental Equiment | Main Location | 84192090 |  | FIFO | Gnatus | [8 empty] | 0 | 0 | 0 | 1 | 0 | 0 | [7 empty] | 1 |  | GN/AC/MC/BIOCLAVE-21-N GNATUS STERILIZER 21LTR
IM04487 | Dental Sterilizer-Prestige Model Class B-22LTR |  |  | A Class |  |  | I-Inventory | FG-Finish Good | R | Equipment | Dental Sterlizer | Dental Equiment | Main Location | 84192090 |  | FIFO | Prestige | [8 empty] | 0 | 0 | 0 | 1 | 0 | 0 | [7 empty] | 1 |  | PR/AC/MC/CLASS-B/ PRESTIGE/ STERILIZER MOD-CLASS-B-22L
IM04488 | Dental Sterilizer-Prestige Model Class B-22LTR With Printer |  |  | A Class |  |  | I-Inventory | FG-Finish Good | R | Equipment | Dental Sterlizer | Dental Equiment | Main Location | 84192090 |  | FIFO | Prestige | [8 empty] | 0 | 0 | 0 | 1 | 0 | 0 | [7 empty] | 1 |  | PR/AC/MC/CLASS-B/ PRESTIGE/ STERILIZER MOD-CLASS-B-22L WITH PRINTER
IM04489 | Dental Sterilizer-Runyes Model Sea 17LTR LED |  |  | A Class |  |  | I-Inventory | FG-Finish Good | R | Equipment | Dental Sterlizer | Dental Equiment | Main Location | 84192090 |  | FIFO | Runyes | [8 empty] | 0 | 0 | 0 | 1 | 0 | 0 | [7 empty] | 1 |  | RN/AC/MC/17LTR- RUNYES STERILIZER MOD SEA 17L-LED
IM04490 | Dental Sterilizer-Runyes Model B Class Sea 18 LTR |  |  | A Class |  |  | I-Inventory | FG-Finish Good | R | Equipment | Dental Sterlizer | Dental Equiment | Main Location | 84192090 |  | FIFO | Runyes | [8 empty] | 0 | 0 | 0 | 1 | 0 | 0 | [7 empty] | 1 |  | RN/AC/MC/18LTR B- RUNYES STERILIZER MOD SEA 18LTR B-CLASS
IM04491 | Dental Sterilizer-Runyes Model Feng 22LTR LED Touch |  |  | A Class |  |  | I-Inventory | FG-Finish Good | R | Equipment | Dental Sterlizer | Dental Equiment | Main Location | 84192090 |  | FIFO | Runyes | [8 empty] | 0 | 0 | 0 | 1 | 0 | 0 | [7 empty] | 1 |  | RN/AC/MC/FENG-22- RUNYES, AUTOCLAVE/ FENG-22/ LED- TOUCH
IM04492 | Dental Sterilizer-Runyes Model Feng 22 LTR |  |  | A Class |  |  | I-Inventory | FG-Finish Good | R | Equipment | Dental Sterlizer | Dental Equiment | Main Location | 84192090 |  | FIFO | Runyes | [8 empty] | 0 | 0 | 0 | 1 | 0 | 0 | [7 empty] | 1 |  | RN/AC/MC/FENG-22- RUNYES, STERILIZER MOD-FENG-22
IM04493 | Dental Sterilizer-Runyes Model QI-15LTR |  |  | A Class |  |  | I-Inventory | FG-Finish Good | R | Equipment | Dental Sterlizer | Dental Equiment | Main Location | 84192090 |  | FIFO | Runyes | [5 empty] | N-Type front loading Fully automatic with dry cycle autoclave *** 15 Ltr capacity and micro processor controlled *** Wrapped/unwrapped, non porous, solid instrument can be sterilized *** Digital display of pressure and temperature *** Double safety lock on the door *** Silicon Gasket prevents any leakage of air *** Diagnostic automatic alarm for any malfunctioning *** Can be used at (121Ã?Â°C and 134Ã?Â°C) sterilization.*** 2 Storage tanks for fresh and used water.*Chamber size 230mm*360mm *** Net weight 50Kg *** No. of Tray 3 Nos.*** ISO/CE certified |  |  | 0 | 0 | 0 | 1 | 0 | 0 | [7 empty] | 1 |  | RN/AC/MC/QI-15- RUNYES STERILIZER MOD-QI-15L
IM04494 | Dental Sterilizer-Runyes Model N Class QI-16 LTR |  |  | A Class |  |  | I-Inventory | FG-Finish Good | R | Equipment | Dental Sterlizer | Dental Equiment | Main Location | 84192090 |  | FIFO | Runyes | [8 empty] | 0 | 0 | 0 | 1 | 0 | 0 | [7 empty] | 1 |  | RN/AC/MC/QI-16- RUNYES STERILIZER MOD-QI-16L/N CLASS
IM04495 | Dental Sterilizer-Runyes Model B CLass QI-17LTR |  |  | A Class |  |  | I-Inventory | FG-Finish Good | R | Equipment | Dental Sterlizer | Dental Equiment | Main Location | 84192090 |  | FIFO | Runyes | [8 empty] | 0 | 0 | 0 | 1 | 0 | 0 | [7 empty] | 1 |  | RN/AC/MC/QI-17 L B-CLASS/RUNYES STERILIZER MOD QI-17L
IM04496 | Dental Sterilizer-Runyes Model N CLass QI-17LTR |  |  | A Class |  |  | I-Inventory | FG-Finish Good | R | Equipment | Dental Sterlizer | Dental Equiment | Main Location | 84192090 |  | FIFO | Runyes | [8 empty] | 0 | 0 | 0 | 1 | 0 | 0 | [7 empty] | 1 |  | RN/AC/MC/QI-17 L N /RUNYES STERILIZER MOD QI-17L
IM04497 | Dental Sterilizer-Runyes Model Feng 23B LTR |  |  | A Class |  |  | I-Inventory | FG-Finish Good | R | Equipment | Dental Sterlizer | Dental Equiment | Main Location | 84192090 |  | FIFO | Runyes | [8 empty] | 0 | 0 | 0 | 1 | 0 | 0 | [7 empty] | 1 |  | RN/AC/MC/RUNYES SEA 23/STERILIZER MOD. FENG-23 B
IM04498 | Dental Sterilizer-Runyes Model Sea 1.02 LTR |  |  | A Class |  |  | I-Inventory | FG-Finish Good | R | Equipment | Dental Sterlizer | Dental Equiment | Main Location | 84192090 |  | FIFO | Runyes | [8 empty] | 0 | 0 | 0 | 1 | 0 | 0 | [7 empty] | 1 |  | RN/AC/MC/RUNYES STERILIZER MOD SEA 1.02L
IM04499 | Dental Sterilizer-Runyes Model Sea 29LTR |  |  | A Class |  |  | I-Inventory | FG-Finish Good | R | Equipment | Dental Sterlizer | Dental Equiment | Main Location | 84192090 |  | FIFO | Runyes | [8 empty] | 0 | 0 | 0 | 1 | 0 | 0 | [7 empty] | 1 |  | RN/AC/MC/RUNYES-STERILIZER MOD-SEA-29L
IM04500 | Dental Sterilizer-Runyes Model Sea 45LTR |  |  | A Class |  |  | I-Inventory | FG-Finish Good | R | Equipment | Dental Sterlizer | Dental Equiment | Main Location | 84192090 |  | FIFO | Runyes | [8 empty] | 0 | 0 | 0 | 1 | 0 | 0 | [7 empty] | 1 |  | RN/AC/MC/RUNYES-STERILIZER MOD-SEA-45L
IM04501 | Dental Sterilizer-Runyes Model Sea 15LTR |  |  | A Class |  |  | I-Inventory | FG-Finish Good | R | Equipment | Dental Sterlizer | Dental Equiment | Main Location | 81492090 |  | FIFO | Runyes | [8 empty] | 0 | 0 | 0 | 1 | 0 | 0 | [7 empty] | 1 |  | RN/AC/MC/SEA 15LTR- RUNYES STERILIZER MOD SEA 15LTR
IM04502 | Dental Sterilizer-Runyes Model Sea 16LTR |  |  | A Class |  |  | I-Inventory | FG-Finish Good | R | Equipment | Dental Sterlizer | Dental Equiment | Main Location | 84192090 |  | FIFO | Runyes | [8 empty] | 0 | 0 | 0 | 1 | 0 | 0 | [7 empty] | 1 |  | RN/AC/MC/SEA 16LTR- RUNYES STERILIZER MOD SEA 16LTR
IM04503 | Dental Sterlizer Spares- Runyes USB Box For Feng 22 | 109006FENG22USB |  | A Class |  |  | I-Inventory | FG-Finish Good | R | Spares | Dental Sterlizer-Spares | Dental Equiment | Main Location |  |  | FIFO | Runyes | [8 empty] | 0 | 0 | 0 | 1 | 0 | 0 | [7 empty] | 1 |  | RN/AC/EXTERNAL USB BOX FOR FENG 22
IM04504 | Dental Sterilizer-Runyes PCB For 1.02 LTR |  |  | A Class |  |  | I-Inventory | FG-Finish Good | R | Spares | Dental Sterlizer-Spares | Dental Equiment | Main Location | 90330000 |  | FIFO | Runyes | [8 empty] | 0 | 0 | 0 | 1 | 0 | 0 | [7 empty] | 1 |  | RN/AC/SP/SEA 1.02L AUTOCLAVE PCB
IM04505 | Dental Sterlizer- Cristofolio Sterlizer Model Vitale 22B | 11600622B |  | A Class |  |  | I-Inventory | FG-Finish Good | R | Equipment | Dental Sterlizer | Dental Equiment | Main Location | 84192090 |  | FIFO | Cristofolio | [5 empty] | 1.*LCD display,user friendly interface.*2.*Unique touch panel with easy clean surfaces.*3.*New slide safe lock design, easier to open and close.*4.*Automatic deaeration and depressurization.*5.*Short cycle and high volume pre and post vacuum pump for perfect sterilization result.*6.*Efficient safety systems, pressure release valve, computerized diagnosing, alarm system. |  |  | 0 | 0 | 0 | 1 | 0 | 0 | [7 empty] | 1 |  | CR/MC/CRISTOFOLIO STERILIZER MODEL VITALE-22B
IM04506 | Dental Sterlizer- Cristofolio Sterlizer Model Vitale 22B with Printer | 11600622BWPRINTER |  | A Class |  |  | I-Inventory | FG-Finish Good | R | Equipment | Dental Sterlizer | Dental Equiment | Main Location | 84192090 |  | FIFO | Cristofolio | [8 empty] | 0 | 0 | 0 | 1 | 0 | 0 | [7 empty] | 1 |  | CR/MC/CRISTOFOLIO STERILIZER MODEL VITALE-22B WITH PRINTER
IM04507 | Dental Sterlizer Spares- Cristofolio Printer for Vitale 22B Printer | 116006VITALE22B |  | A Class |  |  | I-Inventory | TG-Trading Good |  | Accessories | Dental Sterlizer-Accessories | Dental Equiment | Main Location |  |  | FIFO | Cristofolio | [8 empty] | 0 | 0 | 0 | 1 | 0 | 0 | [7 empty] | 1 |  | CR/AC/CRISTOFOLIO PRINTER FOR AUTO .VITALE 22 B PRINTER
IM04508 | Dental Sterlizer Accessories- Runyes Printer for Feng 22 | 109006FENG22PRINTER |  | A Class |  |  | I-Inventory | FG-Finish Good | R | Accessories | Dental Sterlizer-Accessories | Dental Equiment | Main Location | 84192090 |  | FIFO | Runyes | [8 empty] | 0 | 0 | 0 | 1 | 0 | 0 | [7 empty] | 1 |  | RN/AC/MC/RUNYES/FENG 22 STERILIZER PTR
IM04509 | Dental Sterlizer Accessories- Runyes Printer for Feng 22/23 | 109006FENGSTRPTR |  | A Class |  |  | I-Inventory | FG-Finish Good | R | Accessories | Dental Sterlizer-Accessories | Dental Equiment | Main Location | 90330000 |  | FIFO | Runyes | [8 empty] | 0 | 0 | 0 | 1 | 0 | 0 | [7 empty] | 1 |  | RN/AC/MC/RUNYES/FENG 22/23 STERILIZER PTR
IM04510 | Dental Sterlizer Spares-Cristofolio- 12 Door Handle | 116006DOORHANDLE |  | A Class |  |  | I-Inventory | FG-Finish Good | C | Spares | Dental Sterlizer-Spares | Dental Equiment | Main Location | 90330000 |  | FIFO | Cristofolio | [8 empty] | 0 | 0 | 0 | 1 | 0 | 0 | [7 empty] | 1 |  | Cr/Ac/Cristofolio 12 Door Handle
IM04511 | Dental Sterlizer Spares-Cristofolio-12Ltr Cristofolio Autoclave Main PCB | 11600612LMAINPCB |  | A Class |  |  | I-Inventory | FG-Finish Good | R | Spares | Dental Sterlizer-Spares | Dental Equiment | Main Location | 90330000 |  | FIFO | Cristofolio | [8 empty] | 0 | 0 | 0 | 1 | 0 | 0 | [7 empty] | 1 |  | CR/AC/SP/12LTR CRISTOFOLIO AUTOCLAVE MAIN PCB
IM04512 | Dental Sterlizer Spares-Cristofolio- 22B Display PCB | 11600622BDISPLAYPCB |  | A Class |  |  | I-Inventory | FG-Finish Good | R | Spares | Dental Sterlizer-Spares | Dental Equiment | Main Location | 90330000 |  | FIFO | Cristofolio | [8 empty] | 0 | 0 | 0 | 1 | 0 | 0 | [7 empty] | 1 |  | CR/AC/SP/AUTOCLAVE 22B DISPLAY PCB
IM04513 | Dental Sterlizer Spares-Cristofolio- 22B Door Gaskit | 11600622BDOORGASKIT |  | A Class |  |  | I-Inventory | FG-Finish Good | R | Spares | Dental Sterlizer-Spares | Dental Equiment | Main Location | 90330000 |  | FIFO | Cristofolio | [8 empty] | 0 | 0 | 0 | 1 | 0 | 0 | [7 empty] | 1 |  | CR/AC/SP/AUTOCLAVE 22B DOOR GASKIT
IM04514 | Dental Sterlizer Spares-Cristofolio- 22B Door Plastic Outer Body | 11600622BDOOROUTERBODY |  | A Class |  |  | I-Inventory | FG-Finish Good | R | Spares | Dental Sterlizer-Spares | Dental Equiment | Main Location | 90330000 |  | FIFO | Cristofolio | [8 empty] | 0 | 0 | 0 | 1 | 0 | 0 | [7 empty] | 1 |  | CR/AC/SP/AUTOCLAVE 22B DOOR PLASTIC OUTER BODY
IM04515 | Dental Sterlizer Spares-Cristofolio- 22B PCB | 11600622BPCB |  | A Class |  |  | I-Inventory | FG-Finish Good | R | Spares | Dental Sterlizer-Spares | Dental Equiment | Main Location | 90330000 |  | FIFO | Cristofolio | [8 empty] | 0 | 0 | 0 | 1 | 0 | 0 | [7 empty] | 1 |  | CR/AC/SP/AUTOCLAVE 22B PCB
IM04516 | Dental Sterlizer Spares-Cristofolio- 22B Pressure Control Sensor Valve | 11600622BSENSORVALVE |  | A Class |  |  | I-Inventory | FG-Finish Good | R | Spares | Dental Sterlizer-Spares | Dental Equiment | Main Location | 90330000 |  | FIFO | Cristofolio | [8 empty] | 0 | 0 | 0 | 1 | 0 | 0 | [7 empty] | 1 |  | CR/AC/SP/AUTOCLAVE 22B PRESSURE CONTROL SENSOR VALVE
IM04517 | Dental Sterlizer Spares-Cristofolio- 22B Vaccum Pump | 11600622BVACCUMPUMP |  | A Class |  |  | I-Inventory | FG-Finish Good | R | Spares | Dental Sterlizer-Spares | Dental Equiment | Main Location | 90330000 |  | FIFO | Cristofolio | [8 empty] | 0 | 0 | 0 | 1 | 0 | 0 | [7 empty] | 1 |  | CR/AC/SP/AUTOCLAVE 22B VACCUM PUMP
IM04518 | Dental Sterlizer Spares-Cristofolio-7 Gaskit 15L | 116006GASKIT15L |  | A Class |  |  | I-Inventory | FG-Finish Good | R | Spares | Dental Sterlizer-Spares | Dental Equiment | Main Location | 90330000 |  | FIFO | Cristofolio | [8 empty] | 0 | 0 | 0 | 1 | 0 | 0 | [7 empty] | 1 |  | CR/AC/SP/CF-7 GASKIT 15L
IM04519 | Dental Sterlizer Spares-Cristofolio-7 Gaskit 21L | 116006GASKIT21L |  | A Class |  |  | I-Inventory | FG-Finish Good | R | Spares | Dental Sterlizer-Spares | Dental Equiment | Main Location | 90330000 |  | FIFO | Cristofolio | [8 empty] | 0 | 0 | 0 | 1 | 0 | 0 | [7 empty] | 1 |  | Cr/Ac/Sp/Cf-7 Gaskit 21L
IM04520 | Dental Sterlizer Spares-Cristofolio- 12 Ltr Door Cover | 11600612LDOORCOVER |  | A Class |  |  | I-Inventory | FG-Finish Good | R | Spares | Dental Sterlizer-Spares | Dental Equiment | Main Location | 90330000 |  | FIFO | Cristofolio | [8 empty] | 0 | 0 | 0 | 1 | 0 | 0 | [7 empty] | 1 |  | CR/AC/SP/CRISTOFOLIO 12 LTR DOOR COVER
IM04521 | Dental Sterlizer Spares-Cristofolio- 12Ltr Heating Element | 11610612LTRHEATINGELEMENT |  | A Class |  |  | I-Inventory | FG-Finish Good | R | Spares | Dental Sterlizer-Spares | Dental Equiment | Main Location | 90330000 |  | FIFO | Cristofolio | [8 empty] | 0 | 0 | 0 | 1 | 0 | 0 | [7 empty] | 1 |  | CR/AC/SP/CRISTOFOLIO 12LTR HEATING ELEMENT
IM04522 | Dental Sterlizer Spares-Cristofolio-Sella I-30C Insulating Tape | 11600630CINSULATINGTAPE |  | A Class |  |  | I-Inventory | FG-Finish Good | R | Spares | Dental Sterlizer-Spares | Dental Equiment | Main Location | 90330000 |  | FIFO | Cristofolio | [8 empty] | 0 | 0 | 0 | 1 | 0 | 0 | [7 empty] | 1 |  | Dental Sterlizer Spares-Cristofolio-SELLA I-30C INSULATING TAPE
IM04523 | Dental Sterlizer Spares-Cristofolio-Cristofolio Sella I-30C Power Socket | 116019SELLAI30CPOWERSOCKET |  | A Class |  |  | I-Inventory | FG-Finish Good | R | Spares | Dental Sterlizer-Spares | Dental Equiment | Main Location | 90330000 |  | FIFO | Cristofolio | [8 empty] | 0 | 0 | 0 | 1 | 0 | 0 | [7 empty] | 1 |  | Dental Sterlizer Spares-Cristofolio-CRISTOFOLIO SELLA I-30C POWER SOCKET
IM04524 | Dental Sterlizer Spares-Cristofolio-Cristofolio Sella I-30C Transformer | 116019SELLAI30CTRANSFORMER |  | A Class |  |  | I-Inventory | FG-Finish Good | R | Spares | Dental Sterlizer-Spares | Dental Equiment | Main Location | 90330000 |  | FIFO | Cristofolio | [8 empty] | 0 | 0 | 0 | 1 | 0 | 0 | [7 empty] | 1 |  | Dental Sterlizer Spares-Cristofolio-CRISTOFOLIO SELLA I-30C TRANSFORMER
IM04525 | Dental Sterlizer Spares-Cristofolio-Cristofolio Sella Ii PCB | 116019SELLAIIPCB |  | A Class |  |  | I-Inventory | FG-Finish Good | R | Spares | Dental Sterlizer-Spares | Dental Equiment | Main Location | 90330000 |  | FIFO | Cristofolio | [8 empty] | 0 | 0 | 0 | 1 | 0 | 0 | [7 empty] | 1 |  | Dental Sterlizer Spares-Cristofolio-CRISTOFOLIO SELLA II PCB
IM04526 | Dental Sterlizer Spares-Cristofolio-12Ltr Cristofolio Autoclave Main PCB | 11600612LTRMAINPCB |  | A Class |  |  | I-Inventory | FG-Finish Good | R | Spares | Dental Sterlizer-Spares | Dental Equiment | Main Location | 90330000 |  | FIFO | Cristofolio | [8 empty] | 0 | 0 | 0 | 1 | 0 | 0 | [7 empty] | 1 |  | Cr/Sp/12Ltr Cristofolio Autoclave Main Pcb
IM04527 | Dental Sterlizer Spares-Cristofolio-Air Compressor Fan | 116003COMPFAN |  | A Class |  |  | I-Inventory | FG-Finish Good | C | Spares | Dental Sterlizer-Spares | Dental Equiment | Main Location | 90330000 |  | FIFO | Cristofolio | [8 empty] | 0 | 0 | 0 | 1 | 0 | 0 | [7 empty] | 1 |  | Cr/Sp/Air Compressor Fan
IM04528 | Dental Sterlizer Spares-Cristofolio-Air Compressor Motor Running Capacitor | 116003COMPCAPACITOR |  | A Class |  |  | I-Inventory | FG-Finish Good | C | Spares | Dental Sterlizer-Spares | Dental Equiment | Main Location | 90330000 |  | FIFO | Cristofolio | [8 empty] | 0 | 0 | 0 | 1 | 0 | 0 | [7 empty] | 1 |  | Cr/Sp/Air Compressor Motor Running Capacitor
IM04529 | Dental Sterlizer Spares-Cristofolio-Air Compressor One Way Valve | 116003COMPONEWAYVALVE |  | A Class |  |  | I-Inventory | FG-Finish Good | R | Spares | Dental Sterlizer-Spares | Dental Equiment | Main Location | 90330000 |  | FIFO | Cristofolio | [8 empty] | 0 | 0 | 0 | 1 | 0 | 0 | [7 empty] | 1 |  | Cr/Sp/Air Compressor One Way Valve
IM04530 | Dental Sterlizer Spares-Cristofolio-Air Compressor Safety Valve | 116003COMPSAFETYVALVE |  | A Class |  |  | I-Inventory | FG-Finish Good | R | Spares | Dental Sterlizer-Spares | Dental Equiment | Main Location | 90330000 |  | FIFO | Cristofolio | [8 empty] | 0 | 0 | 0 | 1 | 0 | 0 | [7 empty] | 1 |  | Cr/Sp/Air Compressor Safety Valve
IM04531 | Dental Sterlizer Spares-Autoclave- 22B Air Filter | 116006AIRFILTER22B |  | A Class |  |  | I-Inventory | FG-Finish Good | R | Spares | Dental Sterlizer-Spares | Dental Equiment | Main Location | 90330000 |  | FIFO | Cristofolio | [8 empty] | 0 | 0 | 0 | 1 | 0 | 0 | [7 empty] | 1 |  | Cr/Sp/Autoclave 22B Air Filter
IM04532 | Dental Sterlizer Spares-Autoclave- 22B Chamber Heating Ring | 116006HEATINGRING22B |  | A Class |  |  | I-Inventory | FG-Finish Good | R | Spares | Dental Sterlizer-Spares | Dental Equiment | Main Location | 90330000 |  | FIFO | Cristofolio | [8 empty] | 0 | 0 | 0 | 1 | 0 | 0 | [7 empty] | 1 |  | Cr/Sp/Autoclave 22B Chamber Heating Ring
IM04533 | Dental Sterlizer Spares-Autoclave- 22B Door Switch | 116006DOORSWITCH22B |  | A Class |  |  | I-Inventory | FG-Finish Good | R | Spares | Dental Sterlizer-Spares | Dental Equiment | Main Location | 90330000 |  | FIFO | Cristofolio | [8 empty] | 0 | 0 | 0 | 1 | 0 | 0 | [7 empty] | 1 |  | Cr/Sp/Autoclave 22B Door Switch
IM04534 | Dental Sterlizer Spares-Autoclave- 22B Drain Connector | 116006DRAINCONNECTOR22B |  | A Class |  |  | I-Inventory | FG-Finish Good | R | Spares | Dental Sterlizer-Spares | Dental Equiment | Main Location | 90330000 |  | FIFO | Cristofolio | [8 empty] | 0 | 0 | 0 | 1 | 0 | 0 | [7 empty] | 1 |  | Cr/Sp/Autoclave 22B Drain Connector
IM04535 | Dental Sterlizer Spares-Autoclave- 22B Fan | 116006FAN22B |  | A Class |  |  | I-Inventory | FG-Finish Good | R | Spares | Dental Sterlizer-Spares | Dental Equiment | Main Location | 90330000 |  | FIFO | Cristofolio | [8 empty] | 0 | 0 | 0 | 1 | 0 | 0 | [7 empty] | 1 |  | Cr/Sp/Autoclave 22B Fan
IM04536 | Dental Sterlizer Spares-Autoclave- 22B Flot Switch For Water Tank | 116006FLOTSWITCH22B |  | A Class |  |  | I-Inventory | FG-Finish Good | R | Spares | Dental Sterlizer-Spares | Dental Equiment | Main Location | 90330000 |  | FIFO | Cristofolio | [8 empty] | 0 | 0 | 0 | 1 | 0 | 0 | [7 empty] | 1 |  | Cr/Sp/Autoclave 22B Flot Switch for Water Tank
IM04537 | Dental Sterlizer Spares-Autoclave- 22B Inner Temperature Sensor | 116006INNERTEMP22B |  | A Class |  |  | I-Inventory | FG-Finish Good | R | Spares | Dental Sterlizer-Spares | Dental Equiment | Main Location | 90330000 |  | FIFO | Cristofolio | [8 empty] | 0 | 0 | 0 | 1 | 0 | 0 | [7 empty] | 1 |  | Cr/Sp/Autoclave 22B Inner Temperature Sensor
IM04538 | Dental Sterlizer Spares-Autoclave- 22B Normally Close Solenoid Valve | 116006CLOSESOLVALVE22B |  | A Class |  |  | I-Inventory | FG-Finish Good | C | Spares | Dental Sterlizer-Spares | Dental Equiment | Main Location | 90330000 |  | FIFO | Cristofolio | [8 empty] | 0 | 0 | 0 | 1 | 0 | 0 | [7 empty] | 1 |  | Cr/Sp/Autoclave 22B Normally Close Solenoid Valve
IM04539 | Dental Sterlizer Spares-Autoclave- 22B Normally Open Solenoid Valve | 116006OPENSOLVALVE22B |  | A Class |  |  | I-Inventory | FG-Finish Good | C | Spares | Dental Sterlizer-Spares | Dental Equiment | Main Location | 90330000 |  | FIFO | Cristofolio | [8 empty] | 0 | 0 | 0 | 1 | 0 | 0 | [7 empty] | 1 |  | Cr/Sp/Autoclave 22B Normally open Solenoid Valve
IM04540 | Dental Sterlizer Spares-Autoclave- 22B Silicon Pipe 4X6 | 116006SILICONPIPE22B4X6 |  | A Class |  |  | I-Inventory | FG-Finish Good | C | Spares | Dental Sterlizer-Spares | Dental Equiment | Main Location | 90330000 |  | FIFO | Cristofolio | [8 empty] | 0 | 0 | 0 | 1 | 0 | 0 | [7 empty] | 1 |  | Cr/Sp/Autoclave 22B Silicon Pipe 4x6
IM04541 | Dental Sterlizer Spares-Autoclave- 22B Silicon Pipe 6X10 | 116006SILICONPIPE22B6X10 |  | A Class |  |  | I-Inventory | FG-Finish Good | C | Spares | Dental Sterlizer-Spares | Dental Equiment | Main Location | 90330000 |  | FIFO | Cristofolio | [8 empty] | 0 | 0 | 0 | 1 | 0 | 0 | [7 empty] | 1 |  | Cr/Sp/Autoclave 22B Silicon Pipe 6x10
IM04542 | Dental Sterlizer Spares-Autoclave- 22B Steam Generator | 116006STEAMGENERATO22B |  | A Class |  |  | I-Inventory | FG-Finish Good | R | Spares | Dental Sterlizer-Spares | Dental Equiment | Main Location | 90330000 |  | FIFO | Cristofolio | [8 empty] | 0 | 0 | 0 | 1 | 0 | 0 | [7 empty] | 1 |  | Cr/Sp/Autoclave 22B Steam Generator
IM04543 | Dental Sterlizer Spares-Autoclave- 22B Temperature Sensor | 116006TEMPSENSOR22B |  | A Class |  |  | I-Inventory | FG-Finish Good | R | Spares | Dental Sterlizer-Spares | Dental Equiment | Main Location | 90330000 |  | FIFO | Cristofolio | [8 empty] | 0 | 0 | 0 | 1 | 0 | 0 | [7 empty] | 1 |  | CR/SP/AUTOCLAVE 22B TEMPERATURE SENSOR
IM04544 | Dental Sterlizer Spares-Autoclave- 22B Transformer | 116006TRANSFORMER22B |  | A Class |  |  | I-Inventory | FG-Finish Good | R | Spares | Dental Sterlizer-Spares | Dental Equiment | Main Location | 90330000 |  | FIFO | Cristofolio | [8 empty] | 0 | 0 | 0 | 1 | 0 | 0 | [7 empty] | 1 |  | Cr/Sp/Autoclave 22B Transformer
IM04545 | Dental Sterlizer Spares-Autoclave- 22B Water Pump | 116006WATERPUMP22B |  | A Class |  |  | I-Inventory | FG-Finish Good | R | Spares | Dental Sterlizer-Spares | Dental Equiment | Main Location | 90330000 |  | FIFO | Cristofolio | [8 empty] | 0 | 0 | 0 | 1 | 0 | 0 | [7 empty] | 1 |  | Cr/Sp/Autoclave 22B Water Pump
IM04546 | Dental Sterlizer Spares-Autoclave- 22B Water Tank Filter | 116006WATERTANKFILTER22B |  | A Class |  |  | I-Inventory | FG-Finish Good | R | Spares | Dental Sterlizer-Spares | Dental Equiment | Main Location | 90330000 |  | FIFO | Cristofolio | [8 empty] | 0 | 0 | 0 | 1 | 0 | 0 | [7 empty] | 1 |  | Cr/Sp/Autoclave 22B Water Tank Filter
IM04547 | Dental Sterlizer Spares-Cristofolio-Compressor Tank Rubber Foot | 116003TANKRUBBERFOOT |  | A Class |  |  | I-Inventory | FG-Finish Good | R | Spares | Dental Sterlizer-Spares | Dental Equiment | Main Location | 90330000 |  | FIFO | Cristofolio | [8 empty] | 0 | 0 | 0 | 1 | 0 | 0 | [7 empty] | 1 |  | Cr/Sp/Compressor Tank Rubber Foot
IM04548 | Dental Sterlizer Spares-Cristofolio-Cristofoli Door Gas Kit 12 Ltr | 116006DOORGASKIT12LTR |  | A Class |  |  | I-Inventory | FG-Finish Good | R | Spares | Dental Sterlizer-Spares | Dental Equiment | Main Location | 90330000 |  | FIFO | Cristofolio | [8 empty] | 0 | 0 | 0 | 1 | 0 | 0 | [7 empty] | 1 |  | CR/SP/CRISTOFOLI DOOR GAS KIT 12 LTR
IM04549 | Dental Sterlizer Spares-Cristofolio- 12 Ltr Safety Valve | 11600612LTRSAFETYVALVE |  | A Class |  |  | I-Inventory | FG-Finish Good | R | Spares | Dental Sterlizer-Spares | Dental Equiment | Main Location | 90330000 |  | FIFO | Cristofolio | [8 empty] | 0 | 0 | 0 | 1 | 0 | 0 | [7 empty] | 1 |  | CR/SP/CRISTOFOLIO 12 LTR SAFETY VALVE
IM04550 | Dental Sterlizer Spares-Cristofolio- 12Ltr Door PCB | 11600612LTRDOORPCB |  | A Class |  |  | I-Inventory | FG-Finish Good | R | Spares | Dental Sterlizer-Spares | Dental Equiment | Main Location | 90330000 |  | FIFO | Cristofolio | [8 empty] | 0 | 0 | 0 | 1 | 0 | 0 | [7 empty] | 1 |  | Cr/Sp/Cristofolio 12ltr Door Pcb
IM04551 | Dental Sterlizer Spares-Cristofolio- 2 Door PCB | 1160062DOORPCB |  | A Class |  |  | I-Inventory | FG-Finish Good | R | Spares | Dental Sterlizer-Spares | Dental Equiment | Main Location | 90330000 |  | FIFO | Cristofolio | [8 empty] | 0 | 0 | 0 | 1 | 0 | 0 | [7 empty] | 1 |  | CR/SP/CRISTOFOLIO 2 DOOR PCB
IM04552 | Dental Sterlizer Spares-Cristofolio- 21L Door Cover | 11600621LDOORCOVER |  | A Class |  |  | I-Inventory | FG-Finish Good | C | Spares | Dental Sterlizer-Spares | Dental Equiment | Main Location | 90330000 |  | FIFO | Cristofolio | [8 empty] | 0 | 0 | 0 | 1 | 0 | 0 | [7 empty] | 1 |  | Cr/Sp/Cristofolio 21L Door Cover
IM04553 | Dental Sterlizer Spares-Cristofolio- Anti Vacuum Pin | 116006VACCUMPIN |  | A Class |  |  | I-Inventory | FG-Finish Good | R | Spares | Dental Sterlizer-Spares | Dental Equiment | Main Location | 90330000 |  | FIFO | Cristofolio | [8 empty] | 0 | 0 | 0 | 1 | 0 | 0 | [7 empty] | 1 |  | CR/SP/CRISTOFOLIO ANTI VACUUM PIN
IM04554 | Dental Sterlizer Spares-Cristofolio-12Ltr Metal Cover | 11600621LTRMETALCOVER |  | A Class |  |  | I-Inventory | FG-Finish Good | R | Spares | Dental Sterlizer-Spares | Dental Equiment | Main Location | 90330000 |  | FIFO | Cristofolio | [5 empty] | . |  |  | 0 | 0 | 0 | 1 | 0 | 0 | [7 empty] | 1 |  | Dental Sterlizer Spares-Cristofolio-12LTR METAL COVER
IM04555 | Dental Sterlizer Spares-Cristofolio- Compressor Braided Pipe | 116006BRAIDEDPIPE |  | A Class |  |  | I-Inventory | FG-Finish Good | R | Spares | Dental Sterlizer-Spares | Dental Equiment | Main Location | 90330000 |  | FIFO | Cristofolio | [8 empty] | 0 | 0 | 0 | 1 | 0 | 0 | [7 empty] | 1 |  | Cr/Sp/Cristofolio Compressor Braided Pipe
IM04556 | Dental Sterlizer Spares-Cristofolio- Door Gaskit 12 Ltr(New Type) | 11600612LTRDOORGASKIT |  | A Class |  |  | I-Inventory | FG-Finish Good | C | Spares | Dental Sterlizer-Spares | Dental Equiment | Main Location | 90330000 |  | FIFO | Cristofolio | [8 empty] | 0 | 0 | 0 | 1 | 0 | 0 | [7 empty] | 1 |  | CR/SP/CRISTOFOLIO DOOR GASKIT 12 LTR(New Type)
IM04557 | Dental Sterlizer Spares-Cristofolio- Door Gaskit 21 Ltr | 11600621LTRDOORGASKIT |  | A Class |  |  | I-Inventory | FG-Finish Good | C | Spares | Dental Sterlizer-Spares | Dental Equiment | Main Location | 90330000 |  | FIFO | Cristofolio | [8 empty] | 0 | 0 | 0 | 1 | 0 | 0 | [7 empty] | 1 |  | Cr/Sp/Cristofolio Door Gaskit 21 Ltr
IM04558 | Dental Sterlizer Spares-Cristofolio- Door Sticker 21 Ltr. | 11600621LTRDOORSTICKER |  | A Class |  |  | I-Inventory | FG-Finish Good | C | Spares | Dental Sterlizer-Spares | Dental Equiment | Main Location | 90330000 |  | FIFO | Cristofolio | [8 empty] | 0 | 0 | 0 | 1 | 0 | 0 | [7 empty] | 1 |  | CR/SP/CRISTOFOLIO DOOR STICKER 21 LTR.
IM04559 | Dental Sterlizer Spares-Cristofolio- Handle Door Lock | 116006HANDLEDOORLOCK |  | A Class |  |  | I-Inventory | FG-Finish Good | R | Spares | Dental Sterlizer-Spares | Dental Equiment | Main Location | 90330000 |  | FIFO | Cristofolio | [8 empty] | 0 | 0 | 0 | 1 | 0 | 0 | [7 empty] | 1 |  | Cr/Sp/Cristofolio Handle Door Lock
IM04560 | Dental Sterlizer Spares-Cristofolio- Heating Elements | 116006HEATINGELEMENTS |  | A Class |  |  | I-Inventory | FG-Finish Good | R | Spares | Dental Sterlizer-Spares | Dental Equiment | Main Location | 90330000 |  | FIFO | Cristofolio | [8 empty] | 0 | 0 | 0 | 1 | 0 | 0 | [7 empty] | 1 |  | CR/SP/CRISTOFOLIO HEATING ELEMENTS
IM04561 | Dental Sterlizer Spares-Cristofolio- Safety Seal | 116006SAFETYVALVE |  | A Class |  |  | I-Inventory | FG-Finish Good | R | Spares | Dental Sterlizer-Spares | Dental Equiment | Main Location | 90330000 |  | FIFO | Cristofolio | [8 empty] | 0 | 0 | 0 | 1 | 0 | 0 | [7 empty] | 1 |  | CR/SP/CRISTOFOLIO SAFETY SEAL
IM04562 | Dental Sterlizer Spares-Cristofolio- Solenoid Coil Only 220V | 116006SOLENOIDCOIL220V |  | A Class |  |  | I-Inventory | FG-Finish Good | R | Spares | Dental Sterlizer-Spares | Dental Equiment | Main Location | 90330000 |  | FIFO | Cristofolio | [8 empty] | 0 | 0 | 0 | 1 | 0 | 0 | [7 empty] | 1 |  | Cr/Sp/Cristofolio Solenoid Coil Only 220V
IM04563 | Dental Sterlizer Spares-Cristofolio- Tl Thermostate | 116006TLTHERMOSTATE |  | A Class |  |  | I-Inventory | FG-Finish Good | R | Spares | Dental Sterlizer-Spares | Dental Equiment | Main Location | 90330000 |  | FIFO | Cristofolio | [8 empty] | 0 | 0 | 0 | 1 | 0 | 0 | [7 empty] | 1 |  | Cr/Sp/Cristofolio Tl Thermostate
IM04564 | Dental Sterlizer Spares-Cristofolio- Vt 12 220V St.Rod Heating Element | 116006STRODHEATINGELEMENTS |  | A Class |  |  | I-Inventory | FG-Finish Good | R | Spares | Dental Sterlizer-Spares | Dental Equiment | Main Location | 90330000 |  | FIFO | Cristofolio | [8 empty] | 0 | 0 | 0 | 1 | 0 | 0 | [7 empty] | 1 |  | Cr/Sp/Cristofolio Vt 12 220V St.Rod Heating Element
IM04565 | Dental Sterlizer Spares-Cristofolio- Vt 12 Upper Heating Support | 116006HEATINGSUPPORT |  | A Class |  |  | I-Inventory | FG-Finish Good | R | Spares | Dental Sterlizer-Spares | Dental Equiment | Main Location | 90330000 |  | FIFO | Cristofolio | [8 empty] | 0 | 0 | 0 | 1 | 0 | 0 | [7 empty] | 1 |  | Cr/Sp/Cristofolio Vt 12 Upper Heating Support
IM04566 | Dental Sterlizer Spares-Cristofolio- Vt 12-21Pc Board | 116006VTPCBOARD |  | A Class |  |  | I-Inventory | FG-Finish Good | R | Spares | Dental Sterlizer-Spares | Dental Equiment | Main Location | 90330000 |  | FIFO | Cristofolio | [8 empty] | 0 | 0 | 0 | 1 | 0 | 0 | [7 empty] | 1 |  | Cr/Sp/Cristofolio Vt 12-21Pc Board
IM04567 | Dental Sterlizer Spares-Cristofolio- Vt 21 220V St.Rod Heating Element | 116006VT21HEATINGELEMENTS |  | A Class |  |  | I-Inventory | FG-Finish Good | R | Spares | Dental Sterlizer-Spares | Dental Equiment | Main Location | 90330000 |  | FIFO | Cristofolio | [8 empty] | 0 | 0 | 0 | 1 | 0 | 0 | [7 empty] | 1 |  | Cr/Sp/Cristofolio Vt 21 220V St.Rod Heating Element
IM04568 | Dental Sterlizer Spares-Cristofolio- Wire Connector | 116006WIRECONNECTOR |  | A Class |  |  | I-Inventory | FG-Finish Good | C | Spares | Dental Sterlizer-Spares | Dental Equiment | Main Location | 90330000 |  | FIFO | Cristofolio | [8 empty] | 0 | 0 | 0 | 1 | 0 | 0 | [7 empty] | 1 |  | Cr/Sp/Cristofolio Wire Connector
IM04569 | Dental Sterlizer Spares-Cristofolio-Sella I-20C Cutter | 11601920CCUTTER |  | A Class |  |  | I-Inventory | FG-Finish Good | R | Spares | Dental Sterlizer-Spares | Dental Equiment | Main Location | 90330000 |  | FIFO | Cristofolio | [8 empty] | 0 | 0 | 0 | 1 | 0 | 0 | [7 empty] | 1 |  | Dental Sterlizer Spares-Cristofolio-Sella I-20C Cutter
IM04570 | Dental Sterlizer Spares-Cristofolio-Sella I-20C Heating Element | 11601920CHEATINGELEMENTS |  | A Class |  |  | I-Inventory | FG-Finish Good | C | Spares | Dental Sterlizer-Spares | Dental Equiment | Main Location | 90330000 |  | FIFO | Cristofolio | [8 empty] | 0 | 0 | 0 | 1 | 0 | 0 | [7 empty] | 1 |  | Dental Sterlizer Spares-Cristofolio-Sella I-20C Heating Element
IM04571 | Dental Sterlizer Spares-Cristofolio-Sella I-20C Insulating Tape | 11601920CINSULATINGTAPE |  | A Class |  |  | I-Inventory | FG-Finish Good | C | Spares | Dental Sterlizer-Spares | Dental Equiment | Main Location | 90330000 |  | FIFO | Cristofolio | [8 empty] | 0 | 0 | 0 | 1 | 0 | 0 | [7 empty] | 1 |  | Dental Sterlizer Spares-Cristofolio-Sella I-20C Insulating Tape
IM04572 | Dental Sterlizer Spares-Cristofolio-Sella I-20C Rubber Pressing Support | 11601920CRUBBERPRESSINGSUPPORT |  | A Class |  |  | I-Inventory | FG-Finish Good | R | Spares | Dental Sterlizer-Spares | Dental Equiment | Main Location | 90330000 |  | FIFO | Cristofolio | [8 empty] | 0 | 0 | 0 | 1 | 0 | 0 | [7 empty] | 1 |  | Dental Sterlizer Spares-Cristofolio-Sella I-20C Rubber Pressing Support
IM04573 | Dental Sterlizer Spares-Cristofolio-Sella I-30C Heating Element | 11601930CHEATINGELEMENTS |  | A Class |  |  | I-Inventory | FG-Finish Good | C | Spares | Dental Sterlizer-Spares | Dental Equiment | Main Location | 90330000 |  | FIFO | Cristofolio | [8 empty] | 0 | 0 | 0 | 1 | 0 | 0 | [7 empty] | 1 |  | Dental Sterlizer Spares-Cristofolio-SELLA I-30C HEATING ELEMENT
IM04574 | Dental Sterlizer Spares-Cristofolio-Sella I-30C Heating Element Power PCB | 11601930CPOWERPCB |  | A Class |  |  | I-Inventory | FG-Finish Good | R | Spares | Dental Sterlizer-Spares | Dental Equiment | Main Location | 90330000 |  | FIFO | Cristofolio | [8 empty] | 0 | 0 | 0 | 1 | 0 | 0 | [7 empty] | 1 |  | Dental Sterlizer Spares-Cristofolio-Sella I-30c Heating Element Power Pcb
IM04575 | Dental Sterlizer Spares-Cristofolio-Sella I-30C Heating Element Power PCB Supply Sensor | 11601930CPCBSUPPLYSENSOR |  | A Class |  |  | I-Inventory | FG-Finish Good | R | Spares | Dental Sterlizer-Spares | Dental Equiment | Main Location | 90330000 |  | FIFO | Cristofolio | [8 empty] | 0 | 0 | 0 | 1 | 0 | 0 | [7 empty] | 1 |  | Dental Sterlizer Spares-Cristofolio-Sella I-30C Heating Element Power Pcb Supply Sensor
IM04576 | Dental Sterlizer Spares-Cristofolio-Sella I-30C Heating Element-35Cm | 11601930CHEATING ELEMENTS35CM |  | A Class |  |  | I-Inventory | FG-Finish Good | C | Spares | Dental Sterlizer-Spares | Dental Equiment | Main Location | 90330000 |  | FIFO | Cristofolio | [5 empty] | SELLA I-30C HEATING ELEMENT-35CM |  |  | 0 | 0 | 0 | 1 | 0 | 0 | [7 empty] | 1 |  | Dental Sterlizer Spares-Cristofolio-SELLA I-30C HEATING ELEMENT-35CM
IM04577 | Dental Sterlizer Spares-Cristofolio-Sella I-30C Jar | 11601930CJAR |  | A Class |  |  | I-Inventory | FG-Finish Good | R | Spares | Dental Sterlizer-Spares | Dental Equiment | Main Location | 90330000 |  | FIFO | Cristofolio | [8 empty] | 0 | 0 | 0 | 1 | 0 | 0 | [7 empty] | 1 |  | Dental Sterlizer Spares-Cristofolio-Sella I-30C Jar
IM04578 | Dental Sterlizer Spares-Cristofolio-Sella I-30C Rubber Pressing Support | 11601930CRUBBERPRESSINGSUPPORT |  | A Class |  |  | I-Inventory | FG-Finish Good | C | Spares | Dental Sterlizer-Spares | Dental Equiment | Main Location | 90330000 |  | FIFO | Cristofolio | [8 empty] | 0 | 0 | 0 | 1 | 0 | 0 | [7 empty] | 1 |  | Dental Sterlizer Spares-Cristofolio-Sella I-30C Rubber Pressing Support
IM04579 | Dental Sterlizer Spares-Cristofolio-Sella Ii Handle | 116019SELLAIIHANDLE |  | A Class |  |  | I-Inventory | FG-Finish Good | R | Spares | Dental Sterlizer-Spares | Dental Equiment | Main Location | 90330000 |  | FIFO | Cristofolio | [8 empty] | 0 | 0 | 0 | 1 | 0 | 0 | [7 empty] | 1 |  | Dental Sterlizer Spares-Cristofolio-Sella II Handle
IM04580 | Dental Sterlizer Spares-Cristofolio-Sella Ii Heater | 116019SELLAIIHEATER |  | A Class |  |  | I-Inventory | FG-Finish Good | R | Spares | Dental Sterlizer-Spares | Dental Equiment | Main Location | 90330000 |  | FIFO | Cristofolio | [8 empty] | 0 | 0 | 0 | 1 | 0 | 0 | [7 empty] | 1 |  | Dental Sterlizer Spares-Cristofolio-Sella II Heater
IM04581 | Dental Sterlizer Spares-Cristofolio-Sella Ii Left And Right Body Blue Colour | 116019SELLAIILEFTRIGHTBODY |  | A Class |  |  | I-Inventory | FG-Finish Good | R | Spares | Dental Sterlizer-Spares | Dental Equiment | Main Location | 90330000 |  | FIFO | Cristofolio | [8 empty] | 0 | 0 | 0 | 1 | 0 | 0 | [7 empty] | 1 |  | Dental Sterlizer Spares-Cristofolio-SELLA II LEFT AND RIGHT BODY BLUE COLOUR
IM04582 | Dental Sterlizer Spares-Cristofolio-Sella Ii Left And Right Support | 116019SELLAIILEFTRIGHTSUPPORT |  | A Class |  |  | I-Inventory | FG-Finish Good | R | Spares | Dental Sterlizer-Spares | Dental Equiment | Main Location | 90330000 |  | FIFO | Cristofolio | [8 empty] | 0 | 0 | 0 | 1 | 0 | 0 | [7 empty] | 1 |  | Dental Sterlizer Spares-Cristofolio-SELLA II LEFT AND RIGHT SUPPORT
IM04583 | Dental Sterlizer Spares-Cristofolio-Sella Ii Moveable Carriage With Cutter | 116019SELLAIICARRIAGEWITHCUTTER |  | A Class |  |  | I-Inventory | FG-Finish Good | R | Spares | Dental Sterlizer-Spares | Dental Equiment | Main Location | 90330000 |  | FIFO | Cristofolio | [8 empty] | 0 | 0 | 0 | 1 | 0 | 0 | [7 empty] | 1 |  | Dental Sterlizer Spares-Cristofolio-Sella II Moveable Carriage with cutter
IM04584 | Dental Sterlizer Spares-Cristofolio-Sella Ii Roll Support | 116019SELLAIIROLLSUPPORT |  | A Class |  |  | I-Inventory | FG-Finish Good | R | Spares | Dental Sterlizer-Spares | Dental Equiment | Main Location | 90330000 |  | FIFO | Cristofolio | [8 empty] | 0 | 0 | 0 | 1 | 0 | 0 | [7 empty] | 1 |  | Dental Sterlizer Spares-Cristofolio-Sella II Roll Support
IM04585 | Dental Sterlizer Spares-Cristofolio-Sella-Temperature Controlling Knob Shaft | 116019SELLATEMPCTRLKNOB |  | A Class |  |  | I-Inventory | FG-Finish Good | R | Spares | Dental Sterlizer-Spares | Dental Equiment | Main Location | 90330000 |  | FIFO | Cristofolio | [5 empty] | . |  |  | 0 | 0 | 0 | 1 | 0 | 0 | [7 empty] | 1 |  | Dental Sterlizer Spares-Cristofolio-SELLA-TEMPERATURE CONTROLLING KNOB SHAFT
IM04586 | Dental Sterlizer Spares-Cristofolio-Temperature Controlling Knob | 116019CONTROLLINGKNOB |  | A Class |  |  | I-Inventory | FG-Finish Good | R | Spares | Dental Sterlizer-Spares | Dental Equiment | Main Location | 90330000 |  | FIFO | Cristofolio | [5 empty] | TEMPERATURE CONTROLLING KNOB |  |  | 0 | 0 | 0 | 1 | 0 | 0 | [7 empty] | 1 |  | CR/SP/TEMPERATURE CONTROLLING KNOB
IM04587 | Dental Sterlizer Spares-Cristofolio-Ultron I-3.2L | 116019ULTRONI |  | A Class |  |  | I-Inventory | FG-Finish Good | R | Spares | Dental Sterlizer-Spares | Dental Equiment | Main Location | 90330000 |  | FIFO | Cristofolio | [8 empty] | 0 | 0 | 0 | 1 | 0 | 0 | [7 empty] | 1 |  | Cr/Sp/Ultron I-3.2L
IM04588 | Dental Sterlizer Spares-Cristofolio-Ultron I-3.2L Main | 116019ULTRONIMAIN |  | A Class |  |  | I-Inventory | FG-Finish Good | R | Spares | Dental Sterlizer-Spares | Dental Equiment | Main Location | 90330000 |  | FIFO | Cristofolio | [8 empty] | 0 | 0 | 0 | 1 | 0 | 0 | [7 empty] | 1 |  | Cr/Sp/Ultron I-3.2L Main
IM04589 | Dental Sterlizer Spares-Cristofolio-Ultron I-3.2L Transducer | 116019ULTRONITRANSDUCER |  | A Class |  |  | I-Inventory | FG-Finish Good | R | Spares | Dental Sterlizer-Spares | Dental Equiment | Main Location | 90330000 |  | FIFO | Cristofolio | [8 empty] | 0 | 0 | 0 | 1 | 0 | 0 | [7 empty] | 1 |  | Cr/Sp/Ultron I-3.2L Transducer
IM04590 | Dental Sterlizer Spares-Cristofolio- 12/21 Temperature Sensor | 116006TEMPSENSOR |  | A Class |  |  | I-Inventory | FG-Finish Good | R | Spares | Dental Sterlizer-Spares | Dental Equiment | Main Location | 90330000 |  | FIFO | Cristofolio | [8 empty] | 0 | 0 | 0 | 1 | 0 | 0 | [7 empty] | 1 |  | Cr/Sp/Cristofolio 12/21 Temperature Sensor
IM04591 | Dental Sterlizer Spares-Cristofolio- Vt 12/21 Tempertature Sensor | 116006VTYRMPSENSOR |  | A Class |  |  | I-Inventory | FG-Finish Good | R | Spares | Dental Sterlizer-Spares | Dental Equiment | Main Location | 90330000 |  | FIFO | Cristofolio | [8 empty] | 0 | 0 | 0 | 1 | 0 | 0 | [7 empty] | 1 |  | Cr/Sp/Cristofolio Vt 12/21 Tempertature Sensor
IM04592 | Dental Sterlizer Spares-Gnatus- Aluminium Tank 607002578 | 101006607002578 |  | A Class |  |  | I-Inventory | FG-Finish Good | R | Spares | Dental Sterlizer-Spares | Dental Equiment | Main Location | 90330000 |  | FIFO | Gnatus | [8 empty] | 0 | 0 | 0 | 1 | 0 | 0 | [7 empty] | 1 |  | Gn/Bc/Sp/Autoclave Aluminium Tank 607002578
IM04593 | Dental Sterlizer Spares-Gnatus- Back Cover 365004290 | 101006365004290 |  | A Class |  |  | I-Inventory | FG-Finish Good | C | Spares | Dental Sterlizer-Spares | Dental Equiment | Main Location | 90330000 |  | FIFO | Gnatus | [8 empty] | 0 | 0 | 0 | 1 | 0 | 0 | [7 empty] | 1 |  | Gn/Bc/Sp/Autoclave Back Cover 365004290
IM04594 | Dental Sterlizer Spares-Gnatus- Body 365004200 | 101006365004200 |  | A Class |  |  | I-Inventory | FG-Finish Good | R | Spares | Dental Sterlizer-Spares | Dental Equiment | Main Location | 90330000 |  | FIFO | Gnatus | [8 empty] | 0 | 0 | 0 | 1 | 0 | 0 | [7 empty] | 1 |  | Gn/Ac/Sp/Autoclave Body 365004200
IM04595 | Dental Sterlizer Spares-Gnatus- Closing Cover 21L 707001641 | 101006707001641 |  | A Class |  |  | I-Inventory | FG-Finish Good | R | Spares | Dental Sterlizer-Spares | Dental Equiment | Main Location | 90330000 |  | FIFO | Gnatus | [8 empty] | 0 | 0 | 0 | 1 | 0 | 0 | [7 empty] | 1 |  | Gn/Bc/Sp/Autoclave Closing Cover 21l 707001641
IM04596 | Dental Sterlizer Spares-Gnatus- Closing Cover 607002472 | 101006607002472 |  | A Class |  |  | I-Inventory | FG-Finish Good | R | Spares | Dental Sterlizer-Spares | Dental Equiment | Main Location | 90330000 |  | FIFO | Gnatus | [8 empty] | 0 | 0 | 0 | 1 | 0 | 0 | [7 empty] | 1 |  | Gn/Bc/Sp/Autoclave Closing Cover 607002472
IM04597 | Dental Sterlizer Spares-Gnatus- Cover 365004321 | 101006365004321 |  | A Class |  |  | I-Inventory | FG-Finish Good | R | Spares | Dental Sterlizer-Spares | Dental Equiment | Main Location | 90330000 |  | FIFO | Gnatus | [8 empty] | 0 | 0 | 0 | 1 | 0 | 0 | [7 empty] | 1 |  | Gn/Ac/Sp/Autoclave Cover 365004321
IM04598 | Dental Sterlizer Spares-Gnatus- Door Cover 907001918 | 101006907001918 |  | A Class |  |  | I-Inventory | FG-Finish Good | C | Spares | Dental Sterlizer-Spares | Dental Equiment | Main Location | 90330000 |  | FIFO | Gnatus | [8 empty] | 0 | 0 | 0 | 1 | 0 | 0 | [7 empty] | 1 |  | Gn/Bc/Sp/Autoclave Door Cover 907001918
IM04599 | Dental Sterlizer Spares-Gnatus- Door Handle 365004393 | 101006365004393 |  | A Class |  |  | I-Inventory | FG-Finish Good | C | Spares | Dental Sterlizer-Spares | Dental Equiment | Main Location | 90330000 |  | FIFO | Gnatus | [8 empty] | 0 | 0 | 0 | 1 | 0 | 0 | [7 empty] | 1 |  | Gn/Bc/Sp/Autoclave Door Handle 365004393
IM04600 | Dental Sterlizer Spares-Gnatus- Door Lock 300050490 | 101006300050490 |  | A Class |  |  | I-Inventory | FG-Finish Good | R | Spares | Dental Sterlizer-Spares | Dental Equiment | Main Location | 90330000 |  | FIFO | Gnatus | [8 empty] | 0 | 0 | 0 | 1 | 0 | 0 | [7 empty] | 1 |  | Gn/Bc/Sp/Autoclave Door Lock 300050490
IM04601 | Dental Sterlizer Spares-Gnatus- Door PCB Card 300050504 | 101006300050504 |  | A Class |  |  | I-Inventory | FG-Finish Good | R | Spares | Dental Sterlizer-Spares | Dental Equiment | Main Location | 90330000 |  | FIFO | Gnatus | [8 empty] | 0 | 0 | 0 | 1 | 0 | 0 | [7 empty] | 1 |  | Gn/Ac/Sp/Autoclave Door Pcb Card 300050504
IM04602 | Dental Sterlizer Spares-Gnatus- Front Door 21L 907001998 | 101006907001998 |  | A Class |  |  | I-Inventory | FG-Finish Good | R | Spares | Dental Sterlizer-Spares | Dental Equiment | Main Location | 90330000 |  | FIFO | Gnatus | [8 empty] | 0 | 0 | 0 | 1 | 0 | 0 | [7 empty] | 1 |  | GN/BC/SP/AUTOCLAVE FRONT DOOR 21L 907001998
IM04603 | Dental Sterlizer Spares-Gnatus- Front Panel 21L 365004652 | 101006365004652 |  | A Class |  |  | I-Inventory | FG-Finish Good | R | Spares | Dental Sterlizer-Spares | Dental Equiment | Main Location | 90330000 |  | FIFO | Gnatus | [8 empty] | 0 | 0 | 0 | 1 | 0 | 0 | [7 empty] | 1 |  | Gn/Bc/Sp/Autoclave Front Panel 21l 365004652
IM04604 | Dental Sterlizer Spares-Gnatus- Gaskit 300049270 | 101006300049270 |  | A Class |  |  | I-Inventory | FG-Finish Good | R | Spares | Dental Sterlizer-Spares | Dental Equiment | Main Location | 90330000 |  | FIFO | Gnatus | [8 empty] | 0 | 0 | 0 | 1 | 0 | 0 | [7 empty] | 1 |  | Gn/Ac/Sp/Autoclave Gaskit 300049270
IM04605 | Dental Sterlizer Spares-Gnatus- Graduated Doser Cup 250Ml 300052136 | 101006300052136 |  | A Class |  |  | I-Inventory | FG-Finish Good | R | Spares | Dental Sterlizer-Spares | Dental Equiment | Main Location | 90330000 |  | FIFO | Gnatus | [8 empty] | 0 | 0 | 0 | 1 | 0 | 0 | [7 empty] | 1 |  | Gn/Ac/Sp/Autoclave Graduated Doser Cup 250Ml 300052136
IM04606 | Dental Sterlizer Spares-Gnatus- Hatch 300050491 | 101006300050491 |  | A Class |  |  | I-Inventory | FG-Finish Good | R | Spares | Dental Sterlizer-Spares | Dental Equiment | Main Location | 90330000 |  | FIFO | Gnatus | [8 empty] | 0 | 0 | 0 | 1 | 0 | 0 | [7 empty] | 1 |  | GN/AC/SP/AUTOCLAVE HATCH 300050491
IM04607 | Dental Sterlizer Spares-Gnatus- Lexan Sticker 300050513 | 101006300050513 |  | A Class |  |  | I-Inventory | FG-Finish Good | C | Spares | Dental Sterlizer-Spares | Dental Equiment | Main Location | 90330000 |  | FIFO | Gnatus | [8 empty] | 0 | 0 | 0 | 1 | 0 | 0 | [7 empty] | 1 |  | Gn/Ac/Sp/Autoclave Lexan Sticker 300050513
IM04608 | Dental Sterlizer Spares-Gnatus- Lower Tray 300049330 | 101006300049330 |  | A Class |  |  | I-Inventory | FG-Finish Good | R | Spares | Dental Sterlizer-Spares | Dental Equiment | Main Location | 90330000 |  | FIFO | Gnatus | [8 empty] | 0 | 0 | 0 | 1 | 0 | 0 | [7 empty] | 1 |  | Gn/Bc/Sp/Autoclave Lower Tray 300049330
IM04609 | Dental Sterlizer Spares-Gnatus- Main PCB 300051041 | 101006300051041 |  | A Class |  |  | I-Inventory | FG-Finish Good | R | Spares | Dental Sterlizer-Spares | Dental Equiment | Main Location | 90330000 |  | FIFO | Gnatus | [8 empty] | 0 | 0 | 0 | 1 | 0 | 0 | [7 empty] | 1 |  | Gn/Bc/Sp/Autoclave Main Pcb 300051041
IM04610 | Dental Sterlizer Spares-Gnatus- Pressure Guage-300050486 | 101006300050486 |  | A Class |  |  | I-Inventory | FG-Finish Good | R | Spares | Dental Sterlizer-Spares | Dental Equiment | Main Location | 90330000 |  | FIFO | Gnatus | [8 empty] | 0 | 0 | 0 | 1 | 0 | 0 | [7 empty] | 1 |  | Gn/Ac/Sp/Autoclave Pressure Guage-300050486
IM04611 | Dental Sterlizer Spares-Gnatus- Ring 365004410 (All Chair) | 101006365004410 |  | A Class |  |  | I-Inventory | FG-Finish Good | C | Spares | Dental Sterlizer-Spares | Dental Equiment | Main Location | 90330000 |  | FIFO | Gnatus | [8 empty] | 0 | 0 | 0 | 1 | 0 | 0 | [7 empty] | 1 |  | Gn/Ac/Sp/Autoclave Ring 365004410 (All Chair)
IM04612 | Dental Sterlizer Spares-Gnatus- Safety Valve 907001913 | 101006907001913 |  | A Class |  |  | I-Inventory | FG-Finish Good | R | Spares | Dental Sterlizer-Spares | Dental Equiment | Main Location | 90330000 |  | FIFO | Gnatus | [8 empty] | 0 | 0 | 0 | 1 | 0 | 0 | [7 empty] | 1 |  | Gn/Ac/Sp/Autoclave Safety Valve 907001913
IM04613 | Dental Sterlizer Spares-Gnatus- Safety Valve 907001914 | 101006907001914 |  | A Class |  |  | I-Inventory | FG-Finish Good | R | Spares | Dental Sterlizer-Spares | Dental Equiment | Main Location | 90330000 |  | FIFO | Gnatus | [8 empty] | 0 | 0 | 0 | 1 | 0 | 0 | [7 empty] | 1 |  | Gn/Ac/Sp/Autoclave Safety Valve 907001914
IM04614 | Dental Sterlizer Spares-Gnatus- Stand 300050790 | 101006300050790 |  | A Class |  |  | I-Inventory | FG-Finish Good | R | Spares | Dental Sterlizer-Spares | Dental Equiment | Main Location | 90330000 |  | FIFO | Gnatus | [8 empty] | 0 | 0 | 0 | 1 | 0 | 0 | [7 empty] | 1 |  | Gn/Ac/Sp/Autoclave Stand 300050790
IM04615 | Dental Sterlizer Spares-Gnatus- Stand 300051490 | 101006300051490 |  | A Class |  |  | I-Inventory | FG-Finish Good | R | Spares | Dental Sterlizer-Spares | Dental Equiment | Main Location | 90330000 |  | FIFO | Gnatus | [8 empty] | 0 | 0 | 0 | 1 | 0 | 0 | [7 empty] | 1 |  | Gn/Ac/Sp/Autoclave Stand 300051490
IM04616 | Dental Sterlizer Spares-Gnatus- Switch 300050997 | 101006300050997 |  | A Class |  |  | I-Inventory | FG-Finish Good | R | Spares | Dental Sterlizer-Spares | Dental Equiment | Main Location | 90330000 |  | FIFO | Gnatus | [8 empty] | 0 | 0 | 0 | 1 | 0 | 0 | [7 empty] | 1 |  | Gn/Ac/Sp/Autoclave Switch 300050997
IM04617 | Dental Sterlizer Spares-Gnatus- Thermostate 302003070 | 101006302003070 |  | A Class |  |  | I-Inventory | FG-Finish Good | R | Spares | Dental Sterlizer-Spares | Dental Equiment | Main Location | 90330000 |  | FIFO | Gnatus | [8 empty] | 0 | 0 | 0 | 1 | 0 | 0 | [7 empty] | 1 |  | Gn/Ac/Sp/Autoclave Thermostate 302003070
IM04618 | Dental Sterlizer Spares-Gnatus- Tray Big 300049340 | 101006300049340 |  | A Class |  |  | I-Inventory | FG-Finish Good | R | Spares | Dental Sterlizer-Spares | Dental Equiment | Main Location | 90330000 |  | FIFO | Gnatus | [8 empty] | 0 | 0 | 0 | 1 | 0 | 0 | [7 empty] | 1 |  | Gn/Ac/Sp/Autoclave Tray Big 300049340
IM04619 | Dental Sterlizer Spares-Gnatus-12L Autoclave Heater Element 300051057 | 101006300051057 |  | A Class |  |  | I-Inventory | FG-Finish Good | R | Spares | Dental Sterlizer-Spares | Dental Equiment | Main Location | 90330000 |  | FIFO | Gnatus | [8 empty] | 0 | 0 | 0 | 1 | 0 | 0 | [7 empty] | 1 |  | Gn/Bc/Sp/12L Autoclave Heater Element 300051057
IM04620 | Dental Sterlizer Spares-Gnatus-12Ltr Autoclave Main PCB(New Type 11 Pin) 607002705 | 101006607002705 |  | A Class |  |  | I-Inventory | FG-Finish Good | R | Spares | Dental Sterlizer-Spares | Dental Equiment | Main Location | 90330000 |  | FIFO | Gnatus | [8 empty] | 0 | 0 | 0 | 1 | 0 | 0 | [7 empty] | 1 |  | GN/BC/SP/12LTR AUTOCLAVE MAIN PCB(NEW TYPE 11 PIN) 607002705
IM04621 | Dental Sterlizer Spares-Gnatus-21 Ltr Bioclave Main PCB 40607002579 | 101006PCB40607002579 |  | A Class |  |  | I-Inventory | FG-Finish Good | R | Spares | Dental Sterlizer-Spares | Dental Equiment | Main Location | 90330000 |  | FIFO | Gnatus | [8 empty] | 0 | 0 | 0 | 1 | 0 | 0 | [7 empty] | 1 |  | GN/BC/SP/21 LTR BIOCLAVE MAIN PCB 40607002579
IM04622 | Dental Sterlizer Spares-Gnatus-21L Bioclave Door Gaskit 365004650 | 101006365004650 |  | A Class |  |  | I-Inventory | FG-Finish Good | R | Spares | Dental Sterlizer-Spares | Dental Equiment | Main Location | 90330000 |  | FIFO | Gnatus | [8 empty] | 0 | 0 | 0 | 1 | 0 | 0 | [7 empty] | 1 |  | GN/BC/SP/21L BIOCLAVE DOOR GASKIT 365004650
IM04623 | Dental Sterlizer Spares-Gnatus-21L Bioclave Heating Element 300053205 | 101006300053205 |  | A Class |  |  | I-Inventory | FG-Finish Good | C | Spares | Dental Sterlizer-Spares | Dental Equiment | Main Location | 90330000 |  | FIFO | Gnatus | [8 empty] | 0 | 0 | 0 | 1 | 0 | 0 | [7 empty] | 1 |  | GN/BC/SP/21L BIOCLAVE HEATING ELEMENT 300053205
IM04624 | Dental Sterlizer Spares-Gnatus-21Ltr Door Front Cover (White) 41000002855 | 10100121LFRONTCOVER41000002855 |  | A Class |  |  | I-Inventory | FG-Finish Good | C | Spares | Dental Sterlizer-Spares | Dental Equiment | Main Location | 90330000 |  | FIFO | Gnatus | [8 empty] | 0 | 0 | 0 | 1 | 0 | 0 | [7 empty] | 1 |  | GN/BC/SP/21LTR DOOR FRONT COVER (WHITE) 41000002855
IM04625 | Dental Sterlizer Spares-Gnatus-21Ltr Door Front Cover Protection Screw Bush-40607002480 | 10100121LSCREWBUSH40607002480 |  | A Class |  |  | I-Inventory | FG-Finish Good | C | Spares | Dental Sterlizer-Spares | Dental Equiment | Main Location | 90330000 |  | FIFO | Gnatus | [8 empty] | 0 | 0 | 0 | 1 | 0 | 0 | [7 empty] | 1 |  | GN/BC/SP/21LTR DOOR FRONT COVER PROTECTION SCREW BUSH-40607002480
IM04626 | Dental Sterlizer Spares-Gnatus-21Ltr Door Front Cover Protection Screw Bush-40607002671 | 10100121LSCREWBUSH40607002671 |  | A Class |  |  | I-Inventory | FG-Finish Good | C | Spares | Dental Sterlizer-Spares | Dental Equiment | Main Location | 90330000 |  | FIFO | Gnatus | [8 empty] | 0 | 0 | 0 | 1 | 0 | 0 | [7 empty] | 1 |  | GN/BC/SP/21LTR DOOR FRONT COVER PROTECTION SCREW BUSH-40607002671
IM04627 | Dental Sterlizer Spares-Gnatus-21Ltr Door Front Cover Screw Rnd Head 4 X 30Mm-30233000271 | 10100121LRNDHEAD30233000271 |  | A Class |  |  | I-Inventory | FG-Finish Good | C | Spares | Dental Sterlizer-Spares | Dental Equiment | Main Location | 90330000 |  | FIFO | Gnatus | [8 empty] | 0 | 0 | 0 | 1 | 0 | 0 | [7 empty] | 1 |  | GN/BC/SP/21LTR DOOR FRONT COVER SCREW RND HEAD 4 X 30MM-30233000271
IM04628 | Dental Sterlizer Spares-Gnatus-Articulator Ear Piece Sterlizable By Autoclave | 101009EARPIECESTERLIZABLE |  | A Class |  |  | I-Inventory | FG-Finish Good | R | Spares | Dental Sterlizer-Spares | Dental Equiment | Main Location | 90330000 |  | FIFO | Gnatus | [8 empty] | 0 | 0 | 0 | 1 | 0 | 0 | [7 empty] | 1 |  | GN/AR/SP/ARTICULATOR EAR PIECE STERLIZABLE BY AUTOCLAVE
IM04629 | Dental Sterlizer Spares-Gnatus-Autoclavable Pad 300044800 | 101006300044800 |  | A Class |  |  | I-Inventory | FG-Finish Good | C | Spares | Dental Sterlizer-Spares | Dental Equiment | Main Location | 90330000 |  | FIFO | Gnatus | [8 empty] | 0 | 0 | 0 | 1 | 0 | 0 | [7 empty] | 1 |  | GN/AC/SP/AUTOCLAVABLE PAD 300044800
IM04630 | Dental Sterlizer Spares-Gnatus-Bio Vac Ii Cover With Sock 607002585 | 101006607002585 |  | A Class |  |  | I-Inventory | FG-Finish Good | R | Spares | Dental Sterlizer-Spares | Dental Equiment | Main Location | 90330000 |  | FIFO | Gnatus | [5 empty] | . |  |  | 0 | 0 | 0 | 1 | 0 | 0 | [7 empty] | 1 |  | GN/BC/SP/BIO VAC II COVER WITH SOCK 607002585
IM04631 | Dental Sterlizer Spares-Gnatus-Bio-Clave Main PCB IC 906000077 | 101006906000077 |  | A Class |  |  | I-Inventory | FG-Finish Good | R | Spares | Dental Sterlizer-Spares | Dental Equiment | Main Location | 90330000 |  | FIFO | Gnatus | [8 empty] | 0 | 0 | 0 | 1 | 0 | 0 | [7 empty] | 1 |  | Gn/Bc/Sp/Bio-Clave Main Pcb IC 906000077
IM04632 | Dental Sterlizer Spares-Gnatus-Filter Of Autoclave 907001937 | 101006907001937 |  | A Class |  |  | I-Inventory | FG-Finish Good | R | Spares | Dental Sterlizer-Spares | Dental Equiment | Main Location | 90330000 |  | FIFO | Gnatus | [8 empty] | 0 | 0 | 0 | 1 | 0 | 0 | [7 empty] | 1 |  | GN/BC/SP/FILTER OF AUTOCLAVE 907001937
IM04633 | Dental Sterlizer Spares-Gnatus-Front Panel 365004300 | 101006365004300 |  | A Class |  |  | I-Inventory | FG-Finish Good | C | Spares | Dental Sterlizer-Spares | Dental Equiment | Main Location | 90330000 |  | FIFO | Gnatus | [8 empty] | 0 | 0 | 0 | 1 | 0 | 0 | [7 empty] | 1 |  | Gn/Ac/Sp/Front Panel 365004300
IM04634 | Dental Sterlizer Spares-Gnatus-Glass Wool 300053252 | 101006300053252 |  | A Class |  |  | I-Inventory | FG-Finish Good | R | Spares | Dental Sterlizer-Spares | Dental Equiment | Main Location | 90330000 |  | FIFO | Gnatus | [8 empty] | 0 | 0 | 0 | 1 | 0 | 0 | [7 empty] | 1 |  | Gn/Ac/Sp/Glass Wool 300053252
IM04635 | Dental Sterlizer Spares-Gnatus-Heating Element Autoclave 300047370 | 101010300047370 |  | A Class |  |  | I-Inventory | FG-Finish Good | C | Spares | Dental Sterlizer-Spares | Dental Equiment | Main Location | 90330000 |  | FIFO | Gnatus | [8 empty] | 0 | 0 | 0 | 1 | 0 | 0 | [7 empty] | 1 |  | GN/BV/SP/HEATING ELEMENT AUTOCLAVE 300047370
IM04636 | Dental Sterlizer Spares-Gnatus-Led Light Fan | 101006LEDLIGHTFAN |  | A Class |  |  | I-Inventory | FG-Finish Good | R | Spares | Dental Sterlizer-Spares | Dental Equiment | Main Location | 90330000 |  | FIFO | Gnatus | [8 empty] | 0 | 0 | 0 | 1 | 0 | 0 | [7 empty] | 1 |  | GN/BC/SP/LED LIGHT FAN
IM04637 | Dental Sterlizer Spares-Gnatus-Leg Stopper For Tank 300020059 | 101006300020059 |  | A Class |  |  | I-Inventory | FG-Finish Good | R | Spares | Dental Sterlizer-Spares | Dental Equiment | Main Location | 90330000 |  | FIFO | Gnatus | [8 empty] | 0 | 0 | 0 | 1 | 0 | 0 | [7 empty] | 1 |  | Gn/Ac/Sp/Leg Stopper For Tank 300020059
IM04638 | Dental Sterlizer Spares-Gnatus-New 21 Ltr Bioclave Front Cover-41000001223 | 10100621LFRONTCOVER41000001223 |  | A Class |  |  | I-Inventory | FG-Finish Good | R | Spares | Dental Sterlizer-Spares | Dental Equiment | Main Location | 90330000 |  | FIFO | Gnatus | [8 empty] | 0 | 0 | 0 | 1 | 0 | 0 | [7 empty] | 1 |  | GN/BC/SP/NEW 21 LTR BIOCLAVE FRONT COVER-41000001223
IM04639 | Dental Sterlizer Spares-Gnatus-New 21 Ltr Contact Therm Kit For Autoclaves-16000003587 | 10100621LTHERMKIT16000003587 |  | A Class |  |  | I-Inventory | FG-Finish Good | R | Spares | Dental Sterlizer-Spares | Dental Equiment | Main Location | 90330000 |  | FIFO | Gnatus | [8 empty] | 0 | 0 | 0 | 1 | 0 | 0 | [7 empty] | 1 |  | GN/BC/SP/NEW 21 LTR CONTACT THERM KIT FOR AUTOCLAVES-16000003587
IM04640 | Dental Sterlizer Spares-Gnatus-New 21 Ltr Contact Thermo Kit For Autoclaves-16000003587 | 10100621LTHERMOKIT16000003587 |  | A Class |  |  | I-Inventory | FG-Finish Good | R | Spares | Dental Sterlizer-Spares | Dental Equiment | Main Location | 90330000 |  | FIFO | Gnatus | [8 empty] | 0 | 0 | 0 | 1 | 0 | 0 | [7 empty] | 1 |  | GN/AC/SP/NEW 21 LTR CONTACT THERMO KIT FOR AUTOCLAVES-16000003587
IM04641 | Dental Sterlizer Spares-Gnatus-Solenoid Valve 997001387 | 101006997001387 |  | A Class |  |  | I-Inventory | FG-Finish Good | C | Spares | Dental Sterlizer-Spares | Dental Equiment | Main Location | 90330000 |  | FIFO | Gnatus | [8 empty] | 0 | 0 | 0 | 1 | 0 | 0 | [7 empty] | 1 |  | Gn/Bc/Sp/Solenoid Valve 997001387
IM04642 | Dental Sterlizer Spares-Gnatus-Solenoid Valve Set Doble Coil Autoclave 30300054933 | 1010063030054930 |  | A Class |  |  | I-Inventory | FG-Finish Good | R | Spares | Dental Sterlizer-Spares | Dental Equiment | Main Location | 90330000 |  | FIFO | Gnatus | [8 empty] | 0 | 0 | 0 | 1 | 0 | 0 | [7 empty] | 1 |  | GN/WU/SP SOLENOID VALVE SET DOBLE COIL AUTOCLAVE 30300054933
IM04643 | Dental Sterlizer Spares-Gnatus-S-Serires Chair Tumbler Sensor-31000001332 | 101006TUMBLERSENSOR31000001332 |  | A Class |  |  | I-Inventory | FG-Finish Good | R | Spares | Dental Sterlizer-Spares | Dental Equiment | Main Location | 90330000 |  | FIFO | Gnatus | [8 empty] | 0 | 0 | 0 | 1 | 0 | 0 | [7 empty] | 1 |  | GN/AC/SP/S-SERIRES CHAIR TUMBLER SENSOR-31000001332
IM04644 | Dental Sterlizer Spares-Gnatus-Subset Tank Of Autoclave 607002519 | 101006607002519 |  | A Class |  |  | I-Inventory | FG-Finish Good | R | Spares | Dental Sterlizer-Spares | Dental Equiment | Main Location | 90330000 |  | FIFO | Gnatus | [8 empty] | 0 | 0 | 0 | 1 | 0 | 0 | [7 empty] | 1 |  | Gn/Bc/Sp/Subset Tank of Autoclave 607002519
IM04645 | Dental Sterlizer Spares-Gnatus-Support Foot, Autoclave 30300050290 | 1010063030050290 |  | A Class |  |  | I-Inventory | FG-Finish Good | R | Spares | Dental Sterlizer-Spares | Dental Equiment | Main Location | 90330000 |  | FIFO | Gnatus | [5 empty] | . |  |  | 0 | 0 | 0 | 1 | 0 | 0 | [7 empty] | 1 |  | GN/AC/SP/SUPPORT FOOT, AUTOCLAVE 30300050290
IM04646 | Dental Sterlizer Spares-Gnatus-Thermostat Safety 170C Manual Operated 302003125 | 101006302003125 |  | A Class |  |  | I-Inventory | FG-Finish Good | R | Spares | Dental Sterlizer-Spares | Dental Equiment | Main Location | 90330000 |  | FIFO | Gnatus | [8 empty] | 0 | 0 | 0 | 1 | 0 | 0 | [7 empty] | 1 |  | Gn/Ac/Sp/Thermostat Safety 170C Manual Operated 302003125
IM04647 | Dental Sterlizer Spares-Gnatus-Tray Stand Of Autoclave | 101006TRAYSTAND |  | A Class |  |  | I-Inventory | FG-Finish Good | R | Spares | Dental Sterlizer-Spares | Dental Equiment | Main Location | 90330000 |  | FIFO | Gnatus | [8 empty] | 0 | 0 | 0 | 1 | 0 | 0 | [7 empty] | 1 |  | Gn/Bc/Sp/Tray Stand Of Autoclave
IM04648 | Dental Sterlizer Spares-Gnatus- Body 909000380/909000370 | 10100690900370 |  | A Class |  |  | I-Inventory | FG-Finish Good | R | Spares | Dental Sterlizer-Spares | Dental Equiment | Main Location | 90330000 |  | FIFO | Gnatus | [8 empty] | 0 | 0 | 0 | 1 | 0 | 0 | [7 empty] | 1 |  | Gn/Ac/Sp/Autoclave Body 909000380/909000370
IM04649 | Dental Sterlizer Spares-Gnatus- Sensor 300050565/607002595 | 101006300050565 |  | A Class |  |  | I-Inventory | FG-Finish Good | C | Spares | Dental Sterlizer-Spares | Dental Equiment | Main Location | 90330000 |  | FIFO | Gnatus | [8 empty] | 0 | 0 | 0 | 1 | 0 | 0 | [7 empty] | 1 |  | GN/BC/SP/AUTOCLAVE SENSOR 300050565/607002595
IM04650 | Dental Sterlizier Spares-Local-Runyes Sea 15 Ltr Autoclave Heating Rod | 14805215LHEATINGROD |  | A Class |  |  | I-Inventory | FG-Finish Good | R | Spares | Dental Sterlizer-Spares | Dental Equiment | Main Location | 85160000 |  | FIFO | Indian Product | [8 empty] | 0 | 0 | 0 | 1 | 0 | 0 | [7 empty] | 1 |  | LP/AC/SP/RUNYES SEA 15 LTR AUTOCLAVE HEATING ROD
IM04651 | Dental Sterlizier Spares-Local-Watch Model No. G-557 | 148052G557 |  | A Class |  |  | I-Inventory | FG-Finish Good | R | Spares | Dental Sterlizer-Spares | Dental Equiment | Main Location | 91021900 |  | FIFO | Indian Product | [8 empty] | 0 | 0 | 0 | 1 | 0 | 0 | [7 empty] | 1 |  | LP/AC/WATCH MODEL NO. G-557
IM04652 | Dental Sterlizer Spares-Prestige- Autoclave Braket Basket | 174006BRKETBASKET |  | A Class |  |  | I-Inventory | FG-Finish Good | R | Spares | Dental Sterlizer-Spares | Dental Equiment | Main Location | 90330000 |  | FIFO | Prestige | [8 empty] | 0 | 0 | 0 | 1 | 0 | 0 | [7 empty] | 1 |  | PR/AC/PRESTIGE AUTOCLAVE BRAKET BASKET
IM04653 | Dental Sterlizer Spares-Prestige- Autoclave Heating Chamber | 174006HEATINGCHAMBER |  | A Class |  |  | I-Inventory | FG-Finish Good | R | Spares | Dental Sterlizer-Spares | Dental Equiment | Main Location | 90330000 |  | FIFO | Prestige | [8 empty] | 0 | 0 | 0 | 1 | 0 | 0 | [7 empty] | 1 |  | PR/AC/PRESTIGE AUTOCLAVE HEATING CHAMBER
IM04654 | Dental Sterlizer Spares-Prestige- Autoclave Lower Body | 174006LOWERCOVER |  | A Class |  |  | I-Inventory | FG-Finish Good | R | Spares | Dental Sterlizer-Spares | Dental Equiment | Main Location | 90330000 |  | FIFO | Prestige | [8 empty] | 0 | 0 | 0 | 1 | 0 | 0 | [7 empty] | 1 |  | PR/AC/PRESTIGE AUTOCLAVE LOWER BODY
IM04655 | Dental Sterlizer Spares-Prestige-22Ltr Prestige Autoclave Main Pcb-309072 | 174006MAINPCB309072 |  | A Class |  |  | I-Inventory | FG-Finish Good | R | Spares | Dental Sterlizer-Spares | Dental Equiment | Main Location | 90330000 |  | FIFO | Prestige | [8 empty] | 0 | 0 | 0 | 1 | 0 | 0 | [7 empty] | 1 |  | PR/AC/SP/22LTR PRESTIGE AUTOCLAVE MAIN PCB-309072
IM04656 | Dental Sterlizer Spares-Prestige-Autoclave Pressure Valve 219568 | 174006219568 |  | A Class |  |  | I-Inventory | FG-Finish Good | R | Spares | Dental Sterlizer-Spares | Dental Equiment | Main Location | 90330000 |  | FIFO | Prestige | [8 empty] | 0 | 0 | 0 | 1 | 0 | 0 | [7 empty] | 1 |  | PR/AC/SP/AUTOCLAVE PRESSURE VALVE 219568
IM04657 | Dental Sterlizer Spares-Prestige-Autoclave Safety Valve 219202-2100 | 174006219202-2100 |  | A Class |  |  | I-Inventory | FG-Finish Good | R | Spares | Dental Sterlizer-Spares | Dental Equiment | Main Location | 90330000 |  | FIFO | Prestige | [8 empty] | 0 | 0 | 0 | 1 | 0 | 0 | [7 empty] | 1 |  | Pr/Ac/Sp/Autoclave Safety Valve 219202-2100
IM04658 | Dental Sterlizer Spares-Prestige-Autoclave Thrmostate 219668-2100 | 174006219668-2100 |  | A Class |  |  | I-Inventory | FG-Finish Good | R | Spares | Dental Sterlizer-Spares | Dental Equiment | Main Location | 90330000 |  | FIFO | Prestige | [8 empty] | 0 | 0 | 0 | 1 | 0 | 0 | [7 empty] | 1 |  | PR/AC/SP/AUTOCLAVE THRMOSTATE 219668-2100
IM04659 | Dental Sterlizer Spares-Prestige-Autoclave Touch Panel Sticker 219691-2100 | 1740066219691-2100 |  | A Class |  |  | I-Inventory | FG-Finish Good | C | Spares | Dental Sterlizer-Spares | Dental Equiment | Main Location | 90330000 |  | FIFO | Prestige | [8 empty] | 0 | 0 | 0 | 1 | 0 | 0 | [7 empty] | 1 |  | Pr/Ac/Sp/Autoclave Touch Panel Sticker 219691-2100
IM04660 | Dental Sterlizer Spares-Prestige-Fuse Holder | 174006FUSEHOLDER |  | A Class |  |  | I-Inventory | FG-Finish Good | C | Spares | Dental Sterlizer-Spares | Dental Equiment | Main Location | 90330000 |  | FIFO | Prestige | [8 empty] | 0 | 0 | 0 | 1 | 0 | 0 | [7 empty] | 1 |  | Pr/Ac/Sp/Fuse Holder
IM04661 | Dental Sterlizer Spares-Prestige-Head Plastic Cover | 174006PLASTICCOVER |  | A Class |  |  | I-Inventory | FG-Finish Good | C | Spares | Dental Sterlizer-Spares | Dental Equiment | Main Location | 90330000 |  | FIFO | Prestige | [8 empty] | 0 | 0 | 0 | 1 | 0 | 0 | [7 empty] | 1 |  | Pr/Ac/Sp/Head Plastic Cover
IM04662 | Dental Sterlizer Spares-Prestige-Prestige Auto Clave Main Pcb 219584-2100 | 174006219584-2100 |  | A Class |  |  | I-Inventory | FG-Finish Good | R | Spares | Dental Sterlizer-Spares | Dental Equiment | Main Location | 90330000 |  | FIFO | Prestige | [8 empty] | 0 | 0 | 0 | 1 | 0 | 0 | [7 empty] | 1 |  | PR/AC/SP/PRESTIGE AUTO CLAVE MAIN PCB 219584-2100
IM04663 | Dental Sterlizer Spares-Prestige-Prestige Autoclave Handle 219696 | 174006219696 |  | A Class |  |  | I-Inventory | FG-Finish Good | R | Spares | Dental Sterlizer-Spares | Dental Equiment | Main Location | 90330000 |  | FIFO | Prestige | [8 empty] | 0 | 0 | 0 | 1 | 0 | 0 | [7 empty] | 1 |  | Pr/Ac/Sp/Prestige Autoclave Handle 219696
IM04664 | Dental Sterlizer-Runyes-Autoclave 17 Ltr Safety Valve A38 | 10900617LSAFETYVALVEA38 |  | A Class |  |  | I-Inventory | FG-Finish Good | R | Spares | Dental Sterlizer-Spares | Dental Equiment | Main Location | 90330000 |  | FIFO | Runyes | [8 empty] | 0 | 0 | 0 | 1 | 0 | 0 | [7 empty] | 1 |  | Runyes Autoclave 17 Ltr Safety Valve A38
IM04665 | Dental Sterlizer-Runyes-Steam Generator Without Thermostate And Heating Rod | 109006GENWOROD |  | A Class |  |  | I-Inventory | FG-Finish Good | R | Spares | Dental Sterlizer-Spares | Dental Equiment | Main Location | 90330000 |  | FIFO | Runyes | [8 empty] | 0 | 0 | 0 | 1 | 0 | 0 | [7 empty] | 1 |  | Runyes Steam Generator Without Thermostate And Heating Rod
IM04666 | Dental Sterlizer-Spares-Runyes-Inner Tempreture Sensor Run A-3 | 109006INNERTEMPSENSORA3 |  | A Class |  |  | I-Inventory | FG-Finish Good | C | Spares | Dental Sterlizer-Spares | Dental Equiment | Main Location | 90330000 |  | FIFO | Runyes | [8 empty] | 0 | 0 | 0 | 1 | 0 | 0 | [7 empty] | 1 |  | Rn/Ac/Sp/Inner Tempreture Sensor Run A-3
IM04667 | Dental Sterlizer-Spares-Runyes-Sensor Outer Temperature-Run-A-4 | 109006OUTERSENSORA4 |  | A Class |  |  | I-Inventory | FG-Finish Good | C | Spares | Dental Sterlizer-Spares | Dental Equiment | Main Location | 90330000 |  | FIFO | Runyes | [8 empty] | 0 | 0 | 0 | 1 | 0 | 0 | [7 empty] | 1 |  | RN/AC/SP/SENSOR OUTER TEMPERATURE-RUN-A-4
IM04668 | Dental Sterlizer-Spares-RunyesTemp. Thermal Protector Run A-24 | 109006PROTECTORA24 |  | A Class |  |  | I-Inventory | FG-Finish Good | R | Spares | Dental Sterlizer-Spares | Dental Equiment | Main Location | 90330000 |  | FIFO | Runyes | [8 empty] | 0 | 0 | 0 | 1 | 0 | 0 | [7 empty] | 1 |  | RN/AC/SP/TEMP. THERMAL PROTECTOR RUN A-24
IM04669 | Dental Sterlizer Spares-Runyes-Sterilizer Ptr Cable | 109052FENGSTRPTRCABLE |  | A Class |  |  | I-Inventory | FG-Finish Good | C | Spares | Dental Sterlizer-Spares | Dental Equiment | Main Location | 90330000 |  | FIFO | Runyes | [8 empty] | 0 | 0 | 0 | 1 | 0 | 0 | [7 empty] | 1 |  | RN/AC/SP /RUNYES/FENG 22/23 STERILIZER PTR CABLE
IM04670 | Dental Sterlizer Spares-Runyes-23 Ltr Autocalave Steam Condensate Cooling Tank | 10900623LTRSTEAMCONDENSATE |  | A Class |  |  | I-Inventory | FG-Finish Good | R | Spares | Dental Sterlizer-Spares | Dental Equiment | Main Location | 90330000 |  | FIFO | Runyes | [8 empty] | 0 | 0 | 0 | 1 | 0 | 0 | [7 empty] | 1 |  | RN/AC/SP 23 LTR AUTOCALAVE STEAM CONDENSATE COOLING TANK
IM04671 | Dental Sterlizer Spares-Runyes-15 Ltr Door Gaskit | 10900615LDOORGASKIT |  | A Class |  |  | I-Inventory | FG-Finish Good | C | Spares | Dental Sterlizer-Spares | Dental Equiment | Main Location | 90330000 |  | FIFO | Runyes | [8 empty] | 0 | 0 | 0 | 1 | 0 | 0 | [7 empty] | 1 |  | Rn/Ac/Sp/15 Ltr Door Gaskit
IM04672 | Dental Sterlizer Spares-Runyes-15 Ltr Door Pcb | 10900615LDORRPCB |  | A Class |  |  | I-Inventory | FG-Finish Good | R | Spares | Dental Sterlizer-Spares | Dental Equiment | Main Location | 90330000 |  | FIFO | Runyes | [8 empty] | 0 | 0 | 0 | 1 | 0 | 0 | [7 empty] | 1 |  | Rn/Ac/Sp/15 Ltr Door Pcb
IM04673 | Dental Sterlizer Spares-Runyes-15 Ltr Door Shell 806034 | 10900615LSHELL806034 |  | A Class |  |  | I-Inventory | FG-Finish Good | R | Spares | Dental Sterlizer-Spares | Dental Equiment | Main Location | 90330000 |  | FIFO | Runyes | [8 empty] | 0 | 0 | 0 | 1 | 0 | 0 | [7 empty] | 1 |  | Rn/Ac/Sp/15 Ltr Door Shell 806034
IM04674 | Dental Sterlizer Spares-Runyes-15 Ltr Logo Sticker 807003 | 10900615L807003 |  | A Class |  |  | I-Inventory | FG-Finish Good | C | Spares | Dental Sterlizer-Spares | Dental Equiment | Main Location | 90330000 |  | FIFO | Runyes | [8 empty] | 0 | 0 | 0 | 1 | 0 | 0 | [7 empty] | 1 |  | Rn/Ac/Sp/15 Ltr Logo Sticker 807003
IM04675 | Dental Sterlizer Spares-Runyes-15 Ltr Main Pcb Card(New Type) | 10900615LPCB |  | A Class |  |  | I-Inventory | FG-Finish Good | R | Spares | Dental Sterlizer-Spares | Dental Equiment | Main Location | 90330000 |  | FIFO | Runyes | [5 empty] | .. |  |  | 0 | 0 | 0 | 1 | 0 | 0 | [7 empty] | 1 |  | RN/AC/SP/15 LTR MAIN PCB CARD(NEW TYPE)
IM04676 | Dental Sterlizer Spares-Runyes-15 Ltr Pcb I.C. | 10900615LPCBIC |  | A Class |  |  | I-Inventory | FG-Finish Good | C | Spares | Dental Sterlizer-Spares | Dental Equiment | Main Location | 90330000 |  | FIFO | Runyes | [8 empty] | 0 | 0 | 0 | 1 | 0 | 0 | [7 empty] | 1 |  | RN/AC/SP/15 LTR PCB I.C.
IM04677 | Dental Sterlizer Spares-Runyes-15 Ltr Round Heating Loop | 10900615LHEATINGLOOP |  | A Class |  |  | I-Inventory | FG-Finish Good | R | Spares | Dental Sterlizer-Spares | Dental Equiment | Main Location | 90330000 |  | FIFO | Runyes | [8 empty] | 0 | 0 | 0 | 1 | 0 | 0 | [7 empty] | 1 |  | Rn/Ac/Sp/15 Ltr Round Heating Loop
IM04678 | Dental Sterlizer Spares-Runyes-15 Ltr Ste Series Main Pcb Card Only Ic | 10900615LONLYPCBIC |  | A Class |  |  | I-Inventory | FG-Finish Good | C | Spares | Dental Sterlizer-Spares | Dental Equiment | Main Location | 90330000 |  | FIFO | Runyes | [8 empty] | 0 | 0 | 0 | 1 | 0 | 0 | [7 empty] | 1 |  | RN/AC/SP/15 LTR STE SERIES MAIN PCB CARD ONLY IC
IM04679 | Dental Sterlizer Spares-Runyes-15 Ltr Ste Series Main Pcb Card With Ic | 10900615LMAINPCBIC |  | A Class |  |  | I-Inventory | FG-Finish Good | R | Spares | Dental Sterlizer-Spares | Dental Equiment | Main Location | 90330000 |  | FIFO | Runyes | [8 empty] | 0 | 0 | 0 | 1 | 0 | 0 | [7 empty] | 1 |  | Rn/Ac/Sp/15 Ltr Ste Series Main Pcb Card With Ic
IM04680 | Dental Sterlizer Spares-Runyes-15 Ltr Ste Series Main Pcb Card Without Ic | 10900615LTRPCBWOIC |  | A Class |  |  | I-Inventory | FG-Finish Good | R | Spares | Dental Sterlizer-Spares | Dental Equiment | Main Location | 90330000 |  | FIFO | Runyes | [8 empty] | 0 | 0 | 0 | 1 | 0 | 0 | [7 empty] | 1 |  | RN/AC/SP/15 LTR STE SERIES MAIN PCB CARD WITHOUT IC
IM04681 | Dental Sterlizer Spares-Runyes-15 Ltr Water Tank Cover | 10900615LWATERTANKCOVER |  | A Class |  |  | I-Inventory | FG-Finish Good | C | Spares | Dental Sterlizer-Spares | Dental Equiment | Main Location | 90330000 |  | FIFO | Runyes | [8 empty] | 0 | 0 | 0 | 1 | 0 | 0 | [7 empty] | 1 |  | Rn/Ac/Sp/15 Ltr Water Tank Cover
IM04682 | Dental Sterlizer Spares-Runyes-15 Ltr Water Tank Upper Cover Lid | 109052ACTANKUPPERCOVERLID |  | A Class |  |  | I-Inventory | FG-Finish Good | C | Spares | Dental Sterlizer-Spares | Dental Equiment | Main Location | 90330000 |  | FIFO | Runyes | [8 empty] | 0 | 0 | 0 | 1 | 0 | 0 | [7 empty] | 1 |  | RN/AC/SP/15 LTR WATER TANK UPPER COVER LID
IM04683 | Dental Sterlizer Spares-Runyes-15L Complete Door Shell With Knob | 10900615LDOORSHELL |  | A Class |  |  | I-Inventory | FG-Finish Good | R | Spares | Dental Sterlizer-Spares | Dental Equiment | Main Location | 90330000 |  | FIFO | Runyes | [8 empty] | 0 | 0 | 0 | 1 | 0 | 0 | [7 empty] | 1 |  | Rn/Ac/Sp/15l Complete Door Shell With Knob
IM04684 | Dental Sterlizer Spares-Runyes-15L Door Knob 806001 | 10900615L806001 |  | A Class |  |  | I-Inventory | FG-Finish Good | R | Spares | Dental Sterlizer-Spares | Dental Equiment | Main Location | 90330000 |  | FIFO | Runyes | [8 empty] | 0 | 0 | 0 | 1 | 0 | 0 | [7 empty] | 1 |  | Rn/Ac/Sp/15L Door Knob 806001
IM04685 | Dental Sterlizer Spares-Runyes-15L Door Sticker | 10900615LDOORSTICKER |  | A Class |  |  | I-Inventory | FG-Finish Good | C | Spares | Dental Sterlizer-Spares | Dental Equiment | Main Location | 90330000 |  | FIFO | Runyes | [8 empty] | 0 | 0 | 0 | 1 | 0 | 0 | [7 empty] | 1 |  | Rn/Ac/Sp/15L Door Sticker
IM04686 | Dental Sterlizer Spares-Runyes-15L Sea Autoclave Main Pcb | 10900615LSEAPCB |  | A Class |  |  | I-Inventory | FG-Finish Good | R | Spares | Dental Sterlizer-Spares | Dental Equiment | Main Location | 90330000 |  | FIFO | Runyes | [8 empty] | 0 | 0 | 0 | 1 | 0 | 0 | [7 empty] | 1 |  | RN/AC/SP/15L SEA AUTOCLAVE MAIN PCB
IM04687 | Dental Sterlizer Spares-Runyes-15L Sea Autoclave Main Pcb Version -2 | 109052ACPCBVER2 |  | A Class |  |  | I-Inventory | FG-Finish Good | R | Spares | Dental Sterlizer-Spares | Dental Equiment | Main Location | 90330000 |  | FIFO | Runyes | [8 empty] | 0 | 0 | 0 | 1 | 0 | 0 | [7 empty] | 1 |  | RN/AC/SP/15L SEA AUTOCLAVE MAIN PCB VERSION -2
IM04688 | Dental Sterlizer Spares-Runyes-15L Sea Autoclave Pressure Guage | 10900615LPREGUAGE |  | A Class |  |  | I-Inventory | FG-Finish Good | R | Spares | Dental Sterlizer-Spares | Dental Equiment | Main Location | 90330000 |  | FIFO | Runyes | [8 empty] | 0 | 0 | 0 | 1 | 0 | 0 | [7 empty] | 1 |  | RN/AC/SP/15L SEA AUTOCLAVE PRESSURE GUAGE
IM04689 | Dental Sterlizer Spares-Runyes-15Ltr Door Glass | 10900615LDOORGLASS |  | A Class |  |  | I-Inventory | FG-Finish Good | R | Spares | Dental Sterlizer-Spares | Dental Equiment | Main Location | 90330000 |  | FIFO | Runyes | [8 empty] | 0 | 0 | 0 | 1 | 0 | 0 | [7 empty] | 1 |  | Rn/Ac/Sp/15ltr Door Glass
IM04690 | Dental Sterlizer Spares-Runyes-15Ltr Door Glass Plate | 10900615LDOORGLASSPLATE |  | A Class |  |  | I-Inventory | FG-Finish Good | R | Spares | Dental Sterlizer-Spares | Dental Equiment | Main Location | 90330000 |  | FIFO | Runyes | [8 empty] | 0 | 0 | 0 | 1 | 0 | 0 | [7 empty] | 1 |  | Rn/Ac/Sp/15ltr Door Glass Plate
IM04691 | Dental Sterlizer Spares-Runyes-15Ltr Water Tank Upper Cover Only | 10900615LTANKUCOVER |  | A Class |  |  | I-Inventory | FG-Finish Good | R | Spares | Dental Sterlizer-Spares | Dental Equiment | Main Location | 90330000 |  | FIFO | Runyes | [8 empty] | 0 | 0 | 0 | 1 | 0 | 0 | [7 empty] | 1 |  | RN/AC/SP/15LTR WATER TANK UPPER COVER ONLY
IM04692 | Dental Sterlizer Spares-Runyes-17 Ltr 500W Heating Loupe-A-39 | 10900617L500WA39 |  | A Class |  |  | I-Inventory | FG-Finish Good | R | Spares | Dental Sterlizer-Spares | Dental Equiment | Main Location | 90330000 |  | FIFO | Runyes | [8 empty] | 0 | 0 | 0 | 1 | 0 | 0 | [7 empty] | 1 |  | Rn/Ac/Sp/17 Ltr 500W Heating Loupe-A-39
IM04693 | Dental Sterlizer Spares-Runyes-17 Ltr Door Pcb A-46 | 10900617LA46 |  | A Class |  |  | I-Inventory | FG-Finish Good | R | Spares | Dental Sterlizer-Spares | Dental Equiment | Main Location | 90330000 |  | FIFO | Runyes | [8 empty] | 0 | 0 | 0 | 1 | 0 | 0 | [7 empty] | 1 |  | Rn/Ac/Sp/17 Ltr Door Pcb A-46
IM04694 | Dental Sterlizer Spares-Runyes-17 Ltr Door Sticker | 10900617LDOORSTICKER |  | A Class |  |  | I-Inventory | FG-Finish Good | C | Spares | Dental Sterlizer-Spares | Dental Equiment | Main Location | 90330000 |  | FIFO | Runyes | [8 empty] | 0 | 0 | 0 | 1 | 0 | 0 | [7 empty] | 1 |  | Rn/Ac/Sp/17 Ltr Door Sticker
IM04695 | Dental Sterlizer Spares-Runyes-17 Ltr Pcb I.C. | 10900617LPCBIC |  | A Class |  |  | I-Inventory | FG-Finish Good | R | Spares | Dental Sterlizer-Spares | Dental Equiment | Main Location | 90330000 |  | FIFO | Runyes | [8 empty] | 0 | 0 | 0 | 1 | 0 | 0 | [7 empty] | 1 |  | Rn/Ac/Sp/17 Ltr Pcb I.C.
IM04696 | Dental Sterlizer Spares-Runyes-17 Ltr Steam Generator-Run-A-36 | 10900617LA36 |  | A Class |  |  | I-Inventory | FG-Finish Good | R | Spares | Dental Sterlizer-Spares | Dental Equiment | Main Location | 90330000 |  | FIFO | Runyes | [8 empty] | 0 | 0 | 0 | 1 | 0 | 0 | [7 empty] | 1 |  | RN/AC/SP/17 LTR STEAM GENERATOR-RUN-A-36
IM04697 | Dental Sterlizer Spares-Runyes-17 Ltr Transformer | 10900617LTRANSFORMER |  | A Class |  |  | I-Inventory | FG-Finish Good | R | Spares | Dental Sterlizer-Spares | Dental Equiment | Main Location | 90330000 |  | FIFO | Runyes | [8 empty] | 0 | 0 | 0 | 1 | 0 | 0 | [7 empty] | 1 |  | RN/AC/SP/17 LTR TRANSFORMER
IM04698 | Dental Sterlizer Spares-Runyes-17 Ltr Used Water Level Switch A-43 | 10900617LA43 |  | A Class |  |  | I-Inventory | FG-Finish Good | R | Spares | Dental Sterlizer-Spares | Dental Equiment | Main Location | 90330000 |  | FIFO | Runyes | [8 empty] | 0 | 0 | 0 | 1 | 0 | 0 | [7 empty] | 1 |  | RN/AC/SP/17 LTR USED WATER LEVEL SWITCH A-43
IM04699 | Dental Sterlizer Spares-Runyes-17Ltr Clean Water Level Switch A-44 | 10900617LA44 |  | A Class |  |  | I-Inventory | FG-Finish Good | R | Spares | Dental Sterlizer-Spares | Dental Equiment | Main Location | 90330000 |  | FIFO | Runyes | [8 empty] | 0 | 0 | 0 | 1 | 0 | 0 | [7 empty] | 1 |  | RN/AC/SP/17LTR CLEAN WATER LEVEL SWITCH A-44
IM04700 | Dental Sterlizer Spares-Runyes-22 Ltr Autocalve Door Screw | 10900622LDOORSCREW |  | A Class |  |  | I-Inventory | FG-Finish Good | R | Spares | Dental Sterlizer-Spares | Dental Equiment | Main Location | 90330000 |  | FIFO | Runyes | [8 empty] | 0 | 0 | 0 | 1 | 0 | 0 | [7 empty] | 1 |  | RN/AC/SP/22 LTR AUTOCALVE DOOR SCREW
IM04701 | Dental Sterlizer Spares-Runyes-22 Ltr Autoclave Old Pcb | 10900622LOLDPCB |  | A Class |  |  | I-Inventory | FG-Finish Good | R | Spares | Dental Sterlizer-Spares | Dental Equiment | Main Location | 90330000 |  | FIFO | Runyes | [8 empty] | 0 | 0 | 0 | 1 | 0 | 0 | [7 empty] | 1 |  | Rn/Ac/Sp/22 Ltr Autoclave Old Pcb
IM04702 | Dental Sterlizer Spares-Runyes-22 Ltr Autoclave Usb Pcb 01 | 10900622LUSBPCB01 |  | A Class |  |  | I-Inventory | FG-Finish Good | R | Spares | Dental Sterlizer-Spares | Dental Equiment | Main Location | 90330000 |  | FIFO | Runyes | [8 empty] | 0 | 0 | 0 | 1 | 0 | 0 | [7 empty] | 1 |  | RN/AC/SP/22 LTR AUTOCLAVE USB PCB 01
IM04703 | Dental Sterlizer Spares-Runyes-22 Ltr Autoclave Water Sensor Pcb | 10900622LSENSORPCB |  | A Class |  |  | I-Inventory | FG-Finish Good | R | Spares | Dental Sterlizer-Spares | Dental Equiment | Main Location | 90330000 |  | FIFO | Runyes | [8 empty] | 0 | 0 | 0 | 1 | 0 | 0 | [7 empty] | 1 |  | Rn/Ac/Sp/22 Ltr Autoclave Water Sensor Pcb
IM04704 | Dental Sterlizer Spares-Runyes-22 Ltr Autoclave Water Sensor Pcb (New Type) | 109006NEW22LWUSENSORPCB |  | A Class |  |  | I-Inventory | FG-Finish Good | R | Spares | Dental Sterlizer-Spares | Dental Equiment | Main Location | 90330000 |  | FIFO | Runyes | [8 empty] | 0 | 0 | 0 | 1 | 0 | 0 | [7 empty] | 1 |  | RN/AC/SP/22 LTR AUTOCLAVE WATER SENSOR PCB (NEW TYPE)
IM04705 | Dental Sterlizer Spares-Runyes-22 Ltr Chamber Inner Filter New Type | 10900622LTRINNERFILTER |  | A Class |  |  | I-Inventory | FG-Finish Good | R | Spares | Dental Sterlizer-Spares | Dental Equiment | Main Location | 90330000 |  | FIFO | Runyes | [8 empty] | 0 | 0 | 0 | 1 | 0 | 0 | [7 empty] | 1 |  | RN/AC/SP/22 LTR CHAMBER INNER FILTER NEW TYPE
IM04706 | Dental Sterlizer Spares-Runyes-22 Ltr Door Handle | 10900622LDOORHANDLE |  | A Class |  |  | I-Inventory | FG-Finish Good | C | Spares | Dental Sterlizer-Spares | Dental Equiment | Main Location | 90330000 |  | FIFO | Runyes | [8 empty] | 0 | 0 | 0 | 1 | 0 | 0 | [7 empty] | 1 |  | Rn/Ac/Sp/22 Ltr Door Handle
IM04707 | Dental Sterlizer Spares-Runyes-22 Ltr Door Pcb | 10900622LDOORPCB |  | A Class |  |  | I-Inventory | FG-Finish Good | R | Spares | Dental Sterlizer-Spares | Dental Equiment | Main Location | 90330000 |  | FIFO | Runyes | [8 empty] | 0 | 0 | 0 | 1 | 0 | 0 | [7 empty] | 1 |  | Rn/Ac/Sp/22 Ltr Door Pcb
IM04708 | Dental Sterlizer Spares-Runyes-22 Ltr Door Sticker | 10900622LDOORSTICKER |  | A Class |  |  | I-Inventory | FG-Finish Good | C | Spares | Dental Sterlizer-Spares | Dental Equiment | Main Location | 90330000 |  | FIFO | Runyes | [8 empty] | 0 | 0 | 0 | 1 | 0 | 0 | [7 empty] | 1 |  | Rn/Ac/Sp/22 Ltr Door Sticker
IM04709 | Dental Sterlizer Spares-Runyes-22 Ltr Main Pcb Card (New Type) Version 03 | 10900622LPCBA14V3 |  | A Class |  |  | I-Inventory | FG-Finish Good | R | Spares | Dental Sterlizer-Spares | Dental Equiment | Main Location | 90330000 |  | FIFO | Runyes | [8 empty] | 0 | 0 | 0 | 1 | 0 | 0 | [7 empty] | 1 |  | RN/AC/SP/22 LTR MAIN PCB CARD (NEW TYPE) VERSION 03
IM04710 | Dental Sterlizer Spares-Runyes-22 Ltr Main Pcb Card-Run-A-14 Version 01 | 10900622LPCBA14V1 |  | A Class |  |  | I-Inventory | FG-Finish Good | R | Spares | Dental Sterlizer-Spares | Dental Equiment | Main Location | 90330000 |  | FIFO | Runyes | [8 empty] | 0 | 0 | 0 | 1 | 0 | 0 | [7 empty] | 1 |  | RN/AC/SP/22 LTR MAIN PCB CARD-RUN-A-14 Version 01
IM04711 | Dental Sterlizer Spares-Runyes-22 Ltr Main Pcb Card-Run-A-14 Version 02 | 10900622LPCBA14V2 |  | A Class |  |  | I-Inventory | FG-Finish Good | R | Spares | Dental Sterlizer-Spares | Dental Equiment | Main Location | 90330000 |  | FIFO | Runyes | [8 empty] | 0 | 0 | 0 | 1 | 0 | 0 | [7 empty] | 1 |  | RN/AC/SP/22 LTR MAIN PCB CARD-RUN-A-14 Version 02
IM04712 | Dental Sterlizer Spares-Runyes-22 Ltr Ste Series Main Pcb Card Only Ic | 10900622LPCBIC |  | A Class |  |  | I-Inventory | FG-Finish Good | R | Spares | Dental Sterlizer-Spares | Dental Equiment | Main Location | 90330000 |  | FIFO | Runyes | [8 empty] | 0 | 0 | 0 | 1 | 0 | 0 | [7 empty] | 1 |  | Rn/Ac/Sp/22 Ltr Ste Series Main Pcb Card Only IC
IM04713 | Dental Sterlizer Spares-Runyes-22 Ltr Water Chamber | 10900622LWATERCHAMBER |  | A Class |  |  | I-Inventory | FG-Finish Good | R | Spares | Dental Sterlizer-Spares | Dental Equiment | Main Location | 90330000 |  | FIFO | Runyes | [8 empty] | 0 | 0 | 0 | 1 | 0 | 0 | [7 empty] | 1 |  | Rn/Ac/Sp/22 Ltr Water Chamber
IM04714 | Dental Sterlizer Spares-Runyes-22 Ltr Water Tank Upper Cover Lid | 10900622LUPPLID |  | A Class |  |  | I-Inventory | FG-Finish Good | R | Spares | Dental Sterlizer-Spares | Dental Equiment | Main Location | 90330000 |  | FIFO | Runyes | [8 empty] | 0 | 0 | 0 | 1 | 0 | 0 | [7 empty] | 1 |  | RN/AC/SP/22 LTR WATER TANK UPPER COVER LID
IM04715 | Dental Sterlizer Spares-Runyes-22 Ltr Water Tank Upper Cover Only | 10900622LTANKUPCOVER |  | A Class |  |  | I-Inventory | FG-Finish Good | R | Spares | Dental Sterlizer-Spares | Dental Equiment | Main Location | 90330000 |  | FIFO | Runyes | [8 empty] | 0 | 0 | 0 | 1 | 0 | 0 | [7 empty] | 1 |  | RN/AC/SP/22 LTR WATER TANK UPPER COVER ONLY
IM04716 | Dental Sterlizer Spares-Runyes-22L Round Heating Loop | 10900622LHEATINGLOOP |  | A Class |  |  | I-Inventory | FG-Finish Good | R | Spares | Dental Sterlizer-Spares | Dental Equiment | Main Location | 90330000 |  | FIFO | Runyes | [8 empty] | 0 | 0 | 0 | 1 | 0 | 0 | [7 empty] | 1 |  | Rn/Ac/Sp/22L Round Heating Loop
IM04717 | Dental Sterlizer Spares-Runyes-22Ltr Autocalve Complete Front Door | 10900622LFRONTDOOR |  | A Class |  |  | I-Inventory | FG-Finish Good | R | Spares | Dental Sterlizer-Spares | Dental Equiment | Main Location | 90330000 |  | FIFO | Runyes | [8 empty] | 0 | 0 | 0 | 1 | 0 | 0 | [7 empty] | 1 |  | RN/AC/Sp/22LTR AUTOCALVE COMPLETE FRONT DOOR
IM04718 | Dental Sterlizer Spares-Runyes-22Ltr Autocalve Door Lock With Machanism | 109006DOORLOCKWMACH |  | A Class |  |  | I-Inventory | FG-Finish Good | R | Spares | Dental Sterlizer-Spares | Dental Equiment | Main Location | 90330000 |  | FIFO | Runyes | [8 empty] | 0 | 0 | 0 | 1 | 0 | 0 | [7 empty] | 1 |  | RN/AC/SP/22LTR AUTOCALVE DOOR LOCK WITH MACHANISM
IM04719 | Dental Sterlizer Spares-Runyes-22Ltr Autoclave Distiller Water Sensor | 10900622LWATERSENSOR |  | A Class |  |  | I-Inventory | FG-Finish Good | R | Spares | Dental Sterlizer-Spares | Dental Equiment | Main Location | 90330000 |  | FIFO | Runyes | [8 empty] | 0 | 0 | 0 | 1 | 0 | 0 | [7 empty] | 1 |  | RN/AC/SP/22LTR AUTOCLAVE DISTILLER WATER SENSOR
IM04720 | Dental Sterlizer Spares-Runyes-22Ltr Cover Of Drain Out Let-Run-A-7 | 10900622LDRAINOUTLETA7 |  | A Class |  |  | I-Inventory | FG-Finish Good | R | Spares | Dental Sterlizer-Spares | Dental Equiment | Main Location | 90330000 |  | FIFO | Runyes | [8 empty] | 0 | 0 | 0 | 1 | 0 | 0 | [7 empty] | 1 |  | RN/AC/SP/22LTR COVER OF DRAIN OUT LET-RUN-A-7
IM04721 | Dental Sterlizer Spares-Runyes-23Ltr Door Pcb | 10900123LDOORPCB |  | A Class |  |  | I-Inventory | FG-Finish Good | R | Spares | Dental Sterlizer-Spares | Dental Equiment | Main Location | 90330000 |  | FIFO | Runyes | [8 empty] | 0 | 0 | 0 | 1 | 0 | 0 | [7 empty] | 1 |  | RN/AC/SP/23LTR DOOR PCB
IM04722 | Dental Sterlizer Spares-Runyes-23Ltr Door Pcb 4 Digit | 10900123LDOORPCB4DIGIT |  | A Class |  |  | I-Inventory | FG-Finish Good | R | Spares | Dental Sterlizer-Spares | Dental Equiment | Main Location | 90330000 |  | FIFO | Runyes | [8 empty] | 0 | 0 | 0 | 1 | 0 | 0 | [7 empty] | 1 |  | RN/AC/SP/23LTR DOOR PCB 4 DIGIT
IM04723 | Dental Sterlizer Spares-Runyes-3 Way Syringe Normal | 1090063WAYSYGNORMAL |  | A Class |  |  | I-Inventory | FG-Finish Good | R | Spares | Dental Sterlizer-Spares | Dental Equiment | Main Location | 90330000 |  | FIFO | Runyes | [5 empty] | . |  |  | 0 | 0 | 0 | 1 | 0 | 0 | [7 empty] | 1 |  | RN/AC/SP/3 WAY SYRINGE NORMAL
IM04724 | Dental Sterlizer Spares-Runyes-4 * 6 Silica Gel Tube | 109006SILICATUBE4*6 |  | A Class |  |  | I-Inventory | FG-Finish Good | R | Spares | Dental Sterlizer-Spares | Dental Equiment | Main Location | 90330000 |  | FIFO | Runyes | [8 empty] | 0 | 0 | 0 | 1 | 0 | 0 | [7 empty] | 1 |  | RN/AC/SP/4 * 6 SILICA GEL TUBE
IM04725 | Dental Sterlizer Spares-Runyes-4 Digit 23Ltr Autoclave Main Pcb | 10900623LMAINPCB |  | A Class |  |  | I-Inventory | FG-Finish Good | R | Spares | Dental Sterlizer-Spares | Dental Equiment | Main Location | 90330000 |  | FIFO | Runyes | [8 empty] | 0 | 0 | 0 | 1 | 0 | 0 | [7 empty] | 1 |  | RN/AC/SP/4 DIGIT 23LTR AUTOCLAVE MAIN PCB
IM04726 | Dental Sterlizer Spares-Runyes-4 Digital 18Ltr Autoclave Main Pcb | 109006DIGITAL18LMAINPCB |  | A Class |  |  | I-Inventory | FG-Finish Good | R | Spares | Dental Sterlizer-Spares | Dental Equiment | Main Location | 90330000 |  | FIFO | Runyes | [8 empty] | 0 | 0 | 0 | 1 | 0 | 0 | [7 empty] | 1 |  | RN/AC/SP/4 DIGITAL 18LTR AUTOCLAVE MAIN PCB
IM04727 | Dental Sterlizer Spares-Runyes-45 Ltr Autoclave Door Gasket | 10905245LTRDOORGASKIT |  | A Class |  |  | I-Inventory | FG-Finish Good | C | Spares | Dental Sterlizer-Spares | Dental Equiment | Main Location | 90330000 |  | FIFO | Runyes | [8 empty] | 0 | 0 | 0 | 1 | 0 | 0 | [7 empty] | 1 |  | RN/AC/SP/45 LTR AUTOCLAVE DOOR GASKET
IM04728 | Dental Sterlizer Spares-Runyes-6*10 Silica Gel Tube 806056 | 109006806056 |  | A Class |  |  | I-Inventory | FG-Finish Good | C | Spares | Dental Sterlizer-Spares | Dental Equiment | Main Location | 90330000 |  | FIFO | Runyes | [8 empty] | 0 | 0 | 0 | 1 | 0 | 0 | [7 empty] | 1 |  | Rn/Ac/Sp/6*10 Silica Gel Tube 806056
IM04729 | Dental Sterlizer Spares-Runyes-Autocalve Door Air Lock | 109006DOORAIRLOCK |  | A Class |  |  | I-Inventory | FG-Finish Good | R | Spares | Dental Sterlizer-Spares | Dental Equiment | Main Location |  |  | FIFO | Runyes | [8 empty] | 0 | 0 | 0 | 1 | 0 | 0 | [7 empty] | 1 |  | RN/AC/SP/AUTOCALVE DOOR AIR LOCK
IM04730 | Dental Sterlizer Spares-Runyes-Autocalve Door Hook 7202000113 | 109006DOORHOOK7202000113 |  | A Class |  |  | I-Inventory | FG-Finish Good | R | Spares | Dental Sterlizer-Spares | Dental Equiment | Main Location | 90330000 |  | FIFO | Runyes | [8 empty] | 0 | 0 | 0 | 1 | 0 | 0 | [7 empty] | 1 |  | RN/AC/SP/AUTOCALVE DOOR HOOK 7202000113
IM04731 | Dental Sterlizer Spares-Runyes-Autocalve Fuse Holder | 109006FUSEHOLDER |  | A Class |  |  | I-Inventory | FG-Finish Good | C | Spares | Dental Sterlizer-Spares | Dental Equiment | Main Location | 90330000 |  | FIFO | Runyes | [8 empty] | 0 | 0 | 0 | 1 | 0 | 0 | [7 empty] | 1 |  | RN/AC/SP/AUTOCALVE FUSE HOLDER
IM04732 | Dental Sterlizer Spares-Runyes-Autocalve Power Switch-7504990019 | 109006POWERSWITCH7504990019 |  | A Class |  |  | I-Inventory | FG-Finish Good | R | Spares | Dental Sterlizer-Spares | Dental Equiment | Main Location | 90330000 |  | FIFO | Runyes | [8 empty] | 0 | 0 | 0 | 1 | 0 | 0 | [7 empty] | 1 |  | RN/AC/SP/AUTOCALVE POWER SWITCH-7504990019
IM04733 | Dental Sterlizer Spares-Runyes-Autoclave Adjustable Pad | 109006ADJUSTABLEPAD |  | A Class |  |  | I-Inventory | FG-Finish Good | R | Spares | Dental Sterlizer-Spares | Dental Equiment | Main Location | 90330000 |  | FIFO | Runyes | [8 empty] | 0 | 0 | 0 | 1 | 0 | 0 | [7 empty] | 1 |  | RN/AC/SP/AUTOCLAVE ADJUSTABLE PAD
IM04734 | Dental Sterlizer Spares-Runyes-Autoclave Air Intake Solenoid Valve | 109001AIRINTAKESOLENOIDVALVE |  | A Class |  |  | I-Inventory | FG-Finish Good | R | Spares | Dental Sterlizer-Spares | Dental Equiment | Main Location | 90330000 |  | FIFO | Runyes | [8 empty] | 0 | 0 | 0 | 1 | 0 | 0 | [7 empty] | 1 |  | RN/AC/SP/AUTOCLAVE AIR INTAKE SOLENOID VALVE
IM04735 | Dental Sterlizer Spares-Runyes-Autoclave Door Air Filter 7202000012 | 109006DOORAIRFILTER7202000012 |  | A Class |  |  | I-Inventory | FG-Finish Good | R | Spares | Dental Sterlizer-Spares | Dental Equiment | Main Location | 90330000 |  | FIFO | Runyes | [8 empty] | 0 | 0 | 0 | 1 | 0 | 0 | [7 empty] | 1 |  | RN/AC/SP/AUTOCLAVE DOOR AIR FILTER 7202000012
IM04736 | Dental Sterlizer Spares-Runyes-Autoclave Door Switch | 109006DOORSWITCH |  | A Class |  |  | I-Inventory | FG-Finish Good | R | Spares | Dental Sterlizer-Spares | Dental Equiment | Main Location | 90330000 |  | FIFO | Runyes | [8 empty] | 0 | 0 | 0 | 1 | 0 | 0 | [7 empty] | 1 |  | RN/AC/SP/AUTOCLAVE DOOR SWITCH
IM04737 | Dental Sterlizer Spares-Runyes-Autoclave Exthust Solenoid Valve | 109001EXTHUSTSOLENOIDVALVE |  | A Class |  |  | I-Inventory | FG-Finish Good | R | Spares | Dental Sterlizer-Spares | Dental Equiment | Main Location | 90330000 |  | FIFO | Runyes | [8 empty] | 0 | 0 | 0 | 1 | 0 | 0 | [7 empty] | 1 |  | RN/AC/SP/AUTOCLAVE EXTHUST SOLENOID VALVE
IM04738 | Dental Sterlizer Spares-Runyes-Autoclave Normal Close Valve | 109006CLOSEVALVE |  | A Class |  |  | I-Inventory | FG-Finish Good | C | Spares | Dental Sterlizer-Spares | Dental Equiment | Main Location | 90330000 |  | FIFO | Runyes | [8 empty] | 0 | 0 | 0 | 1 | 0 | 0 | [7 empty] | 1 |  | Rn/Ac/Sp/Autoclave Normal Close Valve
IM04739 | Dental Sterlizer Spares-Runyes-Autoclave Normal Open Valve | 109006OPENVALVE |  | A Class |  |  | I-Inventory | FG-Finish Good | C | Spares | Dental Sterlizer-Spares | Dental Equiment | Main Location | 90330000 |  | FIFO | Runyes | [8 empty] | 0 | 0 | 0 | 1 | 0 | 0 | [7 empty] | 1 |  | Rn/Ac/Sp/Autoclave Normal Open Valve
IM04740 | Dental Sterlizer Spares-Runyes-Autoclave Spanner | 109006SPANNER |  | A Class |  |  | I-Inventory | FG-Finish Good | R | Spares | Dental Sterlizer-Spares | Dental Equiment | Main Location | 90330000 |  | FIFO | Runyes | [8 empty] | 0 | 0 | 0 | 1 | 0 | 0 | [7 empty] | 1 |  | Rn/Ac/Sp/Autoclave Spanner
IM04741 | Dental Sterlizer Spares-Runyes-Autoclave Thermostate-7402000155 | 109006THERMOSTATE |  | A Class |  |  | I-Inventory | FG-Finish Good | R | Spares | Dental Sterlizer-Spares | Dental Equiment | Main Location | 90330000 |  | FIFO | Runyes | [8 empty] | 0 | 0 | 0 | 1 | 0 | 0 | [7 empty] | 1 |  | Rn/Ac/Sp/Autoclave Thermostate-7402000155
IM04742 | Dental Sterlizer Spares-Runyes-Autoclave Transformer-Run-A-19 | 109006TRANSFORMERA19 |  | A Class |  |  | I-Inventory | FG-Finish Good | R | Spares | Dental Sterlizer-Spares | Dental Equiment | Main Location | 90330000 |  | FIFO | Runyes | [8 empty] | 0 | 0 | 0 | 1 | 0 | 0 | [7 empty] | 1 |  | Rn/Ac/Sp/Autoclave Transformer-Run-A-19
IM04743 | Dental Sterlizer Spares-Runyes-Chamber Draining Filter Discrateness | 109006DRAININGFILTER |  | A Class |  |  | I-Inventory | FG-Finish Good | R | Spares | Dental Sterlizer-Spares | Dental Equiment | Main Location | 90330000 |  | FIFO | Runyes | [8 empty] | 0 | 0 | 0 | 1 | 0 | 0 | [7 empty] | 1 |  | Rn/Ac/Sp/Chamber Draining Filter Discrateness
IM04744 | Dental Sterlizer Spares-Runyes-Control Box | 109006CONTROLBOX |  | A Class |  |  | I-Inventory | FG-Finish Good | R | Spares | Dental Sterlizer-Spares | Dental Equiment | Main Location | 90330000 |  | FIFO | Runyes | [8 empty] | 0 | 0 | 0 | 1 | 0 | 0 | [7 empty] | 1 |  | RN/AC/SP/CONTROL BOX
IM04745 | Dental Sterlizer Spares-Runyes-Cooling Condensor 15L | 10900615LCONDENSOR |  | A Class |  |  | I-Inventory | FG-Finish Good | C | Spares | Dental Sterlizer-Spares | Dental Equiment | Main Location | 90330000 |  | FIFO | Runyes | [8 empty] | 0 | 0 | 0 | 1 | 0 | 0 | [7 empty] | 1 |  | RN/AC/SP/COOLING CONDENSOR 15L
IM04746 | Dental Sterlizer Spares-Runyes-Cooling Fan | 109006COOLINGFAN |  | A Class |  |  | I-Inventory | FG-Finish Good | R | Spares | Dental Sterlizer-Spares | Dental Equiment | Main Location | 90330000 |  | FIFO | Runyes | [8 empty] | 0 | 0 | 0 | 1 | 0 | 0 | [7 empty] | 1 |  | Rn/Ac/Sp/Cooling Fan
IM04747 | Dental Sterlizer Spares-Runyes-Cooling Radiator 806028 | 109006RADIATOR806028 |  | A Class |  |  | I-Inventory | FG-Finish Good | R | Spares | Dental Sterlizer-Spares | Dental Equiment | Main Location | 90330000 |  | FIFO | Runyes | [8 empty] | 0 | 0 | 0 | 1 | 0 | 0 | [7 empty] | 1 |  | Rn/Ac/Sp/Cooling Radiator 806028
IM04748 | Dental Sterlizer Spares-Runyes-Door Micro Switch | 109006DOORMICROSWITCH |  | A Class |  |  | I-Inventory | FG-Finish Good | R | Spares | Dental Sterlizer-Spares | Dental Equiment | Main Location | 90330000 |  | FIFO | Runyes | [8 empty] | 0 | 0 | 0 | 1 | 0 | 0 | [7 empty] | 1 |  | RN/AC/SP/DOOR MICRO SWITCH
IM04749 | Dental Sterlizer Spares-Runyes-Door Pin Qi-15L 07.6 | 109006QI15LDOORPIN |  | A Class |  |  | I-Inventory | FG-Finish Good | R | Spares | Dental Sterlizer-Spares | Dental Equiment | Main Location | 90330000 |  | FIFO | Runyes | [8 empty] | 0 | 0 | 0 | 1 | 0 | 0 | [7 empty] | 1 |  | RN/AC/SP/DOOR PIN QI-15L 07.6
IM04750 | Dental Sterlizer Spares-Runyes-Fast Autoclave Display Pcb | 109006DISPLAYPCB |  | A Class |  |  | I-Inventory | FG-Finish Good | R | Spares | Dental Sterlizer-Spares | Dental Equiment | Main Location | 90330000 |  | FIFO | Runyes | [8 empty] | 0 | 0 | 0 | 1 | 0 | 0 | [7 empty] | 1 |  | Rn/Ac/Sp/Fast Autoclave Display Pcb
IM04751 | Dental Sterlizer Spares-Runyes-Fixed Pad | 109006FIXEDPAD |  | A Class |  |  | I-Inventory | FG-Finish Good | R | Spares | Dental Sterlizer-Spares | Dental Equiment | Main Location | 90330000 |  | FIFO | Runyes | [8 empty] | 0 | 0 | 0 | 1 | 0 | 0 | [7 empty] | 1 |  | Rn/Ac/Sp/Fixed Pad
IM04752 | Dental Sterlizer Spares-Runyes-Heating Rod Run A-2 | 109006HEATINGRODA2 |  | A Class |  |  | I-Inventory | FG-Finish Good | R | Spares | Dental Sterlizer-Spares | Dental Equiment | Main Location | 90330000 |  | FIFO | Runyes | [8 empty] | 0 | 0 | 0 | 1 | 0 | 0 | [7 empty] | 1 |  | Rn/Ac/Sp/Heating Rod Run A-2
IM04753 | Dental Sterlizer Spares-Runyes-Ic Of 22 Ltr Main Pcb (New Type) Version 03 | 109052ACPCBVER03 |  | A Class |  |  | I-Inventory | FG-Finish Good | C | Spares | Dental Sterlizer-Spares | Dental Equiment | Main Location | 90330000 |  | FIFO | Runyes | [8 empty] | 0 | 0 | 0 | 1 | 0 | 0 | [7 empty] | 1 |  | RN/AC/SP/IC OF 22 LTR MAIN PCB (NEW TYPE) VERSION 03
IM04754 | Dental Sterlizer Spares-Runyes-Ic Of 4 Digital 18Ltr Autoclave Main Pcbâ 8005000003-59 | 109052ACPCB800500000359 |  | A Class |  |  | I-Inventory | FG-Finish Good | C | Spares | Dental Sterlizer-Spares | Dental Equiment | Main Location | 90330000 |  | FIFO | Runyes | [8 empty] | 0 | 0 | 0 | 1 | 0 | 0 | [7 empty] | 1 |  | RN/AC/SP/IC OF 4 DIGITAL 18LTR AUTOCLAVE MAIN PCBÂ 8005000003-59
IM04755 | Dental Sterlizer Spares-Runyes-Instrument Tray 15 Ltr. | 10900615LTRAY |  | A Class |  |  | I-Inventory | FG-Finish Good | R | Spares | Dental Sterlizer-Spares | Dental Equiment | Main Location | 90330000 |  | FIFO | Runyes | [8 empty] | 0 | 0 | 0 | 1 | 0 | 0 | [7 empty] | 1 |  | Rn/Ac/Sp/Instrument Tray 15 Ltr.
IM04756 | Dental Sterlizer Spares-Runyes-Instrument Tray 22 Ltr | 10900622LTRAY |  | A Class |  |  | I-Inventory | FG-Finish Good | R | Spares | Dental Sterlizer-Spares | Dental Equiment | Main Location | 90330000 |  | FIFO | Runyes | [8 empty] | 0 | 0 | 0 | 1 | 0 | 0 | [7 empty] | 1 |  | RN/AC/SP/INSTRUMENT TRAY 22 LTR
IM04757 | Dental Sterlizer Spares-Runyes-Instrument Tray Frame 807023 15 Ltr. | 10900615LFRAME |  | A Class |  |  | I-Inventory | FG-Finish Good | R | Spares | Dental Sterlizer-Spares | Dental Equiment | Main Location | 90330000 |  | FIFO | Runyes | [8 empty] | 0 | 0 | 0 | 1 | 0 | 0 | [7 empty] | 1 |  | Rn/Ac/Sp/Instrument Tray Frame 807023 15 Ltr.
IM04758 | Dental Sterlizer Spares-Runyes-Instrument Tray Frame 807023 22 Ltr. | 10900622LFRAME |  | A Class |  |  | I-Inventory | FG-Finish Good | R | Spares | Dental Sterlizer-Spares | Dental Equiment | Main Location | 90330000 |  | FIFO | Runyes | [8 empty] | 0 | 0 | 0 | 1 | 0 | 0 | [7 empty] | 1 |  | Rn/Ac/Sp/Instrument Tray Frame 807023 22 Ltr.
IM04759 | Dental Sterlizer Spares-Runyes-Instrument Tray Holder | 109006INSTRUMENTTRAYHOLDER |  | A Class |  |  | I-Inventory | FG-Finish Good | R | Spares | Dental Sterlizer-Spares | Dental Equiment | Main Location | 90330000 |  | FIFO | Runyes | [8 empty] | 0 | 0 | 0 | 1 | 0 | 0 | [7 empty] | 1 |  | Rn/Ac/Sp/Instrument Tray Holder
IM04760 | Dental Sterlizer Spares-Runyes-Ioc Adopter A-57 | 109006ADOPTERA57 |  | A Class |  |  | I-Inventory | FG-Finish Good | R | Spares | Dental Sterlizer-Spares | Dental Equiment | Main Location | 90330000 |  | FIFO | Runyes | [8 empty] | 0 | 0 | 0 | 1 | 0 | 0 | [7 empty] | 1 |  | Rn/Ac/Sp/IOC Adopter A-57
IM04761 | Dental Sterlizer Spares-Runyes-Lable Sticker 806002 | 109006LABLESTICKER806002 |  | A Class |  |  | I-Inventory | FG-Finish Good | C | Spares | Dental Sterlizer-Spares | Dental Equiment | Main Location | 90330000 |  | FIFO | Runyes | [8 empty] | 0 | 0 | 0 | 1 | 0 | 0 | [7 empty] | 1 |  | RN/AC/SP/LABLE STICKER 806002
IM04762 | Dental Sterlizer Spares-Runyes-Limited Switch-(1) 7402000101 | 109006LIMITEDSWITCHI7402000101 |  | A Class |  |  | I-Inventory | FG-Finish Good | R | Spares | Dental Sterlizer-Spares | Dental Equiment | Main Location | 90330000 |  | FIFO | Runyes | [8 empty] | 0 | 0 | 0 | 1 | 0 | 0 | [7 empty] | 1 |  | RN/AC/SP/LIMITED SWITCH-(1) 7402000101
IM04763 | Dental Sterlizer Spares-Runyes-Limited Switch(2) 7402000170 | 109006LIMITEDSWITCHII7402000170 |  | A Class |  |  | I-Inventory | FG-Finish Good | R | Spares | Dental Sterlizer-Spares | Dental Equiment | Main Location | 90330000 |  | FIFO | Runyes | [8 empty] | 0 | 0 | 0 | 1 | 0 | 0 | [7 empty] | 1 |  | RN/AC/SP/LIMITED SWITCH(2) 7402000170
IM04764 | Dental Sterlizer Spares-Runyes-New Steam Generator For Yun 22 Ltr | 10900622LSTEAMGENERATOR |  | A Class |  |  | I-Inventory | FG-Finish Good | R | Spares | Dental Sterlizer-Spares | Dental Equiment | Main Location | 90330000 |  | FIFO | Runyes | [8 empty] | 0 | 0 | 0 | 1 | 0 | 0 | [7 empty] | 1 |  | RN/AC/SP/NEW STEAM GENERATOR FOR YUN 22 LTR
IM04765 | Dental Sterlizer Spares-Runyes-New Steam Generator Outer Sensor | 109052STEAMGENSENSOR |  | A Class |  |  | I-Inventory | FG-Finish Good | R | Spares | Dental Sterlizer-Spares | Dental Equiment | Main Location | 90330000 |  | FIFO | Runyes | [8 empty] | 0 | 0 | 0 | 1 | 0 | 0 | [7 empty] | 1 |  | RN/AC/SP/NEW STEAM GENERATOR OUTER SENSOR
IM04766 | Dental Sterlizer Spares-Runyes-Pcb Board For Loupe 90 Run A-28 | 109006LOUPEA28 |  | A Class |  |  | I-Inventory | FG-Finish Good | R | Spares | Dental Sterlizer-Spares | Dental Equiment | Main Location | 90330000 |  | FIFO | Runyes | [8 empty] | 0 | 0 | 0 | 1 | 0 | 0 | [7 empty] | 1 |  | Rn/Ac/Sp/Pcb Board For Loupe 90 Run A-28
IM04767 | Dental Sterlizer Spares-Runyes-Power Socket 806044 | 109006SOCKET806044 |  | A Class |  |  | I-Inventory | FG-Finish Good | R | Spares | Dental Sterlizer-Spares | Dental Equiment | Main Location | 90330000 |  | FIFO | Runyes | [8 empty] | 0 | 0 | 0 | 1 | 0 | 0 | [7 empty] | 1 |  | Rn/Ac/Sp/Power Socket 806044
IM04768 | Dental Sterlizer Spares-Runyes-Qi-15 Door Cover | 10900615LDOORCOVER |  | A Class |  |  | I-Inventory | FG-Finish Good | C | Spares | Dental Sterlizer-Spares | Dental Equiment | Main Location | 90330000 |  | FIFO | Runyes | [8 empty] | 0 | 0 | 0 | 1 | 0 | 0 | [7 empty] | 1 |  | RN/AC/SP/QI-15 DOOR COVER
IM04769 | Dental Sterlizer Spares-Runyes-Quick Autoclave Pcb Ic | 109006QUICKPCBIC |  | A Class |  |  | I-Inventory | FG-Finish Good | R | Spares | Dental Sterlizer-Spares | Dental Equiment | Main Location | 90330000 |  | FIFO | Runyes | [8 empty] | 0 | 0 | 0 | 1 | 0 | 0 | [7 empty] | 1 |  | Rn/Ac/Sp/Quick Autoclave Pcb IC
IM04770 | Dental Sterlizer Spares-Runyes-Quick Autoclave Transformer | 109006TRANSFORMER |  | A Class |  |  | I-Inventory | FG-Finish Good | R | Spares | Dental Sterlizer-Spares | Dental Equiment | Main Location | 90330000 |  | FIFO | Runyes | [8 empty] | 0 | 0 | 0 | 1 | 0 | 0 | [7 empty] | 1 |  | Rn/Ac/Sp/Quick Autoclave Transformer
IM04771 | Dental Sterlizer Spares-Runyes-Right Arm | 109006RIGHTARM |  | A Class |  |  | I-Inventory | FG-Finish Good | R | Spares | Dental Sterlizer-Spares | Dental Equiment | Main Location | 90330000 |  | FIFO | Runyes | [8 empty] | 0 | 0 | 0 | 1 | 0 | 0 | [7 empty] | 1 |  | RN/AC/SP/RIGHT ARM
IM04772 | Dental Sterlizer Spares-Runyes-Runyes Sea 15 Ltr Autoclave Heating Rod | 10900615lHEATINGROD |  | A Class |  |  | I-Inventory | FG-Finish Good | R | Spares | Dental Sterlizer-Spares | Dental Equiment | Main Location | 90330000 |  | FIFO | Runyes | [8 empty] | 0 | 0 | 0 | 1 | 0 | 0 | [7 empty] | 1 |  | RN/AC/SP/RUNYES SEA 15 LTR AUTOCLAVE HEATING ROD
IM04773 | Dental Sterlizer Spares-Runyes-Safety Valve | 109006SAFETYVALVE |  | A Class |  |  | I-Inventory | FG-Finish Good | R | Spares | Dental Sterlizer-Spares | Dental Equiment | Main Location | 90330000 |  | FIFO | Runyes | [8 empty] | 0 | 0 | 0 | 1 | 0 | 0 | [7 empty] | 1 |  | RN/AC/SP/SAFETY VALVE
IM04774 | Dental Sterlizer Spares-Runyes-Solenoid Valve Run-A-5 | 109006SOLENOIDVALVEA5 |  | A Class |  |  | I-Inventory | FG-Finish Good | C | Spares | Dental Sterlizer-Spares | Dental Equiment | Main Location | 90330000 |  | FIFO | Runyes | [8 empty] | 0 | 0 | 0 | 1 | 0 | 0 | [7 empty] | 1 |  | RN/AC/SP/SOLENOID VALVE RUN-A-5
IM04775 | Dental Sterlizer Spares-Runyes-Spark Chair Air On Off Switch 2 Pin | 109001ONOFFSWITCH2PIN |  | A Class |  |  | I-Inventory | FG-Finish Good | R | Spares | Dental Sterlizer-Spares | Dental Equiment | Main Location | 90330000 |  | FIFO | Runyes | [5 empty] | . |  |  | 0 | 0 | 0 | 1 | 0 | 0 | [7 empty] | 1 |  | RN/AC/SP/SPARK CHAIR AIR ON OFF SWITCH 2 PIN
IM04776 | Dental Sterlizer Spares-Runyes-Spark Chair Air On Off Switch 4Pn | 109001ONOFFSWITCH4PIN |  | A Class |  |  | I-Inventory | FG-Finish Good | R | Spares | Dental Sterlizer-Spares | Dental Equiment | Main Location | 90330000 |  | FIFO | Runyes | [5 empty] | . |  |  | 0 | 0 | 0 | 1 | 0 | 0 | [7 empty] | 1 |  | RN/AC/SP/SPARK CHAIR AIR ON OFF SWITCH 4PN
IM04777 | Dental Sterlizer Spares-Runyes-Spark Chair Air Return Small Bottle | 109001BOTTLE |  | A Class |  |  | I-Inventory | FG-Finish Good | C | Spares | Dental Sterlizer-Spares | Dental Equiment | Main Location | 90330000 |  | FIFO | Runyes | [5 empty] | . |  |  | 0 | 0 | 0 | 1 | 0 | 0 | [7 empty] | 1 |  | RN/AC/SP/SPARK CHAIR AIR RETURN SMALL BOTTLE
IM04778 | Dental Sterlizer Spares-Runyes-Spark Chair Backrest Motor Hidden Lid | 109001BACKRESTMOTORLID |  | A Class |  |  | I-Inventory | FG-Finish Good | R | Spares | Dental Sterlizer-Spares | Dental Equiment | Main Location | 90330000 |  | FIFO | Runyes | [5 empty] | . |  |  | 0 | 0 | 0 | 1 | 0 | 0 | [7 empty] | 1 |  | RN/AC/SP/SPARK CHAIR BACKREST MOTOR HIDDEN LID
IM04779 | Dental Sterlizer Spares-Runyes-Spark Chair Holder Box | 109001HOLDERBOX |  | A Class |  |  | I-Inventory | FG-Finish Good | R | Spares | Dental Sterlizer-Spares | Dental Equiment | Main Location | 90330000 |  | FIFO | Runyes | [5 empty] | . |  |  | 0 | 0 | 0 | 1 | 0 | 0 | [7 empty] | 1 |  | RN/AC/SP/SPARK CHAIR HOLDER BOX
IM04780 | Dental Sterlizer Spares-Runyes-Spark Chair Instrument Tray Arm | 109001TRAYARM |  | A Class |  |  | I-Inventory | FG-Finish Good | R | Spares | Dental Sterlizer-Spares | Dental Equiment | Main Location | 90330000 |  | FIFO | Runyes | [5 empty] | . |  |  | 0 | 0 | 0 | 1 | 0 | 0 | [7 empty] | 1 |  | RN/AC/SP/SPARK CHAIR INSTRUMENT TRAY ARM
IM04781 | Dental Sterlizer Spares-Runyes-Spark Chair Main Foot Control On Off Lever | 109001ONOFFLEVER |  | A Class |  |  | I-Inventory | FG-Finish Good | R | Spares | Dental Sterlizer-Spares | Dental Equiment | Main Location | 90330000 |  | FIFO | Runyes | [8 empty] | 0 | 0 | 0 | 1 | 0 | 0 | [7 empty] | 1 |  | Rn/Ac/Sp/Spark Chair Main Foot Control On Off Lever
IM04782 | Dental Sterlizer Spares-Runyes-Spark Chair Motor Limit Switch | 109001MOTORLIMITSWITCH |  | A Class |  |  | I-Inventory | FG-Finish Good | R | Spares | Dental Sterlizer-Spares | Dental Equiment | Main Location | 90330000 |  | FIFO | Runyes | [5 empty] | . |  |  | 0 | 0 | 0 | 1 | 0 | 0 | [7 empty] | 1 |  | RN/AC/SP/SPARK CHAIR MOTOR LIMIT SWITCH
IM04783 | Dental Sterlizer Spares-Runyes-Spark Chair Water Complete Body | 109001WUBODY |  | A Class |  |  | I-Inventory | FG-Finish Good | R | Spares | Dental Sterlizer-Spares | Dental Equiment | Main Location | 90330000 |  | FIFO | Runyes | [5 empty] | . |  |  | 0 | 0 | 0 | 1 | 0 | 0 | [7 empty] | 1 |  | RN/AC/SP/SPARK CHAIR WATER COMPLETE BODY
IM04784 | Dental Sterlizer Spares-Runyes-Ste Series Main Pcb Card Ste-17L | 10900617LMAINPCB |  | A Class |  |  | I-Inventory | FG-Finish Good | R | Spares | Dental Sterlizer-Spares | Dental Equiment | Main Location | 90330000 |  | FIFO | Runyes | [8 empty] | 0 | 0 | 0 | 1 | 0 | 0 | [7 empty] | 1 |  | RN/AC/SP/STE SERIES MAIN PCB CARD STE-17L
IM04785 | Dental Sterlizer Spares-Runyes-Steam Generator O Ring Gaskit | 109006ORINGGASKIT |  | A Class |  |  | I-Inventory | FG-Finish Good | C | Spares | Dental Sterlizer-Spares | Dental Equiment | Main Location | 90330000 |  | FIFO | Runyes | [8 empty] | 0 | 0 | 0 | 1 | 0 | 0 | [7 empty] | 1 |  | Rn/Ac/Sp/Steam Generator O Ring Gaskit
IM04786 | Dental Sterlizer Spares-Runyes-Steam Generator Thermostate | 109006STEAMGENTHERMOSTATE |  | A Class |  |  | I-Inventory | FG-Finish Good | R | Spares | Dental Sterlizer-Spares | Dental Equiment | Main Location | 90330000 |  | FIFO | Runyes | [8 empty] | 0 | 0 | 0 | 1 | 0 | 0 | [7 empty] | 1 |  | Rn/Ac/Sp/Steam Generator Thermostate
IM04787 | Dental Sterlizer Spares-Runyes-Steam Pipe | 109006STEAMPIPE |  | A Class |  |  | I-Inventory | FG-Finish Good | C | Spares | Dental Sterlizer-Spares | Dental Equiment | Main Location | 90330000 |  | FIFO | Runyes | [8 empty] | 0 | 0 | 0 | 1 | 0 | 0 | [7 empty] | 1 |  | Rn/Ac/Sp/Steam Pipe
IM04788 | Dental Sterlizer Spares-Runyes-Steam Radiator | 109006STEAMRADIATOR |  | A Class |  |  | I-Inventory | FG-Finish Good | R | Spares | Dental Sterlizer-Spares | Dental Equiment | Main Location | 90330000 |  | FIFO | Runyes | [8 empty] | 0 | 0 | 0 | 1 | 0 | 0 | [7 empty] | 1 |  | Rn/Ac/Sp/Steam Radiator
IM04789 | Dental Sterlizer Spares-Runyes-Steam Tubing 4*8 A-53 | 109006STEAMTUBINGA53 |  | A Class |  |  | I-Inventory | FG-Finish Good | C | Spares | Dental Sterlizer-Spares | Dental Equiment | Main Location | 90330000 |  | FIFO | Runyes | [8 empty] | 0 | 0 | 0 | 1 | 0 | 0 | [7 empty] | 1 |  | RN/AC/SP/STEAM TUBING 4*8 A-53
IM04790 | Dental Sterlizer Spares-Runyes-Transformer 230V | 109006TRANSFORMER230V |  | A Class |  |  | I-Inventory | FG-Finish Good | R | Spares | Dental Sterlizer-Spares | Dental Equiment | Main Location | 90330000 |  | FIFO | Runyes | [8 empty] | 0 | 0 | 0 | 1 | 0 | 0 | [7 empty] | 1 |  | RN/AC/SP/TRANSFORMER 230V
IM04791 | Dental Sterlizer Spares-Runyes-Two Way Three Position Valve For Autocalve | 1090012WAY3POSITIONVALVE |  | A Class |  |  | I-Inventory | FG-Finish Good | R | Spares | Dental Sterlizer-Spares | Dental Equiment | Main Location | 90330000 |  | FIFO | Runyes | [8 empty] | 0 | 0 | 0 | 1 | 0 | 0 | [7 empty] | 1 |  | RN/AC/SP/TWO WAY THREE POSITION VALVE FOR AUTOCALVE
IM04792 | Dental Sterlizer Spares-Runyes-Vaccum Pump Capacitor | 109006CAPACITOR |  | A Class |  |  | I-Inventory | FG-Finish Good | R | Spares | Dental Sterlizer-Spares | Dental Equiment | Main Location | 90330000 |  | FIFO | Runyes | [8 empty] | 0 | 0 | 0 | 1 | 0 | 0 | [7 empty] | 1 |  | RN/AC/SP/VACCUM PUMP CAPACITOR
IM04793 | Dental Sterlizer Spares-Runyes-Vaccum Pump Leg Stopper | 109006VACCUMPUMPLEGSTOPPER |  | A Class |  |  | I-Inventory | FG-Finish Good | R | Spares | Dental Sterlizer-Spares | Dental Equiment | Main Location | 90330000 |  | FIFO | Runyes | [8 empty] | 0 | 0 | 0 | 1 | 0 | 0 | [7 empty] | 1 |  | RN/AC/SP/VACCUM PUMP LEG STOPPER
IM04794 | Dental Sterlizer Spares-Runyes-Vaccum Pump-806037 | 109006VACCUMPUMP806037 |  | A Class |  |  | I-Inventory | FG-Finish Good | R | Spares | Dental Sterlizer-Spares | Dental Equiment | Main Location | 90330000 |  | FIFO | Runyes | [8 empty] | 0 | 0 | 0 | 1 | 0 | 0 | [7 empty] | 1 |  | Rn/Ac/Sp/Vaccum Pump-806037
IM04795 | Dental Sterlizer Spares-Runyes-Water Outlet Valve | 109006WATEROUTLETVALVE |  | A Class |  |  | I-Inventory | FG-Finish Good | R | Spares | Dental Sterlizer-Spares | Dental Equiment | Main Location | 90330000 |  | FIFO | Runyes | [8 empty] | 0 | 0 | 0 | 1 | 0 | 0 | [7 empty] | 1 |  | Rn/Ac/Sp/Water Outlet Valve
IM04796 | Dental Sterlizer Spares-Runyes-Water Pump (220V)-806025 | 109006WATERPUMP22V806025 |  | A Class |  |  | I-Inventory | FG-Finish Good | R | Spares | Dental Sterlizer-Spares | Dental Equiment | Main Location | 90330000 |  | FIFO | Runyes | [8 empty] | 0 | 0 | 0 | 1 | 0 | 0 | [7 empty] | 1 |  | Rn/Ac/Sp/Water Pump (220V)-806025
IM04797 | Dental Sterlizer Spares-Runyes-Water Tank 0806015-00 15L | 109006115LTANK |  | A Class |  |  | I-Inventory | FG-Finish Good | R | Spares | Dental Sterlizer-Spares | Dental Equiment | Main Location | 90330000 |  | FIFO | Runyes | [8 empty] | 0 | 0 | 0 | 1 | 0 | 0 | [7 empty] | 1 |  | RN/AC/SP/WATER TANK 0806015-00 15L
IM04798 | Dental Sterlizer Spares-Runyes-Water Tank 22L Water Tank-7402000043 | 10900622LTANK |  | A Class |  |  | I-Inventory | FG-Finish Good | R | Spares | Dental Sterlizer-Spares | Dental Equiment | Main Location | 90330000 |  | FIFO | Runyes | [8 empty] | 0 | 0 | 0 | 1 | 0 | 0 | [7 empty] | 1 |  | RN/AC/SP/WATER TANK 22L WATER TANK-7402000043
IM04799 | Dental Sterlizer Spares-Runyes-Water Tank Filter Chamber Plastic | 109006TANKFILTER |  | A Class |  |  | I-Inventory | FG-Finish Good | C | Spares | Dental Sterlizer-Spares | Dental Equiment | Main Location | 90330000 |  | FIFO | Runyes | [8 empty] | 0 | 0 | 0 | 1 | 0 | 0 | [7 empty] | 1 |  | Rn/Ac/Sp/Water Tank Filter Chamber Plastic
IM04800 | Dental Sterlizer Spares-Runyes-Water Tank With Upper Cover 22Ltr(New Type) | 109001UPPERCOVER22L |  | A Class |  |  | I-Inventory | FG-Finish Good | R | Spares | Dental Sterlizer-Spares | Dental Equiment | Main Location | 90330000 |  | FIFO | Runyes | [5 empty] | . |  |  | 0 | 0 | 0 | 1 | 0 | 0 | [7 empty] | 1 |  | RN/AC/SP/WATER TANK WITH UPPER COVER 22LTR(NEW TYPE)
IM04801 | Dental Sterlizer Spares-Runyes-Water Valve | 109006WATERVALVE |  | A Class |  |  | I-Inventory | FG-Finish Good | R | Spares | Dental Sterlizer-Spares | Dental Equiment | Main Location | 90330000 |  | FIFO | Runyes | [8 empty] | 0 | 0 | 0 | 1 | 0 | 0 | [7 empty] | 1 |  | Rn/Ac/Sp/Water Valve
IM04802 | Dental Sterlizer Spares-Runyes-Weave Silicon Tubing | 109006SILICONTUBING |  | A Class |  |  | I-Inventory | FG-Finish Good | C | Spares | Dental Sterlizer-Spares | Dental Equiment | Main Location | 90330000 |  | FIFO | Runyes | [5 empty] | .. |  |  | 0 | 0 | 0 | 1 | 0 | 0 | [7 empty] | 1 |  | RN/AC/SP/WEAVE SILICON TUBING
IM04803 | Dental Sterlizer Spares-Runyes-22/23Ltr Autocalve Left Side Metal Cover | 10900622L23LLEFTSIDEMETALCOVER |  | A Class |  |  | I-Inventory | FG-Finish Good | R | Spares | Dental Sterlizer-Spares | Dental Equiment | Main Location | 90330000 |  | FIFO | Runyes | [8 empty] | 0 | 0 | 0 | 1 | 0 | 0 | [7 empty] | 1 |  | RN/AC/SP/22/23LTR AUTOCALVE LEFT SIDE METAL COVER
IM04804 | Dental Sterlizer Spares-Runyes-22/23Ltr Autocalve Right Side Metal Cover | 10900622L23LRIGHTSIDEMETALCOVER |  | A Class |  |  | I-Inventory | FG-Finish Good | R | Spares | Dental Sterlizer-Spares | Dental Equiment | Main Location | 90330000 |  | FIFO | Runyes | [8 empty] | 0 | 0 | 0 | 1 | 0 | 0 | [7 empty] | 1 |  | RN/AC/SP/22/23LTR AUTOCALVE RIGHT SIDE METAL COVER
IM04805 | Dental Sterlizer Spares-Runyes-Autoclave Gaskit 17L/22L | 10900617L22LGASKIT |  | A Class |  |  | I-Inventory | FG-Finish Good | C | Spares | Dental Sterlizer-Spares | Dental Equiment | Main Location | 90330000 |  | FIFO | Runyes | [8 empty] | 0 | 0 | 0 | 1 | 0 | 0 | [7 empty] | 1 |  | Rn/Ac/Sp/Autoclave Gaskit 17L/22L
IM04806 | Dental Sterlizer Spares-Runyes-Door Shell Yun-17/Yun-22 A-9 | 109006DOORSHELLA9 |  | A Class |  |  | I-Inventory | FG-Finish Good | R | Spares | Dental Sterlizer-Spares | Dental Equiment | Main Location | 90330000 |  | FIFO | Runyes | [8 empty] | 0 | 0 | 0 | 1 | 0 | 0 | [7 empty] | 1 |  | Rn/Ac/Sp/Door Shell Yun-17/Yun-22 A-9
IM04807 | Dental Sterlizer Spares-Runyes-Water Draing Filter With Net 7502030269/7502030270 | 109006FILTERWITHNET7502030269/7502030270 |  | A Class |  |  | I-Inventory | FG-Finish Good | R | Spares | Dental Sterlizer-Spares | Dental Equiment | Main Location | 90330000 |  | FIFO | Runyes | [8 empty] | 0 | 0 | 0 | 1 | 0 | 0 | [7 empty] | 1 |  | RN/AC/SP/WATER DRAING FILTER WITH NET 7502030269/7502030270
IM04808 | Dv/Dd/Cm/2Mmpp S10 P020010 | 207047DIADENTPP10P020010 |  | A Class |  |  | I-Inventory | FG-Finish Good | C | Consumables | Dia Dent | Dental Equiment | Main Location | 30064000 |  | FIFO | Dental Avenue | [8 empty] | 0 | 0 | 0 | 1 | 0 | 0 | [7 empty] | 1 |  | Dia Dent-Dental Avenue-2MMPP S10 P020010
IM04809 | Dv/Dd/Cm/2Mmpp S15 P020015 | 207047DIADENTPP15P020015 |  | A Class |  |  | I-Inventory | FG-Finish Good | C | Consumables | Dia Dent | Dental Equiment | Main Location |  |  | FIFO | Dental Avenue | [8 empty] | 0 | 0 | 0 | 1 | 0 | 0 | [7 empty] | 1 |  | Dia Dent-Dental Avenue-2MMPP S15 P020015
IM04810 | Dv/Dd/Cm/2Mmpp S15-40 P021540 | 207047DIADENTPP15/40P021540 |  | A Class |  |  | I-Inventory | FG-Finish Good | C | Consumables | Dia Dent | Dental Equiment | Main Location | 30064000 |  | FIFO | Dental Avenue | [8 empty] | 0 | 0 | 0 | 1 | 0 | 0 | [7 empty] | 1 |  | Dia Dent-Dental Avenue-2MMPP S15-40 P021540
IM04811 | Dv/Dd/Cm/2Mmpp S20 P020020 | 207047DIADENTPP20P020020 |  | A Class |  |  | I-Inventory | FG-Finish Good | C | Consumables | Dia Dent | Dental Equiment | Main Location | 30064000 |  | FIFO | Dental Avenue | [8 empty] | 0 | 0 | 0 | 1 | 0 | 0 | [7 empty] | 1 |  | Dia Dent-Dental Avenue-2MMPP S20 P020020
IM04812 | Dv/Dd/Cm/Gp Ml029 S08 G020008 | 207047DIADENTGP08G020008 |  | A Class |  |  | I-Inventory | FG-Finish Good | C | Consumables | Dia Dent | Dental Equiment | Main Location | 30064000 |  | FIFO | Dental Avenue | [8 empty] | 0 | 0 | 0 | 1 | 0 | 0 | [7 empty] | 1 |  | Dia Dent-Dental Avenue-GP ML029 S08 G020008
IM04813 | Dv/Dd/Cm/Gp Ml029 S10 G020010 | 207047DIADENTGP10G020010 |  | A Class |  |  | I-Inventory | TG-Trading Good |  | Consumables | Dia Dent | Dental Equiment | Main Location | 30064000 |  | FIFO | Dental Avenue | [8 empty] | 0 | 0 | 0 | 1 | 0 | 0 | [7 empty] | 1 |  | Dia Dent-Dental Avenue-GP ML029 S10 G020010
IM04814 | Dv/Dd/Cm/Gp Ml029 S20 G020020 | 207047DIADENTGP20G020020 |  | A Class |  |  | I-Inventory | FG-Finish Good | C | Consumables | Dia Dent | Dental Equiment | Main Location | 30064000 |  | FIFO | Dental Avenue | [8 empty] | 0 | 0 | 0 | 1 | 0 | 0 | [7 empty] | 1 |  | Dia Dent-Dental Avenue-GP ML029 S20 G020020
IM04815 | Dv/Dd/Cm/Gp Ml029 S25 G020025 | 207047DIADENTGP25G020025 |  | A Class |  |  | I-Inventory | FG-Finish Good | C | Consumables | Dia Dent | Dental Equiment | Main Location | 30064000 |  | FIFO | Dental Avenue | [8 empty] | 0 | 0 | 0 | 1 | 0 | 0 | [7 empty] | 1 |  | Dia Dent-Dental Avenue-GP ML029 S25 G020025
IM04816 | Dv/Dd/Cm/Gp Ml029 S30 G020030 | 207047DIADENTGP30G020030 |  | A Class |  |  | I-Inventory | FG-Finish Good | C | Consumables | Dia Dent | Dental Equiment | Main Location | 30064000 |  | FIFO | Dental Avenue | [8 empty] | 0 | 0 | 0 | 1 | 0 | 0 | [7 empty] | 1 |  | Dia Dent-Dental Avenue-GP ML029 S30 G020030
IM04817 | Dv/Dd/Cm/Gp Ml029 S40 G020040 | 207047DIADENTGP40G020040 |  | A Class |  |  | I-Inventory | FG-Finish Good | C | Consumables | Dia Dent | Dental Equiment | Main Location | 30064000 |  | FIFO | Dental Avenue | [8 empty] | 0 | 0 | 0 | 1 | 0 | 0 | [7 empty] | 1 |  | Dia Dent-Dental Avenue-GP ML029 S40 G020040
IM04818 | Dv/Dd/Cm/Gp Ml029 S45 G020045 | 207047DIADENTGP45G020045 |  | A Class |  |  | I-Inventory | FG-Finish Good | C | Consumables | Dia Dent | Dental Equiment | Main Location | 30064000 |  | FIFO | Dental Avenue | [8 empty] | 0 | 0 | 0 | 1 | 0 | 0 | [7 empty] | 1 |  | Dia Dent-Dental Avenue-GP ML029 S45 G020045
IM04819 | Dv/Dd/Cm/Gp Ml029 S45-80 G024580 | 207047DIADENTGP45/80G024580 |  | A Class |  |  | I-Inventory | FG-Finish Good | C | Consumables | Dia Dent | Dental Equiment | Main Location | 30064000 |  | FIFO | Dental Avenue | [8 empty] | 0 | 0 | 0 | 1 | 0 | 0 | [7 empty] | 1 |  | Dia Dent-Dental Avenue-GP ML029 S45-80 G024580
IM04820 | Dv/Dd/Cm/Gp Ml029 S50 G020050 | 207047DIADENTGP50G020050 |  | A Class |  |  | I-Inventory | FG-Finish Good | C | Consumables | Dia Dent | Dental Equiment | Main Location | 30064000 |  | FIFO | Dental Avenue | [8 empty] | 0 | 0 | 0 | 1 | 0 | 0 | [7 empty] | 1 |  | Dia Dent-Dental Avenue-GP ML029 S50 G020050
IM04821 | Dv/Dd/Cm/Gp Ml029 S60 G020060 | 207047DIADENTGP60G020060 |  | A Class |  |  | I-Inventory | FG-Finish Good | C | Consumables | Dia Dent | Dental Equiment | Main Location | 30064000 |  | FIFO | Dental Avenue | [8 empty] | 0 | 0 | 0 | 1 | 0 | 0 | [7 empty] | 1 |  | Dia Dent-Dental Avenue-GP ML029 S60 G020060
IM04822 | Dv/Dd/Cm/Gp Ml029 S70 G020070 | 207047DIADENTGP70G020070 |  | A Class |  |  | I-Inventory | FG-Finish Good | C | Consumables | Dia Dent | Dental Equiment | Main Location | 30064000 |  | FIFO | Dental Avenue | [8 empty] | 0 | 0 | 0 | 1 | 0 | 0 | [7 empty] | 1 |  | Dia Dent-Dental Avenue-GP ML029 S70 G020070
IM04823 | Dv/Dd/Cm/Gp Ml029 S80 G020080 | 207047DIADENTGP80G020080 |  | A Class |  |  | I-Inventory | FG-Finish Good | C | Consumables | Dia Dent | Dental Equiment | Main Location | 30064000 |  | FIFO | Dental Avenue | [8 empty] | 0 | 0 | 0 | 1 | 0 | 0 | [7 empty] | 1 |  | Dia Dent-Dental Avenue-GP ML029 S80 G020080
IM04824 | Dv/Dd/Cm/Gp Prot Plus F1 G0000F1 | 207047DIAPROGPPROTPLUSF1G000F1 |  | A Class |  |  | I-Inventory | FG-Finish Good | C | Consumables | Dia Dent | Dental Equiment | Main Location | 30064000 |  | FIFO | Dental Avenue | [8 empty] | 0 | 0 | 0 | 1 | 0 | 0 | [7 empty] | 1 |  | Dia Dent-Dental Avenue-GP PROT PLUS F1 G0000F1
IM04825 | Dv/Dd/Cm/Gp Prot Plus F1F2F3 | 207047DIAPROGPPROTPLUSGF1F2F3 |  | A Class |  |  | I-Inventory | FG-Finish Good | C | Consumables | Dia Dent | Dental Equiment | Main Location | 30064000 |  | FIFO | Dental Avenue | [8 empty] | 0 | 0 | 0 | 1 | 0 | 0 | [7 empty] | 1 |  | Dia Dent-Dental Avenue-GP PROT PLUS F1F2F3
IM04826 | Dv/Dd/Cm/Gp Prot Plus F2 60 Pk G0000F2 | 207047DIAPROGPPROTPLUSF2G000F2 |  | A Class |  |  | I-Inventory | FG-Finish Good | C | Consumables | Dia Dent | Dental Equiment | Main Location | 30064000 |  | FIFO | Dental Avenue | [8 empty] | 0 | 0 | 0 | 1 | 0 | 0 | [7 empty] | 1 |  | Dia Dent-Dental Avenue-GP PROT PLUS F2 60 PK G0000F2
IM04827 | Dv/Dd/Cm/Gp Prot Plus F4 60 Pk G0000F4 | 207047DIAPROGPPROTPLUSF4G000F4 |  | A Class |  |  | I-Inventory | FG-Finish Good | C | Consumables | Dia Dent | Dental Equiment | Main Location | 30064000 |  | FIFO | Dental Avenue | [8 empty] | 0 | 0 | 0 | 1 | 0 | 0 | [7 empty] | 1 |  | Dia Dent-Dental Avenue-GP PROT PLUS F4 60 PK G0000F4
IM04828 | Dv/Dd/Cm/Gp Prot Plus F4F5 60 Pk G0000F4F5 | 207047DIAPROGPPROTPLUSF4F5G000F4F5 |  | A Class |  |  | I-Inventory | FG-Finish Good | R | Consumables | Dia Dent | Dental Equiment | Main Location | 30064000 |  | FIFO | Dental Avenue | [8 empty] | 0 | 0 | 0 | 1 | 0 | 0 | [7 empty] | 1 |  | Dia Dent-Dental Avenue-GP PROT PLUS F4F5 60 PK G0000F4F5
IM04829 | Dv/Dd/Cm/Gp Prot Plus F5 60 Pk G0000F5 | 207047DIAPROGPPROTPLUSF5G000F5 |  | A Class |  |  | I-Inventory | TG-Trading Good |  | Consumables | Dia Dent | Dental Equiment | Main Location | 30064000 |  | FIFO | Dental Avenue | [8 empty] | 0 | 0 | 0 | 1 | 0 | 0 | [7 empty] | 1 |  | Dia Dent-Dental Avenue-GP PROT PLUS F5 60 PK G0000F5
IM04830 | Dv/Dd/Cm/Pp 30 Pp P020030 | 207047DIADENTPP30P020030 |  | A Class |  |  | I-Inventory | FG-Finish Good | C | Consumables | Dia Dent | Dental Equiment | Main Location | 30064000 |  | FIFO | Dental Avenue | [8 empty] | 0 | 0 | 0 | 1 | 0 | 0 | [7 empty] | 1 |  | Dia Dent-Dental Avenue-PP 30 PP P020030
IM04831 | Dv/Dd/Cm/Pp 35 Pp P020035 | 207047DIADENTPP35P020035 |  | A Class |  |  | I-Inventory | FG-Finish Good | C | Consumables | Dia Dent | Dental Equiment | Main Location | 30064000 |  | FIFO | Dental Avenue | [8 empty] | 0 | 0 | 0 | 1 | 0 | 0 | [7 empty] | 1 |  | Dia Dent-Dental Avenue-PP 35 PP P020035
IM04832 | Dv/Dd/Cm/Pp 40 Pp P020040 | 207047DIADENTPP40P020040 |  | A Class |  |  | I-Inventory | FG-Finish Good | C | Consumables | Dia Dent | Dental Equiment | Main Location | 30064000 |  | FIFO | Dental Avenue | [8 empty] | 0 | 0 | 0 | 1 | 0 | 0 | [7 empty] | 1 |  | Dia Dent-Dental Avenue-PP 40 PP P020040
IM04833 | Dv/Dd/Cm/Pp 45 Pp P020045 | 207047DIADENTPP45P020045 |  | A Class |  |  | I-Inventory | FG-Finish Good | C | Consumables | Dia Dent | Dental Equiment | Main Location | 30064000 |  | FIFO | Dental Avenue | [8 empty] | 0 | 0 | 0 | 1 | 0 | 0 | [7 empty] | 1 |  | Dia Dent-Dental Avenue-PP 45 PP P020045
IM04834 | Dv/Dd/Cm/Pp 45/80 Pp P024580 | 207047DIADENTPP45/80P024580 |  | A Class |  |  | I-Inventory | FG-Finish Good | C | Consumables | Dia Dent | Dental Equiment | Main Location | 30064000 |  | FIFO | Dental Avenue | [8 empty] | 0 | 0 | 0 | 1 | 0 | 0 | [7 empty] | 1 |  | Dia Dent-Dental Avenue-PP 45/80 PP P024580
IM04835 | Dv/Dd/Cm/Pp 50 Pp | 207047DIADENTPP50 |  | A Class |  |  | I-Inventory | FG-Finish Good | C | Consumables | Dia Dent | Dental Equiment | Main Location | 30064000 |  | FIFO | Dental Avenue | [8 empty] | 0 | 0 | 0 | 1 | 0 | 0 | [7 empty] | 1 |  | Dia Dent-Dental Avenue-PP 50 PP
IM04836 | Dv/Dd/Cm/Pp 55 Pp P020055 | 207047DIADENTPP55P020055 |  | A Class |  |  | I-Inventory | FG-Finish Good | C | Consumables | Dia Dent | Dental Equiment | Main Location | 30064000 |  | FIFO | Dental Avenue | [8 empty] | 0 | 0 | 0 | 1 | 0 | 0 | [7 empty] | 1 |  | Dia Dent-Dental Avenue-PP 55 PP P020055
IM04837 | Dv/Dd/Cm/Pp 60 Pp P020060 | 207047DIADENTPP60P020060 |  | A Class |  |  | I-Inventory | FG-Finish Good | C | Consumables | Dia Dent | Dental Equiment | Main Location | 30064000 |  | FIFO | Dental Avenue | [8 empty] | 0 | 0 | 0 | 1 | 0 | 0 | [7 empty] | 1 |  | Dia Dent-Dental Avenue-PP 60 PP P020060
IM04838 | Dv/Dd/Cm/Pp 70 Pp P020070 | 207047DIADENTPP70P020070 |  | A Class |  |  | I-Inventory | FG-Finish Good | C | Consumables | Dia Dent | Dental Equiment | Main Location | 30064000 |  | FIFO | Dental Avenue | [8 empty] | 0 | 0 | 0 | 1 | 0 | 0 | [7 empty] | 1 |  | Dia Dent-Dental Avenue-PP 70 PP P020070
IM04839 | Dv/Dd/Cm/Pp Prot F1 P0000F1 | 207047DIAPPPROTF1P0000F1 |  | A Class |  |  | I-Inventory | FG-Finish Good | C | Consumables | Dia Dent | Dental Equiment | Main Location | 30064000 |  | FIFO | Dental Avenue | [8 empty] | 0 | 0 | 0 | 1 | 0 | 0 | [7 empty] | 1 |  | Dia Dent-Dental Avenue-PP PROT F1 P0000F1
IM04840 | Dv/Dd/Cm/Pp Prot F2 P0000F2 | 207047DIAPPPROTF2P0000F2 |  | A Class |  |  | I-Inventory | FG-Finish Good | C | Consumables | Dia Dent | Dental Equiment | Main Location | 30064000 |  | FIFO | Dental Avenue | [8 empty] | 0 | 0 | 0 | 1 | 0 | 0 | [7 empty] | 1 |  | Dia Dent-Dental Avenue-PP PROT F2 P0000F2
IM04841 | Dv/Dd/Cm/Pp Prot F3 P0000F3 | 207047DIAPPPROTF3P0000F3 |  | A Class |  |  | I-Inventory | FG-Finish Good | C | Consumables | Dia Dent | Dental Equiment | Main Location | 30064000 |  | FIFO | Dental Avenue | [8 empty] | 0 | 0 | 0 | 1 | 0 | 0 | [7 empty] | 1 |  | Dia Dent-Dental Avenue-PP PROT F3 P0000F3
IM04842 | Dia Pro-Dental Avenue-Dia Gp Pro Iso 15/40 G061540 | 207047DIAGPPPROISO06601540G061540 |  | A Class |  |  | I-Inventory | FG-Finish Good | C | Consumables | Dia Pro | Dental Equiment | Main Location | 30064000 |  | FIFO | Dental Avenue | [8 empty] | 0 | 0 | 0 | 1 | 0 | 0 | [7 empty] | 1 |  | DV/DP/CM/DIA GP PRO ISO 15/40 G061540
IM04843 | Dia Pro-Dental Avenue-Dia Pp Pro Iso 04 Plus 45/80 P044580 | 207047DIAPPPROISO044580P044580 |  | A Class |  |  | I-Inventory | FG-Finish Good | C | Consumables | Dia Pro | Dental Equiment | Main Location | 30064000 |  | FIFO | Dental Avenue | [8 empty] | 0 | 0 | 0 | 1 | 0 | 0 | [7 empty] | 1 |  | DV/DP/CM/DIA PP PRO ISO 04 PLUS 45/80 P044580
IM04844 | Dia Pro-Dental Avenue-Dia Pp Pro Iso 06 Plus 15/40 P061540 | 207047DIAPPPROISO061540P061540 |  | A Class |  |  | I-Inventory | FG-Finish Good | C | Consumables | Dia Pro | Dental Equiment | Main Location | 30064000 |  | FIFO | Dental Avenue | [8 empty] | 0 | 0 | 0 | 1 | 0 | 0 | [7 empty] | 1 |  | DV/DP/CM/DIA PP PRO ISO 06 PLUS 15/40 P061540
IM04845 | Dia Pro-Dental Avenue-Dia Gp Pro Iso 04 G041540 | 207047DIAGPPPROISO04G041540 |  | A Class |  |  | I-Inventory | FG-Finish Good | C | Consumables | Dia Pro | Dental Equiment | Main Location | 30064000 |  | FIFO | Dental Avenue | [8 empty] | 0 | 0 | 0 | 1 | 0 | 0 | [7 empty] | 1 |  | DV/DP/CM/DIA GP PRO ISO 04 G041540
IM04846 | Dia Pro-Dental Avenue-Dia Gp Pro Iso 04 S45-80 | 207047DIAGPPPROISO45/80G041540 |  | A Class |  |  | I-Inventory | FG-Finish Good | C | Consumables | Dia Pro | Dental Equiment | Main Location | 30064000 |  | FIFO | Dental Avenue | [8 empty] | 0 | 0 | 0 | 1 | 0 | 0 | [7 empty] | 1 |  | DV/DP/CM/DIA GP PRO ISO 04 S45-80
IM04847 | Dia Pro-Dental Avenue-Dia Gp Pro Iso 15 G040015 | 207047DIAGPPPROISO0415G040015 |  | A Class |  |  | I-Inventory | FG-Finish Good | C | Consumables | Dia Pro | Dental Equiment | Main Location | 30064000 |  | FIFO | Dental Avenue | [8 empty] | 0 | 0 | 0 | 1 | 0 | 0 | [7 empty] | 1 |  | DV/DP/CM/DIA GP PRO ISO 15 G040015
IM04848 | Dia Pro-Dental Avenue-Dia Gp Pro Iso 15 G060015 | 207047DIAGPPPROISO0615G060015 |  | A Class |  |  | I-Inventory | FG-Finish Good | C | Consumables | Dia Pro | Dental Equiment | Main Location | 30064000 |  | FIFO | Dental Avenue | [8 empty] | 0 | 0 | 0 | 1 | 0 | 0 | [7 empty] | 1 |  | DV/DP/CM/DIA GP PRO ISO 15 G060015
IM04849 | Dia Pro-Dental Avenue-Dia Gp Pro Iso 20 G040020 | 207047DIAGPPPROISO0420G040020 |  | A Class |  |  | I-Inventory | FG-Finish Good | C | Consumables | Dia Pro | Dental Equiment | Main Location | 30064000 |  | FIFO | Dental Avenue | [8 empty] | 0 | 0 | 0 | 1 | 0 | 0 | [7 empty] | 1 |  | DV/DP/CM/DIA GP PRO ISO 20 G040020
IM04850 | Dia Pro-Dental Avenue-Dia Gp Pro Iso 20 G060020 | 207047DIAGPPPROISO0620G060020 |  | A Class |  |  | I-Inventory | FG-Finish Good | C | Consumables | Dia Pro | Dental Equiment | Main Location | 30064000 |  | FIFO | Dental Avenue | [8 empty] | 0 | 0 | 0 | 1 | 0 | 0 | [7 empty] | 1 |  | DV/DP/CM/DIA GP PRO ISO 20 G060020
IM04851 | Dia Pro-Dental Avenue-Dia Gp Pro Iso 25 G040025 | 207047DIAGPPPROISO0425G040025 |  | A Class |  |  | I-Inventory | FG-Finish Good | C | Consumables | Dia Pro | Dental Equiment | Main Location | 30064000 |  | FIFO | Dental Avenue | [8 empty] | 0 | 0 | 0 | 1 | 0 | 0 | [7 empty] | 1 |  | DV/DP/CM/DIA GP PRO ISO 25 G040025
IM04852 | Dia Pro-Dental Avenue-Dia Gp Pro Iso 25 G060025 | 207047DIAGPPPROISO0625G060025 |  | A Class |  |  | I-Inventory | FG-Finish Good | C | Consumables | Dia Pro | Dental Equiment | Main Location | 30064000 |  | FIFO | Dental Avenue | [8 empty] | 0 | 0 | 0 | 1 | 0 | 0 | [7 empty] | 1 |  | DV/DP/CM/DIA GP PRO ISO 25 G060025
IM04853 | Dia Pro-Dental Avenue-Dia Gp Pro Iso 30 G040030 | 207047DIAGPPPROISO0430G040030 |  | A Class |  |  | I-Inventory | FG-Finish Good | C | Consumables | Dia Pro | Dental Equiment | Main Location | 30064000 |  | FIFO | Dental Avenue | [8 empty] | 0 | 0 | 0 | 1 | 0 | 0 | [7 empty] | 1 |  | DV/DP/CM/DIA GP PRO ISO 30 G040030
IM04854 | Dia Pro-Dental Avenue-Dia Gp Pro Iso 30 G060030 | 207047DIAGPPPROISO0630G060030 |  | A Class |  |  | I-Inventory | FG-Finish Good | C | Consumables | Dia Pro | Dental Equiment | Main Location | 30064000 |  | FIFO | Dental Avenue | [8 empty] | 0 | 0 | 0 | 1 | 0 | 0 | [7 empty] | 1 |  | DV/DP/CM/DIA GP PRO ISO 30 G060030
IM04855 | Dia Pro-Dental Avenue-Dia Gp Pro Iso 35 G040035 | 207047DIAGPPPROISO0435G040035 |  | A Class |  |  | I-Inventory | FG-Finish Good | C | Consumables | Dia Pro | Dental Equiment | Main Location | 30064000 |  | FIFO | Dental Avenue | [8 empty] | 0 | 0 | 0 | 1 | 0 | 0 | [7 empty] | 1 |  | DV/DP/CM/DIA GP PRO ISO 35 G040035
IM04856 | Dia Pro-Dental Avenue-Dia Gp Pro Iso 35 G060035 | 207047DIAGPPPROISO0635G060035 |  | A Class |  |  | I-Inventory | FG-Finish Good | C | Consumables | Dia Pro | Dental Equiment | Main Location | 30064000 |  | FIFO | Dental Avenue | [8 empty] | 0 | 0 | 0 | 1 | 0 | 0 | [7 empty] | 1 |  | DV/DP/CM/DIA GP PRO ISO 35 G060035
IM04857 | Dia Pro-Dental Avenue-Dia Gp Pro Iso 40 G040040 | 207047DIAGPPPROISO0440G040040 |  | A Class |  |  | I-Inventory | FG-Finish Good | C | Consumables | Dia Pro | Dental Equiment | Main Location | 30064000 |  | FIFO | Dental Avenue | [8 empty] | 0 | 0 | 0 | 1 | 0 | 0 | [7 empty] | 1 |  | DV/DP/CM/DIA GP PRO ISO 40 G040040
IM04858 | Dia Pro-Dental Avenue-Dia Gp Pro Iso 40 G060040 | 207047DIAGPPPROISO0640G060040 |  | A Class |  |  | I-Inventory | FG-Finish Good | C | Consumables | Dia Pro | Dental Equiment | Main Location | 30064000 |  | FIFO | Dental Avenue | [8 empty] | 0 | 0 | 0 | 1 | 0 | 0 | [7 empty] | 1 |  | DV/DP/CM/DIA GP PRO ISO 40 G060040
IM04859 | Dia Pro-Dental Avenue-Dia Gp Pro Iso 45 G040045 | 207047DIAGPPPROISO0445G040045 |  | A Class |  |  | I-Inventory | FG-Finish Good | C | Consumables | Dia Pro | Dental Equiment | Main Location | 30064000 |  | FIFO | Dental Avenue | [8 empty] | 0 | 0 | 0 | 1 | 0 | 0 | [7 empty] | 1 |  | DV/DP/CM/DIA GP PRO ISO 45 G040045
IM04860 | Dia Pro-Dental Avenue-Dia Gp Pro Iso 45 G060045 | 207047DIAGPPPROISO0645G060045 |  | A Class |  |  | I-Inventory | FG-Finish Good | C | Consumables | Dia Pro | Dental Equiment | Main Location | 30064000 |  | FIFO | Dental Avenue | [8 empty] | 0 | 0 | 0 | 1 | 0 | 0 | [7 empty] | 1 |  | DV/DP/CM/DIA GP PRO ISO 45 G060045
IM04861 | Dia Pro-Dental Avenue-Dia Gp Pro Iso 4580 G064580 | 207047DIAGPPPROISO064580G064580 |  | A Class |  |  | I-Inventory | FG-Finish Good | C | Consumables | Dia Pro | Dental Equiment | Main Location | 30064000 |  | FIFO | Dental Avenue | [8 empty] | 0 | 0 | 0 | 1 | 0 | 0 | [7 empty] | 1 |  | DV/DP/CM/DIA GP PRO ISO 4580 G064580
IM04862 | Dia Pro-Dental Avenue-Dia Pp Pro Iso 04 Plus 1540 P041540 | 207047DIAPPPROISO041540P041540 |  | A Class |  |  | I-Inventory | FG-Finish Good | C | Consumables | Dia Pro | Dental Equiment | Main Location | 30064000 |  | FIFO | Dental Avenue | [8 empty] | 0 | 0 | 0 | 1 | 0 | 0 | [7 empty] | 1 |  | DV/DP/CM/DIA PP PRO ISO 04 PLUS 1540 P041540
IM04863 | Dia Pro-Dental Avenue-Dia Pp Pro Iso 04 Plus 20 P040020 | 207047DIAPPPROISO0420P040020 |  | A Class |  |  | I-Inventory | FG-Finish Good | C | Consumables | Dia Pro | Dental Equiment | Main Location |  |  | FIFO | Dental Avenue | [8 empty] | 0 | 0 | 0 | 1 | 0 | 0 | [7 empty] | 1 |  | DV/DP/CM/DIA PP PRO ISO 04 PLUS 20 P040020
IM04864 | Dia Pro-Dental Avenue-Dia Pp Pro Iso 04 Plus 25 P040025 | 207047DIAPPPROISO0425P040025 |  | A Class |  |  | I-Inventory | FG-Finish Good | C | Consumables | Dia Pro | Dental Equiment | Main Location | 30064000 |  | FIFO | Dental Avenue | [8 empty] | 0 | 0 | 0 | 1 | 0 | 0 | [7 empty] | 1 |  | DV/DP/CM/DIA PP PRO ISO 04 PLUS 25 P040025
IM04865 | Dia Pro-Dental Avenue-Dia Pp Pro Iso 04 Plus 30 P040030 | 207047DIAPPPROISO0430P040030 |  | A Class |  |  | I-Inventory | FG-Finish Good | C | Consumables | Dia Pro | Dental Equiment | Main Location | 30064000 |  | FIFO | Dental Avenue | [8 empty] | 0 | 0 | 0 | 1 | 0 | 0 | [7 empty] | 1 |  | DV/DP/CM/DIA PP PRO ISO 04 PLUS 30 P040030
IM04866 | Dia Pro-Dental Avenue-Dia Pp Pro Iso 04 Plus 35 P040035 | 207047DIAPPPROISO0435P040035 |  | A Class |  |  | I-Inventory | FG-Finish Good | C | Consumables | Dia Pro | Dental Equiment | Main Location | 30064000 |  | FIFO | Dental Avenue | [8 empty] | 0 | 0 | 0 | 1 | 0 | 0 | [7 empty] | 1 |  | DV/DP/CM/DIA PP PRO ISO 04 PLUS 35 P040035
IM04867 | Dia Pro-Dental Avenue-Dia Pp Pro Iso 04 Plus 40 P040040 | 207047DIAPPPROISO0440P040040 |  | A Class |  |  | I-Inventory | FG-Finish Good | C | Consumables | Dia Pro | Dental Equiment | Main Location | 90330000 |  | FIFO | Dental Avenue | [8 empty] | 0 | 0 | 0 | 1 | 0 | 0 | [7 empty] | 1 |  | DV/DP/CM/DIA PP PRO ISO 04 PLUS 40 P040040
IM04868 | Dia Pro-Dental Avenue-Dia Pp Pro Iso 04 S15 | 207047DIAPPPROISO0415P040015 |  | A Class |  |  | I-Inventory | FG-Finish Good | C | Consumables | Dia Pro | Dental Equiment | Main Location | 30064000 |  | FIFO | Dental Avenue | [8 empty] | 0 | 0 | 0 | 1 | 0 | 0 | [7 empty] | 1 |  | DV/DP/CM/DIA PP PRO ISO 04 S15
IM04869 | Dia Pro-Dental Avenue-Dia Pp Pro Iso 06 Plus 20 | 207047DIAPPPROISO0620 |  | A Class |  |  | I-Inventory | FG-Finish Good | C | Consumables | Dia Pro | Dental Equiment | Main Location | 30064000 |  | FIFO | Dental Avenue | [8 empty] | 0 | 0 | 0 | 1 | 0 | 0 | [7 empty] | 1 |  | DV/DP/CM/DIA PP PRO ISO 06 PLUS 20
IM04870 | Dia Pro-Dental Avenue-Dia Pp Pro Iso 06 Plus 25 P060025 | 207047DIAPPPROISO0625P060025 |  | A Class |  |  | I-Inventory | FG-Finish Good | C | Consumables | Dia Pro | Dental Equiment | Main Location | 30064000 |  | FIFO | Dental Avenue | [8 empty] | 0 | 0 | 0 | 1 | 0 | 0 | [7 empty] | 1 |  | DV/DP/CM/DIA PP PRO ISO 06 PLUS 25 P060025
IM04871 | Dia Pro-Dental Avenue-Dia Pp Pro Iso 06 Plus 30 P060030 | 207047DIAPPPROISO0630P060030 |  | A Class |  |  | I-Inventory | FG-Finish Good | C | Consumables | Dia Pro | Dental Equiment | Main Location | 30064000 |  | FIFO | Dental Avenue | [8 empty] | 0 | 0 | 0 | 1 | 0 | 0 | [7 empty] | 1 |  | DV/DP/CM/DIA PP PRO ISO 06 PLUS 30 P060030
IM04872 | Dia Pro-Dental Avenue-Dia Pp Pro Iso 06 Plus 35 P060035 | 207047DIAPPPROISO0635P060035 |  | A Class |  |  | I-Inventory | FG-Finish Good | C | Consumables | Dia Pro | Dental Equiment | Main Location | 30064000 |  | FIFO | Dental Avenue | [8 empty] | 0 | 0 | 0 | 1 | 0 | 0 | [7 empty] | 1 |  | DV/DP/CM/DIA PP PRO ISO 06 PLUS 35 P060035
IM04873 | Dia Pro-Dental Avenue-Dia Pp Pro Iso 06 Plus 40 P060040 | 207047DIAPPPROISO0640P060040 |  | A Class |  |  | I-Inventory | TG-Trading Good |  | Consumables | Dia Pro | Dental Equiment | Main Location |  |  | FIFO | Dental Avenue | [8 empty] | 0 | 0 | 0 | 1 | 0 | 0 | [7 empty] | 1 |  | DV/DP/CM/DIA PP PRO ISO 06 PLUS 40 P060040
IM04874 | Dia Pro-Dental Avenue-Dia Pp Pro Iso 06 Plus 4580 P064580 | 207047DIAPPPROISO064580P064580 |  | A Class |  |  | I-Inventory | FG-Finish Good | C | Consumables | Dia Pro | Dental Equiment | Main Location | 30064000 |  | FIFO | Dental Avenue | [8 empty] | 0 | 0 | 0 | 1 | 0 | 0 | [7 empty] | 1 |  | DV/DP/CM/DIA PP PRO ISO 06 PLUS 4580 P064580
IM04875 | Disinfectoner- Durr Dental Hygowipe Plus Paper Roll | 1500426010001 |  | A Class |  |  | I-Inventory | TG-Trading Good |  | Consumables | Disinfectoner | Dental Equiment | Main Location |  |  | FIFO | Durr Dental | [5 empty] | Paper Rolls |  |  | 0 | 0 | 0 | 1 | 0 | 0 | [7 empty] | 1 |  | DD/6010-001-50/HYGOWIPE PLUS PAPER ROLL
IM04876 | Disinfectoner- Durr Dental Orocup Model 0780-350-00 | 150042078035000OROCUP |  | A Class |  |  | I-Inventory | FG-Finish Good | R | Consumables | Disinfectoner | Dental Equiment | Main Location |  |  | FIFO | Durr Dental | [8 empty] | 0 | 0 | 0 | 1 | 0 | 0 | [7 empty] | 1 |  | DD/HG/0780-350-00/OROCUP
IM04877 | Disinfectoner- Durr Dental ID220-120 ML Small-CCI220C2040 | 150042CC220C2040ID220 |  | A Class |  |  | I-Inventory | FG-Finish Good | R | Consumables | Disinfectoner | Dental Equiment | Main Location |  |  | FIFO | Durr Dental | [5 empty] | Aldehyde-free working solution drill bath for simultaneously disinfecting and cleaning rotating instruments in the fraise (1 min) or ultrasonic bath (30 sec).* Especially quick action - 1 min.* Exceptional cleaning action and material compatibility, contains corrosion inhibitors.* Easily biodegradable.* VAH / DGHM listed incl. viruses. Meets current DGHM requirements and European standards 4)5)6)8)9).* Range of action: bactericidal, tuberculocidal, fungicidal, virucidal (all covered and uncovered viruses, * Incl. HBV, HCV and HIV).* Active ingredients: Alcohols in alkaline medium.* Package size: 4 x 2.5 lt* CE 0124 Certified |  |  | 0 | 0 | 0 | 1 | 0 | 0 | [7 empty] | 1 |  | DD/HG/CCI220C2040/ID220/DISINFECTION/120ML/SMALL
IM04878 | Disinfectoner- Durr Dental MD 555-120 ML Small-CCS555C2040 | 150042C555C2040 |  | A Class |  |  | I-Inventory | FG-Finish Good | R | Consumables | Disinfectoner | Dental Equiment | Main Location |  |  | FIFO | Durr Dental | [8 empty] | 0 | 0 | 0 | 1 | 0 | 0 | [7 empty] | 1 |  | DD/HG/CCS555C2040/MD 555/120ML/SMALL
IM04879 | Disinfectoner- Durr Dental MD 555-2.5 LTR-CCS555C6150 | 150042C555C6150 |  | A Class |  |  | I-Inventory | FG-Finish Good | R | Consumables | Disinfectoner | Dental Equiment | Main Location |  |  | FIFO | Durr Dental | [5 empty] | Foam-free special cleaner for dental suction systems, including their drainage lines in the case of problematic water supply (e.g. high water hardness, low soluble salts etc.), as well as drainage lines with an unfavourable head.* Especially suitable when using tooth cleaning equipment (powder jet equipment)* Reliably removes and prevents deposits caused by unfavourable water compositions in suction systems* and on acid-resistant surfaces* Suitable for all systems with amalgam separators* Contains organic acids, foam-free tensides* Package size: 4 x 2.5 l |  |  | 0 | 0 | 0 | 1 | 0 | 0 | [7 empty] | 1 |  | DD/HG/CCS555C6150/MD555 CLEANER 2.5LTR
IM04880 | Disinfectoner- Durr Dental MD 520-2.5 LTR-CDA520C6150 | 150042DA520C6150 |  | A Class |  |  | I-Inventory | FG-Finish Good | R | Consumables | Disinfectoner | Dental Equiment | Main Location |  |  | FIFO | Durr Dental | [5 empty] | Formaldehyde-free ready-to-use solution for disinfection and cleaning of impressions, dentures, * corrosion-resistant articulators, etc.* Increased precision of the plaster master model as a result of the excellent cleaning action.* Use includes alginates, silicones, polyether rubber, hydrocolloids, polysulfiides.* No impairment of dimensional stability or plaster compatibility.* VAH / DGHM listed. Meets current DGHM requirements and European standards 4)5)6)10).* Ã?GHMP register* Range of action: bactericidal, tuberculocidal, fungicidal 1) , anti-viral 2) (covered viruses, incl. HBV, HCV* and HIV), uncovered adeno-viruses.* Modern combination of active ingredients: aldehydes and QAC* Package size: 2.5 l* |  |  | 0 | 0 | 0 | 1 | 0 | 0 | [7 empty] | 1 |  | DD/HG/CDA520C6150/MD520/IMP.DISINFECTION/2.5LTR
IM04881 | Disinfectoner- Durr Dental FD 300-2.5 LTR Surface Disinfection-CDF300C6150 | 150042F300C6150 |  | A Class |  |  | I-Inventory | FG-Finish Good | R | Consumables | Disinfectoner | Dental Equiment | Main Location |  |  | FIFO | Durr Dental | [8 empty] | 0 | 0 | 0 | 1 | 0 | 0 | [7 empty] | 1 |  | DD/HG/CDF300C6150/FD300/SURFAC DISINFECTION 2.5LTR
IM04882 | Disinfectoner- Durr Dental FD 333-2.5 LTR Surface Disinfection-CDF333C6150 | 150042F333C6150 |  | A Class |  |  | I-Inventory | FG-Finish Good | R | Consumables | Disinfectoner | Dental Equiment | Main Location |  |  | FIFO | Durr Dental | [5 empty] | Dries quickly leaving no residue.* With immediate and long-term action.* Very pleasant aroma with lemony freshness.* Especially well tolerated.* Effective against polio viruses.* VAH/DGHM listed. Meets DGHM requirements and Europen standards Ã?GHMP register* Range of action: bactericidal, tuberculocidal, fungicidal, virucidal (all covered viruses, uncovered viruses incl. HBV, HCV and HIV) SARS corona viruses.* Modern combination of active ingredients: Alcohols and QAC* Packing size: 2.5 l, 800 ml* DÃ¼rr spray head for spraying FD 333 |  |  | 0 | 0 | 0 | 1 | 0 | 0 | [7 empty] | 1 |  | DD/HG/CDF333C6150/FD333/SURFAC DISINFECTION 2.5LTR
IM04883 | Disinfectoner- Durr Dental ID212-2.5 LTR -CDI212C6150 | 150042CDI212C6150ID212 |  | A Class |  |  | I-Inventory | FG-Finish Good | R | Consumables | Disinfectoner | Dental Equiment | Main Location |  |  | FIFO | Durr Dental | [5 empty] | 2,5 liters of concentrate (2%) make 125 liters of ready-to-use solution.*Very short time to take effect: follows VAH / DGHM.* Intensive cleaning effect with an excellent material compatibility particularly on instruments with rubber or silicone parts.* Pleasant, fresh fragrance.* Easily biodegradable.* Quick action if required (2 % / 5 min).* VAH/DGHM listed - Meets current DGHM requirements and European standards 4)5).* Wide range of action: bactericidal, fungicidal 1), anti-viral 2) (covered viruses, incl. HBV, HCV and HIV).*Modern combination of active ingredients: QAC*Pack size: 4 x 2,5 l* |  |  | 0 | 0 | 0 | 1 | 0 | 0 | [7 empty] | 1 |  | DD/HG/CDI212C6150/ID212/INSTR. DISINFECTION 2.5LTR
IM04884 | Disinfectoner- Durr Dental ID213-120 ML Small-CDI213C2040 | 150042CDI213C2040ID213 |  | A Class |  |  | I-Inventory | FG-Finish Good | R | Consumables | Disinfectoner | Dental Equiment | Main Location |  |  | FIFO | Durr Dental | [5 empty] | Aldehyde-free concentrate with full virucidal effect for disinfecting and cleaning general and surgical instruments as well as rotating instruments sensitive to alkalis and alcohol.* Exceptional cleaning action.* Also for ultrasonic devices.* 2.5 litres of concentrate make 125 litres of ready-to-use solution at 2% application concentration.* Excellent material compatibility - contains corrosion inhibitors.* Easily biodegradable* Range of action: bactericidal, tuberculocidal, fungicidal, virucidal (all covered and uncovered viruses, incl. HBV, HCV and HIV).* Modern combination of active ingredients: Alkyl amines and QAC.* Package size: 4 x 2.5 l* CE 0124 Certified |  |  | 0 | 0 | 0 | 1 | 0 | 0 | [7 empty] | 1 |  | DD/HG/CDI213C2040/ID 213/DISINFECTION/120 ML/ SMALL
IM04885 | Disinfectoner- Durr Dental Orotol Plus Suction Disinfection-2.5 LTR -CDS110P6150 | 150042CDS110P6150 |  | A Class |  |  | I-Inventory | FG-Finish Good | R | Consumables | Disinfectoner | Dental Equiment | Main Location |  |  | FIFO | Durr Dental | [5 empty] | Aldehyde and foam-free super concentrate for the simultaneous Disinfection, deodorization, cleaning and care of all dental suction systems and amalgam separators.* Just 2% application concentration* 2,5 litres concentrate produce 125 litres of working solution* High cleaning power* Toxicologically safe* Foamfree* Biodegradable* The solution for contaminated suction systems* DGHM list* Ã?GHMP register* Range of action: bactericide, tuberculocide, fungicide, anti-viral (covered viruses, adeno-viruses HBV, HCV,* HIV)* Modern combination of active ingredients: QAC* Package size: 4 x 2.5 l* CE 0124 Certified |  |  | 0 | 0 | 0 | 1 | 0 | 0 | [7 empty] | 1 |  | DD/HG/CDS110P6150/OROTOL PLUS SUCTION DISINFECTION/2.5LTR
IM04886 | Dust Collector- Komax-Extractor for CAM-Dust Collector-MOD CAM 200 | 206011CAM200 |  | A Class |  |  | I-Inventory | FG-Finish Good | R | Equipment | Dust Collector | CAD CAM | Main Location | 90184900 |  | FIFO | Komax | [8 empty] | 0 | 0 | 0 | 1 | 0 | 0 | [7 empty] | 1 |  | KX/SU/MC/EXTRACTOR FOR CAM/DUST COLLECTOR/MOD CAM200
IM04887 | Dust Suction-Renfert-Dental Dust Suction-Model Compact Cam | 142034COMPACTCAM |  | A Class |  |  | I-Inventory | FG-Finish Good | R | Equipment | Dust Collector | CAD CAM | Main Location | 90184900 |  | FIFO | Renfert | [8 empty] | 0 | 0 | 0 | 1 | 0 | 0 | [7 empty] | 1 |  | RF/AC/DENTAL DUST SUCTION/MODEL COMPACT CAM
IM04888 | Dust Suction-Renfert-Dental Dust Suction-Model Compact Cam (New) | 142034COMPACTCAMNEW |  | A Class |  |  | I-Inventory | FG-Finish Good | R | Equipment | Dust Collector | CAD CAM | Main Location | 85081100 |  | FIFO | Renfert | [8 empty] | 0 | 0 | 0 | 1 | 0 | 0 | [7 empty] | 1 |  | RF/AC/DENTAL DUST SUCTION/MODEL COMPACT CAM (NEW)
IM04889 | Dust Suction-Renfert-Dental Dust Suction-Model Silent Power Cam | 142011SILENTPOWERCAM |  | A Class |  |  | I-Inventory | TG-Trading Good |  | Equipment | Dust Collector | CAD CAM | Main Location | 90184900 |  | FIFO | Renfert | [8 empty] | 0 | 0 | 0 | 1 | 0 | 0 | [7 empty] | 1 |  | RF/AC/DENTAL DUST SUCTION/MODEL SILENT POWER CAM
IM04890 | Dust Suction-Renfert-Dental Dust Suction-Model Silent Power Cam (New) | 142011SILENTPOWERCAMNEW |  | A Class |  |  | I-Inventory | FG-Finish Good | R | Equipment | Dust Collector | CAD CAM | Main Location | 85081100 |  | FIFO | Renfert | [8 empty] | 0 | 0 | 0 | 1 | 0 | 0 | [7 empty] | 1 |  | RF/AC/DENTAL DUST SUCTION/MODEL SILENT POWER CAM (NEW)
IM04891 | Dust Suction Spares-Renfert-Dental Renfert Suction Motor-900037226 | 142052900037226 |  | A Class |  |  | I-Inventory | FG-Finish Good | R | Spares | Dust Collector-Spares | CAD CAM | Main Location | 85087000 |  | FIFO | Renfert | [8 empty] | 0 | 0 | 0 | 1 | 0 | 0 | [7 empty] | 1 |  | RF/SP/DENTAL RENFERT SUCTION MOTOR-900037226
IM04892 | Dust Suction-Renfert -Dental Dust Suction-Mod Renfert TS/S1 | 142034TSS1 |  | A Class |  |  | I-Inventory | TG-Trading Good |  | Equipment | Dust Suction | CAD CAM | Main Location | 90184900 |  | FIFO | Renfert | [8 empty] | 0 | 0 | 0 | 1 | 0 | 0 | [7 empty] | 1 |  | RF/AC/DENTAL DUST SUCTION/MOD RENFERT TS/S1
IM04893 | Electrocoutry Spares- Bonart- Electrocoutry Handpeice | 151044ELECTHP |  | A Class |  |  | I-Inventory | FG-Finish Good | R | Spares | Electrocoutry-Spares | Dental Equiment | Main Location | 90330000 |  | FIFO | Bonart | [8 empty] | 0 | 0 | 0 | 1 | 0 | 0 | [7 empty] | 1 |  | BO/EL/SP/BONART ELECTROCOUTRY HANDPIECE
IM04894 | Electrocoutry Spares- Bonart- Electrocoutry Main PCB | 151044ELECTPCB |  | A Class |  |  | I-Inventory | FG-Finish Good | R | Spares | Electrocoutry-Spares | Dental Equiment | Main Location | 90330000 |  | FIFO | Bonart | [8 empty] | 0 | 0 | 0 | 1 | 0 | 0 | [7 empty] | 1 |  | BO/EL/SP/BONART ELECTROCOUTRY MAIN PCB
IM04895 | Electrocoutry Spares-Bonart PCB Cover of Electrocoutry | 151044ELECTDISCOVER |  | A Class |  |  | I-Inventory | FG-Finish Good | R | Spares | Electrocoutry-Spares | Dental Equiment | Main Location | 90330000 |  | FIFO | Bonart | [5 empty] | . |  |  | 0 | 0 | 0 | 1 | 0 | 0 | [7 empty] | 1 |  | BO/EL/SP/DISPLAY PCB COVER OF ELECTROCOUTRY
IM04896 | Electrocoutry Spares-Bonart Display PCB of Electrocoutry | 151044ELECTDISPCB |  | A Class |  |  | I-Inventory | FG-Finish Good | R | Spares | Electrocoutry-Spares | Dental Equiment | Main Location | 90330000 |  | FIFO | Bonart | [8 empty] | 0 | 0 | 0 | 1 | 0 | 0 | [7 empty] | 1 |  | BO/EL/SP/DISPLAY PCB OF ELECTROCOUTRY
IM04897 | Electrocoutry Spares-Bonart Display PCB Speed Controller Knob | 151044KNOB |  | A Class |  |  | I-Inventory | FG-Finish Good | C | Spares | Electrocoutry-Spares | Dental Equiment | Main Location | 90330000 |  | FIFO | Bonart | [5 empty] | . |  |  | 0 | 0 | 0 | 1 | 0 | 0 | [7 empty] | 1 |  | BO/EL/SP/ELECTROCOUTRY DISPLAY PCB SPEED CONTROLLER KNOB
IM04898 | Electrocoutry Spares-Bonart Electrocoutry Scaler Body | 151044SCALERBODY |  | A Class |  |  | I-Inventory | FG-Finish Good | R | Spares | Electrocoutry-Spares | Dental Equiment | Main Location | 90330000 |  | FIFO | Bonart | [5 empty] | . |  |  | 0 | 0 | 0 | 1 | 0 | 0 | [7 empty] | 1 |  | BO/EL/SP/ELECTROCOUTRY SCALER BODY
IM04899 | Electrocoutry Spares-Bonart Electrocoutry Scaler Thermostate | 151044THERMOSTATE |  | A Class |  |  | I-Inventory | FG-Finish Good | R | Spares | Electrocoutry-Spares | Dental Equiment | Main Location | 90330000 |  | FIFO | Bonart | [5 empty] | . |  |  | 0 | 0 | 0 | 1 | 0 | 0 | [7 empty] | 1 |  | BO/EL/SP/ELECTROCOUTRY SCALER THERMOSTATE
IM04900 | Electrocoutry Spares-Bonart Electrocoutry Scaler Transformer | 151044TRANSFORMER |  | A Class |  |  | I-Inventory | FG-Finish Good | R | Spares | Electrocoutry-Spares | Dental Equiment | Main Location | 90330000 |  | FIFO | Bonart | [5 empty] | . |  |  | 0 | 0 | 0 | 1 | 0 | 0 | [7 empty] | 1 |  | BO/EL/SP/ELECTROCOUTRY SCALER TRANSFORMER
IM04901 | API-Root Elevator Set Of 10 | ELEVATOR SET OF 10 |  | A Class |  |  | I-Inventory | FG-Finish Good | R | Equipment | Elevator | Dental Equiment | Main Location | 90184900 |  | FIFO | API | [8 empty] | 0 | 0 | 0 | 1 | 0 | 0 | [7 empty] | 1 |  | ELEVATOR SET OF 10
IM04902 | API-Elevator -Periostal Elevator (L) Molt (Api-99-759) | PERIOSTAL ELEVATOR (L) MOLT (API-99-759) |  | A Class |  |  | I-Inventory | FG-Finish Good | R | Equipment | Elevator | Dental Equiment | Main Location | 90184900 |  | FIFO | API | [8 empty] | 0 | 0 | 0 | 1 | 0 | 0 | [7 empty] | 1 |  | PERIOSTAL ELEVATOR (L) MOLT (API-99-759)
IM04903 | API-Root Elevator Grooves Str | 213072APIELEVATORSTRGROOVE |  | A Class |  |  | I-Inventory | FG-Finish Good | R | Equipment | Elevator | Dental Equiment | Main Location | 90184900 |  | FIFO | API | [8 empty] | 0 | 0 | 0 | 1 | 0 | 0 | [7 empty] | 1 |  | ROOT ELEVATOR GROOVES STR
IM04904 | API-Root Elevator Set Of 13 | ROOT ELEVATOR SET OF 13 |  | A Class |  |  | I-Inventory | FG-Finish Good | R | Equipment | Elevator | Dental Equiment | Main Location | 90184900 |  | FIFO | API | [8 empty] | 0 | 0 | 0 | 1 | 0 | 0 | [7 empty] | 1 |  | ROOT ELEVATOR SET OF 13
IM04905 | API-Root Elevator Set Of 9 | ROOT ELEVATOR SET OF 9 |  | A Class |  |  | I-Inventory | FG-Finish Good | R | Equipment | Elevator | Dental Equiment | Main Location | 90184900 |  | FIFO | API | [8 empty] | 0 | 0 | 0 | 1 | 0 | 0 | [7 empty] | 1 |  | ROOT ELEVATOR SET OF 9
IM04906 | API-Root Elevator Warwick Gems Blunt-Str | ROOT ELEVATOR WARWICK GEMS BLUNT-STR |  | A Class |  |  | I-Inventory | FG-Finish Good | R | Equipment | Elevator | Dental Equiment | Main Location | 90184900 |  | FIFO | API | [8 empty] | 0 | 0 | 0 | 1 | 0 | 0 | [7 empty] | 1 |  | ROOT ELEVATOR WARWICK GEMS BLUNT-STR
IM04907 | API-Root Elevator Warwick Gems-Left | ROOT ELEVATOR WARWICK GEMS-LEFT |  | A Class |  |  | I-Inventory | FG-Finish Good | R | Equipment | Elevator | Dental Equiment | Main Location | 90184900 |  | FIFO | API | [8 empty] | 0 | 0 | 0 | 1 | 0 | 0 | [7 empty] | 1 |  | ROOT ELEVATOR WARWICK GEMS-LEFT
IM04908 | API-Root Elevator Warwick Gems-Right | ROOT ELEVATOR WARWICK GEMS-RIGHT |  | A Class |  |  | I-Inventory | FG-Finish Good | R | Equipment | Elevator | Dental Equiment | Main Location | 90184900 |  | FIFO | API | [8 empty] | 0 | 0 | 0 | 1 | 0 | 0 | [7 empty] | 1 |  | ROOT ELEVATOR WARWICK GEMS-RIGHT
IM04909 | Endomotor- NSK- Endomate AT Endomotor Without Head Y1002784 | 114049Y1002784 |  | A Class |  |  | I-Inventory | FG-Finish Good | R | Equipment | Endomotor | Dental Equiment | Main Location | 90184900 |  | FIFO | NSK Nakanishi | [8 empty] | 0 | 0 | 0 | 1 | 0 | 0 | [7 empty] | 1 |  | NSK/EM /AC/ ENDOMATE ENDOMOTOR AT W/O HEAD Y1002784
IM04910 | Endomotor- NSK- Cordless Endomotor TC2 Without Head | 114013WOHEAD |  | A Class |  |  | I-Inventory | FG-Finish Good | R | Equipment | Endomotor | Dental Equiment | Main Location | 90184900 |  | FIFO | NSK Nakanishi | [8 empty] | 0 | 0 | 0 | 1 | 0 | 0 | [7 empty] | 1 |  | NSK/EM/MC/NSK CORDLESS ENDOMOTOR TC 2 W/O HEAD
IM04911 | Endomotor- NSK- Cordless Endomotor TC2-Y1001027 | 114013Y1001027TC2 |  | A Class |  |  | I-Inventory | FG-Finish Good | R | Equipment | Endomotor | Dental Equiment | Main Location | 90184900 |  | FIFO | NSK Nakanishi | [5 empty] | *Endo Mate TC2: Can memorize exact speed and torque settings for upto 5 Ni-Ti rotary files*Auto reverse function features 3 Working Modes: Auto Reverse on, Auto reverse stop Auto reverse off*With on-off switch , it offers flexibility of pedal free operation*Slim Head and Neck assures higher visibility*90 min. quick charge with non contact type charger*Technical Specification:*Number of Programs: 5*Max. Torque Control: 4 Ncm (with 20:1 head)*Speed Range: 100-2,500 min -1 |  |  | 0 | 0 | 0 | 1 | 0 | 0 | [7 empty] | 1 |  | NSK/EM/MC/NSK CORDLESS ENDOMOTOR TC 2 Y1001027
IM04912 | Endomotor- NSK- Endomate DT Endomotor Without Handpiece- Y141124 | 114013Y141124 |  | A Class |  |  | I-Inventory | FG-Finish Good | R | Equipment | Endomotor | Dental Equiment | Main Location | 90184900 |  | FIFO | NSK Nakanishi | [8 empty] | 0 | 0 | 0 | 1 | 0 | 0 | [7 empty] | 1 |  | NSK/EM/MC/NSK ENDOMATE DT W/O HANDPIECE - Y141124
IM04913 | Endomotor- NSK- Endomate DT Endomotor - Y141124 | 114013Y141121DT |  | A Class |  |  | I-Inventory | FG-Finish Good | R | Equipment | Endomotor | Dental Equiment | Main Location | 90184900 |  | FIFO | NSK Nakanishi | [5 empty] | Endo Mate DT: Can memorize exact speed and torque settings for upto 9 Ni-Ti rotary files*Auto reverse function features 3 Working Modes: Auto Reverse on, Auto reverse stop and Auto reverse off*With on-off switch , it offers flexibility of pedal free operation*Provides full portability with two way power supply, either AC or battery driven.*Technical Specification:*Number of Programs: 9*Max. Torque Control: 7 Ncm (with 20:1 head)*Speed Range: 100-13,000 min -1 |  |  | 0 | 0 | 0 | 1 | 0 | 0 | [7 empty] | 1 |  | NSK/EM/MC/NSK ENDOMATE ENDOMOTOR DT-Y141121
IM04914 | Endomotor- NSK- New Endomate AT Endomotor - Y1002190 | 114013Y1002190 |  | A Class |  |  | I-Inventory | FG-Finish Good | R | Equipment | Endomotor | Dental Equiment | Main Location | 90184900 |  | FIFO | NSK Nakanishi | [5 empty] | a) Fits all major brands of Ni-Ti Rotary Files *b) Torque Control, with integrated auto-reverse function *c) Compact Stylish Control/ Monitor pad *d) Large Screen Size for immediate visibility *e) Flag Control panel for simple and User Friendly Operation *f) Light weight, Smart hand piece offering excellent visibility. *g) Convenient On/Off Switch *Power Supply *AC230 V 50/60 Hz *Number of Programs *9 *Max. Torque *7 Ncm (With 20:1 head) *Speed Range *100-13,000 min-1 *Dimensions *W268 X D230 X H103 (mm) *Weight *342 gms only |  |  | 0 | 0 | 0 | 1 | 0 | 0 | [7 empty] | 1 |  | NSK/EM/MC/NSK ENDOMATE NEW ENDOMOTOR AT-Y1002190
IM04915 | Endomotor-Hong Meyes- Endomotor With Handpiece | HM/EM/MC/ENDOMOTOR WITH HANDPEICE |  | A Class |  |  | I-Inventory | FG-Finish Good | R | Equipment | Endomotor | Dental Equiment | Main Location | 90184900 |  | FIFO | Hongkong Meyes | [8 empty] | 0 | 0 | 0 | 1 | 0 | 0 | [7 empty] | 1 |  | Endomotor-Hong Meyes- Endomotor with Handpiece
IM04916 | Endomotor-Woodpecker Apex Locator with Endomotor Model Endo Radar | 118061ENDORADAR |  | A Class |  |  | I-Inventory | FG-Finish Good | R | Equipment | Endomotor | Dental Equiment | Main Location | 90184900 |  | FIFO | Gulin Woodpecker | [8 empty] | 0 | 0 | 0 | 1 | 0 | 0 | [7 empty] | 1 |  | GW/AC/WOODPACKER/APEX LOCATOR WITH ENDO-ENDO RADAR
IM04917 | Endomotor-Woodpecker Apex Locator with Brushless Endomotor Model Endo Radar Plus | 118061ENDORADARPLUS |  | A Class |  |  | I-Inventory | FG-Finish Good | R | Equipment | Endomotor | Dental Equiment | Main Location | 90184900 |  | FIFO | Gulin Woodpecker | [8 empty] | 0 | 0 | 0 | 1 | 0 | 0 | [7 empty] | 1 |  | GW/AC/WOODPACKER/APEX LOCATOR/BRUSHLESS ENDO RADAR PLUS
IM04918 | Endomotor-Woodpecker Apex Locator with Brushless Endomotor Model Endo Radar Pro | 118061ENDORADARPRO |  | A Class |  |  | I-Inventory | TG-Trading Good |  | Equipment | Endomotor | Dental Equiment | Main Location | 90184900 |  | FIFO | Gulin Woodpecker | [8 empty] | 0 | 0 | 0 | 1 | 0 | 0 | [7 empty] | 1 |  | GW/AC/WOODPECKER/APEX LOCATOR/BRUSHLESS ENDO RADAR PRO
IM04919 | Endomotor- Coxo Endo With Apex Locator Model C Smart Pro | 107017APEXSMARTPRO |  | A Class |  |  | I-Inventory | FG-Finish Good | R | Equipment | Endomotor | Dental Equiment | Main Location | 90184900 |  | FIFO | Hongkong Coxo | [8 empty] | 0 | 0 | 0 | 1 | 0 | 0 | [7 empty] | 1 |  | CO/EA/MC/COXO/ENDO WITH APEX LOCATOR MOD. C-SMART PRO
IM04920 | Endomotor-Meta Biomed-Endo With Apex Locator Mod EMS200 S | 183017EMS200S |  | A Class |  |  | I-Inventory | FG-Finish Good | R | Equipment | Endomotor | Dental Equiment | Main Location | 90184900 |  | FIFO | Meto Biomed | [5 empty] | *ONE TOUCH COLOR WIDE SCREEN * COMPACT and LIGHT WEIGHT * ENDO MOTOR and APEX LOCATOR AT THE SAME TIME* OPTIONS TO MOUNT ON DENTAL CHAIR OR MOVABLE CART TYPE *BEST ACCURACY and SYSTEMATIC DIAGNOSIS |  |  | 0 | 0 | 0 | 1 | 0 | 0 | [7 empty] | 1 |  | MB/AL/MC/META BIOMED/ENDO WITH APEX LOCATOR MOD EMS200 S
IM04921 | Endomotor-Strong- Cordless Endomotor Model Traus Endo- ALC(B)-41EP | 164004ACLB41EP |  | A Class |  |  | I-Inventory | FG-Finish Good | R | Equipment | Endomotor | Dental Equiment | Main Location |  |  | FIFO | Strong | [8 empty] | 0 | 0 | 0 | 1 | 0 | 0 | [7 empty] | 1 |  | ST/EM/MC/ CORDLESS ENDOMOTOR ALC(B)-41EP TRAUS ENDO
IM04922 | Endomotor-Woodpecker Cordless Endomtor Model Endo E-Com | 118061ENDOECOM |  | A Class |  |  | I-Inventory | FG-Finish Good | R | Equipment | Endomotor | Dental Equiment | Main Location | 90184900 |  | FIFO | Gulin Woodpecker | [8 empty] | 0 | 0 | 0 | 1 | 0 | 0 | [7 empty] | 1 |  | GW/EM/AC/WOODPECKER/CORDLESS ENDO MOTOR/ENDO E-COM
IM04923 | Endomotor-Woodpecker Cordless Endomtor Model Endosmart | 118061ENDOSMART |  | A Class |  |  | I-Inventory | FG-Finish Good | R | Equipment | Endomotor | Dental Equiment | Main Location |  |  | FIFO | Gulin Woodpecker | [8 empty] | 0 | 0 | 0 | 1 | 0 | 0 | [7 empty] | 1 |  | GW/EM/AC/WOODPECKER/CORDLESS ENDO MOTOR/ENDO SMART
IM04924 | Endomotor-Woodpecker Cordless Endomtor Model Endosmart Plus | 118061ENDOSMARTPLUS |  | A Class |  |  | I-Inventory | TG-Trading Good |  | Equipment | Endomotor | Dental Equiment | Main Location | 90184900 |  | FIFO | Gulin Woodpecker | [8 empty] | 0 | 0 | 0 | 1 | 0 | 0 | [7 empty] | 1 |  | GW/EM/AC/WOODPECKER/CORDLESS ENDO MOTOR/ENDO SMART PLUS
IM04925 | Endomotor Accessories-NSK-MPASF20R Short Shank Head-Y110046 | 114004Y110046 |  | A Class |  |  | I-Inventory | FG-Finish Good | R | Accessories | Endomotor-Accessories | Dental Equiment | Main Location | 90184900 |  | FIFO | NSK Nakanishi | [8 empty] | 0 | 0 | 0 | 1 | 0 | 0 | [7 empty] | 1 |  | NSK/EM/MC/NSK-MPAS F20R SHORT SHANK HEAD-Y110046
IM04926 | Endomotor Spares-NSK- Endomate DT Foot Control | 114049FOOTCONTROL |  | A Class |  |  | I-Inventory | FG-Finish Good | R | Spares | Endomotor-Spares | Dental Equiment | Main Location | 90184900 |  | FIFO | NSK Nakanishi | [8 empty] | 0 | 0 | 0 | 1 | 0 | 0 | [7 empty] | 1 |  | NSK/ED/AC/NSK ENDOMATE DT FOOT CONTROL
IM04927 | Endomotor Spares- NSK-Endo Head for Endomate DT/TC2 Handpiece -MPA F20/16R | 114049ENDOHEAD |  | A Class |  |  | I-Inventory | FG-Finish Good | R | Spares | Endomotor-Spares | Dental Equiment | Main Location | 90184900 |  | FIFO | NSK Nakanishi | [8 empty] | 0 | 0 | 0 | 1 | 0 | 0 | [7 empty] | 1 |  | NSK/AC/MPA F20/16R-ENDO HEAD FOR ENDOMATE DT/TC2 H/P
IM04928 | Endomotor Spares- Woodpecker Infrared Thermometer WT-2 | 118THERMOMETERWT2 |  | A Class |  |  | I-Inventory | FG-Finish Good | R | Spares | Endomotor-Spares | Dental Equiment | Main Location | 90151910 |  | FIFO | Gulin Woodpecker | [8 empty] | 0 | 0 | 0 | 1 | 0 | 0 | [7 empty] | 1 |  | GW/AC/INFRARED THERMOMETER/WT-2
IM04929 | Endomotor Spares-Woodpecker- Contra Angle Cap Of Endo Radar | 118002ENDORADARCAHPCAP |  | A Class |  |  | I-Inventory | FG-Finish Good | R | Spares | Endomotor-Spares | Dental Equiment | Main Location | 90330000 |  | FIFO | Gulin Woodpecker | [8 empty] | 0 | 0 | 0 | 1 | 0 | 0 | [7 empty] | 1 |  | GW/EM/AC/WOODPECKER CONTRA ANGLE CAP OF ENDO RADAR
IM04930 | Endomotor Spares-Woodpecker- Contra Angle Cap Of Endo Radar | 118061CACAPENDORADAR |  | A Class |  |  | I-Inventory | FG-Finish Good | R | Spares | Endomotor-Spares | Dental Equiment | Main Location | 90330000 |  | FIFO | Gulin Woodpecker | [8 empty] | 0 | 0 | 0 | 1 | 0 | 0 | [7 empty] | 1 |  | GW/EM/AC/WOODPECKER CONTRA ANGLE CAP OF ENDO RADAR
IM04931 | Endomotor Spares-Woodpecker- Contra Angle Cartridge Of Endo Radar | 118002ENDORADARCAHPCARTRIDGE |  | A Class |  |  | I-Inventory | FG-Finish Good | R | Spares | Endomotor-Spares | Dental Equiment | Main Location | 90330000 |  | FIFO | Gulin Woodpecker | [8 empty] | 0 | 0 | 0 | 1 | 0 | 0 | [7 empty] | 1 |  | GW/EM/AC/WOODPECKER CONTRA ANGLE CARTRIDGE OF ENDO RADAR
IM04932 | Endomotor Spares-Woodpecker- Contra Angle Head Cartridge Of Endo Radar Old Type. | 118013CAHEADCART |  | A Class |  |  | I-Inventory | FG-Finish Good | R | Spares | Endomotor-Spares | Dental Equiment | Main Location | 90330000 |  | FIFO | Gulin Woodpecker | [8 empty] | 0 | 0 | 0 | 1 | 0 | 0 | [7 empty] | 1 |  | GW/EM/AC/WOODPECKER CONTRA ANGLE HEAD CARTRIDGE OF ENDO RADAR OLD TYPE.
IM04933 | Endomotor Spares-Woodpecker- Contra Angle Shaft Of Endo Radar | 118002ENDORADARCAHPSHAFT |  | A Class |  |  | I-Inventory | FG-Finish Good | R | Spares | Endomotor-Spares | Dental Equiment | Main Location | 90330000 |  | FIFO | Gulin Woodpecker | [8 empty] | 0 | 0 | 0 | 1 | 0 | 0 | [7 empty] | 1 |  | GW/EM/AC/WOODPECKER CONTRA ANGLE SHAFT OF ENDO RADAR
IM04934 | Endomotor Spares-Woodpecker- Endo Radar Plus Hand Cap | 118061ENDORADARPLUSHANDCAP |  | A Class |  |  | I-Inventory | FG-Finish Good | R | Spares | Endomotor-Spares | Dental Equiment | Main Location | 90330000 |  | FIFO | Gulin Woodpecker | [8 empty] | 0 | 0 | 0 | 1 | 0 | 0 | [7 empty] | 1 |  | GW/EM/AC/WOODPECKER ENDO RADAR PLUS HAND CAP
IM04935 | Endomotor Spares-Woodpecker- Endo Radar Plus Hand Piece Battery-2000Mah | 118061BATTERY2000MAH |  | A Class |  |  | I-Inventory | FG-Finish Good | R | Spares | Endomotor-Spares | Dental Equiment | Main Location | 90330000 |  | FIFO | Gulin Woodpecker | [8 empty] | 0 | 0 | 0 | 1 | 0 | 0 | [7 empty] | 1 |  | GW/EM/AC/WOODPECKER ENDO RADAR PLUS HAND PIECE BATTERY-2000MAH
IM04936 | Endomotor Spares-Woodpecker- Endo Radar Plus Handpiece Elecric Motor | 118061ELECTRICMOTOR |  | A Class |  |  | I-Inventory | FG-Finish Good | R | Spares | Endomotor-Spares | Dental Equiment | Main Location | 90330000 |  | FIFO | Gulin Woodpecker | [8 empty] | 0 | 0 | 0 | 1 | 0 | 0 | [7 empty] | 1 |  | GW/EM/AC/WOODPECKER ENDO RADAR PLUS HANDPIECE ELECRIC MOTOR
IM04937 | Endomotor Spares-Woodpecker- Endo Radar Plus Handpiece Elecric Motor Pcb | 118061ENDORADARPLUSHPELECRICMTRPCB |  | A Class |  |  | I-Inventory | FG-Finish Good | R | Spares | Endomotor-Spares | Dental Equiment | Main Location | 90330000 |  | FIFO | Gulin Woodpecker | [8 empty] | 0 | 0 | 0 | 1 | 0 | 0 | [7 empty] | 1 |  | GW/EM/AC/WOODPECKER ENDO RADAR PLUS HANDPIECE ELECRIC MOTOR PCB
IM04938 | Endomotor Spares-Woodpecker- Endo Radar Plus Head Cartridge | 118061ENDORADARPLUSHEADCARTRIDGE |  | A Class |  |  | I-Inventory | FG-Finish Good | C | Spares | Endomotor-Spares | Dental Equiment | Main Location | 90330000 |  | FIFO | Gulin Woodpecker | [8 empty] | 0 | 0 | 0 | 1 | 0 | 0 | [7 empty] | 1 |  | GW/EM/AC/WOODPECKER ENDO RADAR PLUS HEAD CARTRIDGE
IM04939 | Endomotor Spares-Woodpecker- Endo Radar Plus Motor Battery | 118061ENDORADARPLUSMTRBATTERY |  | A Class |  |  | I-Inventory | FG-Finish Good | R | Spares | Endomotor-Spares | Dental Equiment | Main Location | 90330000 |  | FIFO | Gulin Woodpecker | [8 empty] | 0 | 0 | 0 | 1 | 0 | 0 | [7 empty] | 1 |  | GW/EM/AC/WOODPECKER ENDO RADAR PLUS MOTOR BATTERY
IM04940 | Endomotor Spares-Woodpecker- Endo Radar Plus Touch Pcb | 118061ENDORADARPLUSTOUCH |  | A Class |  |  | I-Inventory | FG-Finish Good | R | Spares | Endomotor-Spares | Dental Equiment | Main Location | 90330000 |  | FIFO | Gulin Woodpecker | [8 empty] | 0 | 0 | 0 | 1 | 0 | 0 | [7 empty] | 1 |  | GW/EM/AC/WOODPECKER ENDO RADAR PLUS TOUCH PCB
IM04941 | Endomotor Spares-Woodpecker- Endo Radar Plus Unit Adapter | 118061ENDORADARPLUSADAPTER |  | A Class |  |  | I-Inventory | FG-Finish Good | R | Spares | Endomotor-Spares | Dental Equiment | Main Location | 90330000 |  | FIFO | Gulin Woodpecker | [8 empty] | 0 | 0 | 0 | 1 | 0 | 0 | [7 empty] | 1 |  | GW/EM/AC/WOODPECKER ENDO RADAR PLUS UNIT ADAPTER
IM04942 | Endomotor Spares-Woodpecker- Endo Radar Plus Unit Display Pcb | 118061ENDORADARDISPLAYPCB |  | A Class |  |  | I-Inventory | FG-Finish Good | R | Spares | Endomotor-Spares | Dental Equiment | Main Location | 90330000 |  | FIFO | Gulin Woodpecker | [8 empty] | 0 | 0 | 0 | 1 | 0 | 0 | [7 empty] | 1 |  | GW/EM/AC/WOODPECKER ENDO RADAR PLUS UNIT DISPLAY PCB
IM04943 | Endomotor Spares-Woodpecker- Endo Radar Plus Unit Supply Pcb | 118061ENDORADARPLUSSUPPLYPCB |  | A Class |  |  | I-Inventory | FG-Finish Good | R | Spares | Endomotor-Spares | Dental Equiment | Main Location | 90330000 |  | FIFO | Gulin Woodpecker | [8 empty] | 0 | 0 | 0 | 1 | 0 | 0 | [7 empty] | 1 |  | GW/EM/AC/WOODPECKER ENDO RADAR PLUS UNIT SUPPLY PCB
IM04944 | Endomotor Spares-Woodpecker- Endo Radar Plus Usb Cable | 118061RADARUSCBCABLE |  | A Class |  |  | I-Inventory | FG-Finish Good | C | Spares | Endomotor-Spares | Dental Equiment | Main Location | 90330000 |  | FIFO | Gulin Woodpecker | [8 empty] | 0 | 0 | 0 | 1 | 0 | 0 | [7 empty] | 1 |  | GW/EM/AC/WOODPECKER ENDO RADAR PLUS USB CABLE
IM04945 | Endomotor Spares-Woodpecker-Cordless Endo Radar Head Assy. | 118061ENDORADARHEADASSY |  | A Class |  |  | I-Inventory | FG-Finish Good | R | Spares | Endomotor-Spares | Dental Equiment | Main Location | 90330000 |  | FIFO | Gulin Woodpecker | [8 empty] | 0 | 0 | 0 | 1 | 0 | 0 | [7 empty] | 1 |  | GW/EM/AC/WOODPECKER/CORDLESS ENDO RADAR HEAD ASSY.
IM04946 | Endomotor Spares-Woodpecker-Cordless Endo Radar Motor | 118061ENDORADARMOTOR |  | A Class |  |  | I-Inventory | FG-Finish Good | R | Spares | Endomotor-Spares | Dental Equiment | Main Location | 90330000 |  | FIFO | Gulin Woodpecker | [8 empty] | 0 | 0 | 0 | 1 | 0 | 0 | [7 empty] | 1 |  | GW/EM/AC/WOODPECKER/CORDLESS ENDO RADAR MOTOR
IM04947 | Endomotor Spares-Woodpecker-Cordless Endo Radar Motor Assy. | 118061ENDORADARMOTORASSY |  | A Class |  |  | I-Inventory | FG-Finish Good | R | Spares | Endomotor-Spares | Dental Equiment | Main Location | 90330000 |  | FIFO | Gulin Woodpecker | [8 empty] | 0 | 0 | 0 | 1 | 0 | 0 | [7 empty] | 1 |  | GW/EM/AC/WOODPECKER/CORDLESS ENDO RADAR MOTOR ASSY.
IM04948 | Endomotor Spares-Woodpecker-Cordless Endo Radar Motor Pcb | 118061ENDORADARMOTORPCD |  | A Class |  |  | I-Inventory | FG-Finish Good | R | Spares | Endomotor-Spares | Dental Equiment | Main Location | 90330000 |  | FIFO | Gulin Woodpecker | [8 empty] | 0 | 0 | 0 | 1 | 0 | 0 | [7 empty] | 1 |  | GW/EM/AC/WOODPECKER/CORDLESS ENDO RADAR MOTOR PCB
IM04949 | Endomotor Spares-Woodpecker-Endo Radar 1:1 Gear Head | 118052GEARHEADENDORADAR |  | A Class |  |  | I-Inventory | FG-Finish Good | R | Spares | Endomotor-Spares | Dental Equiment | Main Location | 90330000 |  | FIFO | Gulin Woodpecker | [8 empty] | 0 | 0 | 0 | 1 | 0 | 0 | [7 empty] | 1 |  | GW/EM/AC/WOODPECKER/ENDO RADAR 1:1 GEAR HEAD
IM04950 | Endomotor Spares-Woodpecker-Endo Radar 6:1 Gear Head With Super Slim Head | 118007RADARGEARSLIMHEAD |  | A Class |  |  | I-Inventory | FG-Finish Good | R | Spares | Endomotor-Spares | Dental Equiment | Main Location | 90330000 |  | FIFO | Gulin Woodpecker | [8 empty] | 0 | 0 | 0 | 1 | 0 | 0 | [7 empty] | 1 |  | GW/EM/AC/WOODPECKER/ENDO RADAR 6:1 GEAR HEAD WITH SUPER SLIM HEAD
IM04951 | Endomotor Spares-Woodpecker-Endo Radar Adoptor | 118061ENDORADARADOPTER |  | A Class |  |  | I-Inventory | FG-Finish Good | R | Spares | Endomotor-Spares | Dental Equiment | Main Location | 90330000 |  | FIFO | Gulin Woodpecker | [8 empty] | 0 | 0 | 0 | 1 | 0 | 0 | [7 empty] | 1 |  | GW/EM/AC/WOODPECKER/ENDO RADAR ADOPTOR
IM04952 | Endomotor Spares-Woodpecker-Endo Radar Handpiece Elecric Motor | 118061ENDORADARHPELECTRICMTR |  | A Class |  |  | I-Inventory | FG-Finish Good | R | Spares | Endomotor-Spares | Dental Equiment | Main Location | 90330000 |  | FIFO | Gulin Woodpecker | [8 empty] | 0 | 0 | 0 | 1 | 0 | 0 | [7 empty] | 1 |  | GW/EM/AC/WOODPECKER/ENDO RADAR HANDPIECE ELECRIC MOTOR
IM04953 | Endomotor Spares-Woodpecker-Endo Radar Motor Ring | 118061ENDORADARMTRRING |  | A Class |  |  | I-Inventory | FG-Finish Good | R | Spares | Endomotor-Spares | Dental Equiment | Main Location | 90330000 |  | FIFO | Gulin Woodpecker | [8 empty] | 0 | 0 | 0 | 1 | 0 | 0 | [7 empty] | 1 |  | GW/EM/AC/WOODPECKER/ENDO RADAR MOTOR RING
IM04954 | Endomotor Spares-Woodpecker-Endo Radar Plus 6:1 Gear Head | 118061ENDORADARPLUS61GERAHEAD |  | A Class |  |  | I-Inventory | FG-Finish Good | R | Spares | Endomotor-Spares | Dental Equiment | Main Location | 90330000 |  | FIFO | Gulin Woodpecker | [8 empty] | 0 | 0 | 0 | 1 | 0 | 0 | [7 empty] | 1 |  | GW/EM/AC/WOODPECKER/ENDO RADAR PLUS 6:1 GEAR HEAD
IM04955 | Endomotor Spares-Woodpecker- Endosmart Charging Base | 118061CHARGINGBASE |  | A Class |  |  | I-Inventory | FG-Finish Good | R | Spares | Endomotor-Spares | Dental Equiment | Main Location | 90330000 |  | FIFO | Gulin Woodpecker | [8 empty] | 0 | 0 | 0 | 1 | 0 | 0 | [7 empty] | 1 |  | GW/EM/SP/WOODPECKER ENDOSMART CHARGING BASE
IM04956 | Endomotor Spares-Woodpecker- Endosmart Endo Head | 118061ENDOHEAD |  | A Class |  |  | I-Inventory | FG-Finish Good | R | Spares | Endomotor-Spares | Dental Equiment | Main Location | 90330000 |  | FIFO | Gulin Woodpecker | [8 empty] | 0 | 0 | 0 | 1 | 0 | 0 | [7 empty] | 1 |  | GW/EM/SP/WOODPECKER ENDOSMART ENDO HEAD
IM04957 | Endomotor Spares-Woodpecker- Endosmart Main PCB Card | 118061MAINPCBCARD |  | A Class |  |  | I-Inventory | FG-Finish Good | R | Spares | Endomotor-Spares | Dental Equiment | Main Location | 90330000 |  | FIFO | Gulin Woodpecker | [8 empty] | 0 | 0 | 0 | 1 | 0 | 0 | [7 empty] | 1 |  | GW/EM/SP/WOODPECKER ENDOSMART MAIN PCB CARD
IM04958 | Endomotor Spares-Woodpecker- Endosmart Outer Body | 118061OUTERBODY |  | A Class |  |  | I-Inventory | FG-Finish Good | R | Spares | Endomotor-Spares | Dental Equiment | Main Location | 90330000 |  | FIFO | Gulin Woodpecker | [8 empty] | 0 | 0 | 0 | 1 | 0 | 0 | [7 empty] | 1 |  | GW/EM/SP/WOODPECKER ENDOSMART OUTER BODY
IM04959 | Endomotor Spares-Woodpecker- Endo Radar /Endo Radar Plus Main Unit Battery-2600Mah | 118061BATTERY2600MAH |  | A Class |  |  | I-Inventory | FG-Finish Good | R | Spares | Endomotor-Spares | Dental Equiment | Main Location | 90330000 |  | FIFO | Gulin Woodpecker | [8 empty] | 0 | 0 | 0 | 1 | 0 | 0 | [7 empty] | 1 |  | GW/EM/AC/WOODPECKER ENDO RADAR /ENDO RADAR PLUS MAIN UNIT BATTERY-2600MAH
IM04960 | Gw/Em/Sp/Woodpecker Endo Radar Plus Motor Battery Lid | 118061ENDORADARPLUSMTRBATTERYLID |  | A Class |  |  | I-Inventory | FG-Finish Good | R | Spares | Endomotor-Spares | Dental Equiment | Main Location | 90330000 |  | FIFO | Gulin Woodpecker | [8 empty] | 0 | 0 | 0 | 1 | 0 | 0 | [7 empty] | 1 |  | GW/EM/SP/WOODPECKER ENDO RADAR PLUS MOTOR BATTERY LID
IM04961 | Gw/Em/Sp/Woodpecker Endo Radar Plus Motor Lower Case | 118061ENDORADARPLUSMTRLOWERCASE |  | A Class |  |  | I-Inventory | FG-Finish Good | R | Spares | Endomotor-Spares | Dental Equiment | Main Location | 90330000 |  | FIFO | Gulin Woodpecker | [8 empty] | 0 | 0 | 0 | 1 | 0 | 0 | [7 empty] | 1 |  | GW/EM/SP/WOODPECKER ENDO RADAR PLUS MOTOR LOWER CASE
IM04962 | Gw/Em/Sp/Woodpecker Endo Radar Plus Motor Upper Case | 118061ENDORADARPLUSMTRUPPERCASE |  | A Class |  |  | I-Inventory | FG-Finish Good | R | Spares | Endomotor-Spares | Dental Equiment | Main Location | 90330000 |  | FIFO | Gulin Woodpecker | [8 empty] | 0 | 0 | 0 | 1 | 0 | 0 | [7 empty] | 1 |  | GW/EM/SP/WOODPECKER ENDO RADAR PLUS MOTOR UPPER CASE
IM04963 | Endomotor Spares-Local-Endomate Dt Battery | 148049ENDODTBATTERY |  | A Class |  |  | I-Inventory | FG-Finish Good | R | Spares | Endomotor-Spares | Dental Equiment | Main Location | 90330000 |  | FIFO | Indian Product | [8 empty] | 0 | 0 | 0 | 1 | 0 | 0 | [7 empty] | 1 |  | LP/ED/SP/ENDOMATE DT BATTERY
IM04964 | Endomotor Spares-Meta Biomed-Handpiece Battery | 183004BATTERY |  | A Class |  |  | I-Inventory | FG-Finish Good | R | Spares | Endomotor-Spares | Dental Equiment | Main Location | 90330000 |  | FIFO | Meto Biomed | [8 empty] | 0 | 0 | 0 | 1 | 0 | 0 | [7 empty] | 1 |  | MB/HP/SP/GENESYS META BIOMED HANDPIECE BATTERY
IM04965 | Endomotor Spares-Meta Biomed-EMS-200 Multi Tool | 183062EMS200MULTITOOL |  | A Class |  |  | I-Inventory | FG-Finish Good | R | Spares | Endomotor-Spares | Dental Equiment | Main Location | 90330000 |  | FIFO | Meto Biomed | [8 empty] | 0 | 0 | 0 | 1 | 0 | 0 | [7 empty] | 1 |  | MB/IP/SP/META BIOMED EMS-200 MULTI TOOL
IM04966 | Endomotor Spares-Meta Biomed-EMS-200 Tips Fill Cartridge 25G | 183062EMS200CART25G |  | A Class |  |  | I-Inventory | FG-Finish Good | R | Spares | Endomotor-Spares | Dental Equiment | Main Location |  |  | FIFO | Meto Biomed | [8 empty] | 0 | 0 | 0 | 1 | 0 | 0 | [7 empty] | 1 |  | MB/IP/SP/META BIOMED EMS-200 TIPS Fill Cartridge 25G
IM04967 | Endomotor Spares-Meta Biomed-Ems-200 Tips Fill Cartridge 25-(Gold) | 183004HANDPIECEEMS200TIPS25GOLD |  | A Class |  |  | I-Inventory | FG-Finish Good | R | Spares | Endomotor-Spares | Dental Equiment | Main Location | 90330000 |  | FIFO | Meto Biomed | [8 empty] | 0 | 0 | 0 | 1 | 0 | 0 | [7 empty] | 1 |  | MB/HP/SP/META BIOMED EMS-200 TIPS FILL CARTRIDGE 25-(GOLD)
IM04968 | Endomotor Spares-Meta Biomed- Ems-200 Tips M | 183017EMS200TIPSM |  | A Class |  |  | I-Inventory | FG-Finish Good | R | Spares | Endomotor-Spares | Dental Equiment | Main Location | 90330000 |  | FIFO | Meto Biomed | [8 empty] | 0 | 0 | 0 | 1 | 0 | 0 | [7 empty] | 1 |  | MB/IP/SP/META BIOMED EMS-200 TIPS M
IM04969 | Endomotor Spares-Meta Biomed- Ems-200 Tips ML | 183017EMS200TIPSML |  | A Class |  |  | I-Inventory | FG-Finish Good | R | Spares | Endomotor-Spares | Dental Equiment | Main Location | 90330000 |  | FIFO | Meto Biomed | [8 empty] | 0 | 0 | 0 | 1 | 0 | 0 | [7 empty] | 1 |  | MB/IP/SP/META BIOMED EMS-200 TIPS ML
IM04970 | Endomotor Spares-Meta Biomed- Ems-200 Tips XF | 183017EMS200TIPSXF |  | A Class |  |  | I-Inventory | FG-Finish Good | R | Spares | Endomotor-Spares | Dental Equiment | Main Location | 90330000 |  | FIFO | Meto Biomed | [8 empty] | 0 | 0 | 0 | 1 | 0 | 0 | [7 empty] | 1 |  | MB/IP/SP/META BIOMED EMS-200 TIPS XF
IM04971 | Endomotor Spares-Meta Biomed-EMS-200 Tips F/Fm-2Ea | 183062EMS200TIPFFM2EA |  | A Class |  |  | I-Inventory | FG-Finish Good | R | Spares | Endomotor-Spares | Dental Equiment | Main Location | 90330000 |  | FIFO | Meto Biomed | [8 empty] | 0 | 0 | 0 | 1 | 0 | 0 | [7 empty] | 1 |  | MB/IP/SP/META BIOMED EMS-200 TIPS F/FM-2EA
IM04972 | Endomotor Spares-Meta Biomed-EMS-200 Tips Fill Cartridge 23/25G | 183062EMS200CART2325G |  | A Class |  |  | I-Inventory | FG-Finish Good | R | Spares | Endomotor-Spares | Dental Equiment | Main Location | 90330000 |  | FIFO | Meto Biomed | [8 empty] | 0 | 0 | 0 | 1 | 0 | 0 | [7 empty] | 1 |  | MB/IP/SP/META BIOMED EMS-200 TIPS Fill Cartridge 23/25G
IM04973 | Endomotor Spares-Meta Biomed-Ems-200 Scaler H/P Bottom Cover | 183004EMS200BOTTOMCOVER |  | A Class |  |  | I-Inventory | FG-Finish Good | R | Spares | Endomotor-Spares | Dental Equiment | Main Location | 90330000 |  | FIFO | Meto Biomed | [8 empty] | 0 | 0 | 0 | 1 | 0 | 0 | [7 empty] | 1 |  | MB/HP/MC/META BIOMED EMS-200 SCALER H/P BOTTOM COVER
IM04974 | Endomotor Spares-Meta Biomed-Ems-200 Scaler H/P Top Cover | 183004EMS200TOPCOVER |  | A Class |  |  | I-Inventory | FG-Finish Good | R | Spares | Endomotor-Spares | Dental Equiment | Main Location | 90330000 |  | FIFO | Meto Biomed | [8 empty] | 0 | 0 | 0 | 1 | 0 | 0 | [7 empty] | 1 |  | MB/HP/MC/META BIOMED EMS-200 SCALER H/P TOP COVER
IM04975 | Endomotor Spares-Meta Biomed- Ems-200 Tips F/FM | 183017EMS200TIPSFFM |  | A Class |  |  | I-Inventory | FG-Finish Good | R | Spares | Endomotor-Spares | Dental Equiment | Main Location | 90330000 |  | FIFO | Meto Biomed | [8 empty] | 0 | 0 | 0 | 1 | 0 | 0 | [7 empty] | 1 |  | MB/IP/SP/META BIOMED EMS-200 TIPS F/FM
IM04976 | Endomotor Spares-Nsk Outer Body For Endomate TC2 E346040 | 114050E346040 |  | A Class |  |  | I-Inventory | FG-Finish Good | R | Spares | Endomotor-Spares | Dental Equiment | Main Location | 90330000 |  | FIFO | NSK Nakanishi | [5 empty] | . |  |  | 0 | 0 | 0 | 1 | 0 | 0 | [7 empty] | 1 |  | NSK OUTER BODY FOR ENDOMATE TC2 E346040
IM04977 | Endomotor Spares-NSK-3Gear Set Of (Cartridge + Gear Shaft + Dog Clutch) M95 (C1023070) | 114049C1023070 |  | A Class |  |  | I-Inventory | FG-Finish Good | R | Spares | Endomotor-Spares | Dental Equiment | Main Location | 90330000 |  | FIFO | NSK Nakanishi | [8 empty] | 0 | 0 | 0 | 1 | 0 | 0 | [7 empty] | 1 |  | NSK/ED/ 3Gear Set of (Cartridge + Gear Shaft + Dog Clutch) M95 (C1023070)
IM04978 | Endomotor Spares-NSK- Endomate DT Display PCB Version-2 | 114049DTDISPLAYPCBV2 |  | A Class |  |  | I-Inventory | FG-Finish Good | R | Spares | Endomotor-Spares | Dental Equiment | Main Location | 90330000 |  | FIFO | NSK Nakanishi | [8 empty] | 0 | 0 | 0 | 1 | 0 | 0 | [7 empty] | 1 |  | NSK/ED/SP/ENDOMATE DT DISPLAY PCB VERSION-2
IM04979 | Endomotor Spares-NSK- Endomate DT Main PCB Version-2- U421028 U421027 | 114049DTPCBV2U421028U421027 |  | A Class |  |  | I-Inventory | FG-Finish Good | R | Spares | Endomotor-Spares | Dental Equiment | Main Location | 90330000 |  | FIFO | NSK Nakanishi | [8 empty] | 0 | 0 | 0 | 1 | 0 | 0 | [7 empty] | 1 |  | NSK/ED/SP/ENDOMATE DT MAIN PCB VERSION-2- U421028 U421027
IM04980 | Endomotor Spares-NSK- Endomate DT Motor Switch PCB E229104B | 114049SWITCHPCBE229104B |  | A Class |  |  | I-Inventory | FG-Finish Good | R | Spares | Endomotor-Spares | Dental Equiment | Main Location | 90330000 |  | FIFO | NSK Nakanishi | [8 empty] | 0 | 0 | 0 | 1 | 0 | 0 | [7 empty] | 1 |  | NSK/ED/SP/ENDOMATE DT MOTOR SWITCH PCB E229104B
IM04981 | Endomotor Spares-NSK-Endomate Dt Adaptor-U480 | 114049ADAPTOR |  | A Class |  |  | I-Inventory | FG-Finish Good | R | Spares | Endomotor-Spares | Dental Equiment | Main Location | 90330000 |  | FIFO | NSK Nakanishi | [8 empty] | 0 | 0 | 0 | 1 | 0 | 0 | [7 empty] | 1 |  | NSK/EM/MC/ENDOMATE DT ADAPTOR-U480
IM04982 | Endomotor Spares-NSK-Endomate Dt Body | 114049BODY |  | A Class |  |  | I-Inventory | FG-Finish Good | R | Spares | Endomotor-Spares | Dental Equiment | Main Location | 90330000 |  | FIFO | NSK Nakanishi | [8 empty] | 0 | 0 | 0 | 1 | 0 | 0 | [7 empty] | 1 |  | NSK/EM/MC/ENDOMATE DT BODY
IM04983 | Endomotor Spares-NSK-Endomate Dt Motor Complete Body E275102 | 114049E275102 |  | A Class |  |  | I-Inventory | FG-Finish Good | R | Spares | Endomotor-Spares | Dental Equiment | Main Location | 90330000 |  | FIFO | NSK Nakanishi | [5 empty] | . |  |  | 0 | 0 | 0 | 1 | 0 | 0 | [7 empty] | 1 |  | NSK/EM/MC/ENDOMATE DT MOTOR COMPLETE BODY E275102
IM04984 | Endomotor Spares-NSK-Endomate Dt Motor Cord Male And Female Connector- E275050 | 114049E275050 |  | A Class |  |  | I-Inventory | FG-Finish Good | R | Spares | Endomotor-Spares | Dental Equiment | Main Location | 90330000 |  | FIFO | NSK Nakanishi | [8 empty] | 0 | 0 | 0 | 1 | 0 | 0 | [7 empty] | 1 |  | NSK/EM/MC/ENDOMATE DT MOTOR CORD MALE And FEMALE CONNECTOR- E275050
IM04985 | Endomotor Spares-NSK-Endomate Dt Motor Stand | 114049MOTORSTAND |  | A Class |  |  | I-Inventory | FG-Finish Good | R | Spares | Endomotor-Spares | Dental Equiment | Main Location | 90330000 |  | FIFO | NSK Nakanishi | [8 empty] | 0 | 0 | 0 | 1 | 0 | 0 | [7 empty] | 1 |  | NSK/EM/MC/ENDOMATE DT MOTOR STAND
IM04986 | Endomotor Spares-NSK-Endomate Dt Btry U421070 | 114049U421070 |  | A Class |  |  | I-Inventory | FG-Finish Good | R | Spares | Endomotor-Spares | Dental Equiment | Main Location | 90330000 |  | FIFO | NSK Nakanishi | [8 empty] | 0 | 0 | 0 | 1 | 0 | 0 | [7 empty] | 1 |  | NSK/EM/MC/NSK ENDOMATE DT BTRY U421070
IM04987 | Endomotor Spares-NSK-Endomate Dt Cord C876021B | 114049C876021B |  | A Class |  |  | I-Inventory | FG-Finish Good | R | Spares | Endomotor-Spares | Dental Equiment | Main Location | 90330000 |  | FIFO | NSK Nakanishi | [8 empty] | 0 | 0 | 0 | 1 | 0 | 0 | [7 empty] | 1 |  | NSK/EM/MC/NSK ENDOMATE DT CORD C876021B
IM04988 | Endomotor Spares-NSK-Endomate Dt Motor And Cord E275 | 1.1405e+280 |  | A Class |  |  | I-Inventory | FG-Finish Good | R | Spares | Endomotor-Spares | Dental Equiment | Main Location | 90330000 |  | FIFO | NSK Nakanishi | [8 empty] | 0 | 0 | 0 | 1 | 0 | 0 | [7 empty] | 1 |  | NSK/EM/MC/NSK ENDOMATE DT MOTOR AND CORD E275
IM04989 | Endomotor Spares-NSK-Mpas F20R Short Shank Head-Y110046 | 114004MPASY110046 |  | A Class |  |  | I-Inventory | FG-Finish Good | R | Spares | Endomotor-Spares | Dental Equiment | Main Location | 90330000 |  | FIFO | NSK Nakanishi | [8 empty] | 0 | 0 | 0 | 1 | 0 | 0 | [7 empty] | 1 |  | NSK/EM/SP/NSK-MPAS F20R SHORT SHANK HEAD-Y110046
IM04990 | Endomtor Spares-NSK- Ipex Clip For Handpiece U501512 | 114017U501512 |  | A Class |  |  | I-Inventory | FG-Finish Good | R | Spares | Endomotor-Spares | Dental Equiment | Main Location | 90330000 |  | FIFO | NSK Nakanishi | [8 empty] | 0 | 0 | 0 | 1 | 0 | 0 | [7 empty] | 1 |  | NSK/IP/AC/NSK IPEX CLIP FOR HANDPIECE U501512
IM04991 | Endomtor Spares-NSK- Ipex Extn Cord For Handpiece U501514A | 114017U501514A |  | A Class |  |  | I-Inventory | FG-Finish Good | R | Spares | Endomotor-Spares | Dental Equiment | Main Location | 90330000 |  | FIFO | NSK Nakanishi | [8 empty] | 0 | 0 | 0 | 1 | 0 | 0 | [7 empty] | 1 |  | NSK/IP/AC/NSK IPEX EXTN CORD FOR HANDPIECE U501514A
IM04992 | Endomtor Spares-NSK- Ipex II Clip For Handpiece U1109351 | 114017HPCLIPU1109351 |  | A Class |  |  | I-Inventory | FG-Finish Good | R | Spares | Endomotor-Spares | Dental Equiment | Main Location | 90330000 |  | FIFO | NSK Nakanishi | [8 empty] | 0 | 0 | 0 | 1 | 0 | 0 | [7 empty] | 1 |  | NSK/IP/AC/NSK IPEX II CLIP FOR HANDPIECE U1109351
IM04993 | Endomtor Spares-NSK- Ipex II Probe- U1109352 | 114052IPEXPROBE |  | A Class |  |  | I-Inventory | FG-Finish Good | R | Spares | Endomotor-Spares | Dental Equiment | Main Location | 90330000 |  | FIFO | NSK Nakanishi | [8 empty] | 0 | 0 | 0 | 1 | 0 | 0 | [7 empty] | 1 |  | NSK/IP/AC/NSK IPEX II PROBE- U1109352
IM04994 | Endomtor Spares-NSK- Ipex Probe Lead For Handpiece U501511 | 114017U501511 |  | A Class |  |  | I-Inventory | FG-Finish Good | R | Spares | Endomotor-Spares | Dental Equiment | Main Location | 90330000 |  | FIFO | NSK Nakanishi | [5 empty] | . |  |  | 0 | 0 | 0 | 1 | 0 | 0 | [7 empty] | 1 |  | NSK/IP/AC/NSK IPEX PROBE LEAD FOR HANDPIECE U501511
IM04995 | Endomtor Spares-NSK-Endomate DT Display PCB | 114049DISPLAYPCB |  | A Class |  |  | I-Inventory | FG-Finish Good | R | Spares | Endomotor-Spares | Dental Equiment | Main Location | 90330000 |  | FIFO | NSK Nakanishi | [8 empty] | 0 | 0 | 0 | 1 | 0 | 0 | [7 empty] | 1 |  | NSK/SP/ENDOMATE DT DISPLAY PCB
IM04996 | Endomtor Spares-NSK-Endomate DT Head Cap C521050 | 114049C521050 |  | A Class |  |  | I-Inventory | FG-Finish Good | R | Spares | Endomotor-Spares | Dental Equiment | Main Location | 90330000 |  | FIFO | NSK Nakanishi | [5 empty] | NSK/SP/ENDOMATE DT HEAD CAP |  |  | 0 | 0 | 0 | 1 | 0 | 0 | [7 empty] | 1 |  | NSK/SP/ENDOMATE DT HEAD CAP C521050
IM04997 | Endomtor Spares-NSK-Endomate DT Head Complete Mp F20R Y110044 | 114049F20RY110044 |  | A Class |  |  | I-Inventory | FG-Finish Good | R | Spares | Endomotor-Spares | Dental Equiment | Main Location | 90330000 |  | FIFO | NSK Nakanishi | [8 empty] | 0 | 0 | 0 | 1 | 0 | 0 | [7 empty] | 1 |  | NSK/SP/ENDOMATE DT HEAD COMPLETE MP F20R Y110044
IM04998 | Endomtor Spares-NSK-Endomate DT Main PCB | 114049MAINPCB |  | A Class |  |  | I-Inventory | FG-Finish Good | R | Spares | Endomotor-Spares | Dental Equiment | Main Location | 90330000 |  | FIFO | NSK Nakanishi | [8 empty] | 0 | 0 | 0 | 1 | 0 | 0 | [7 empty] | 1 |  | NSK/SP/ENDOMATE DT MAIN PCB
IM04999 | Endomtor Spares-NSK-Endomate DT Mpy Head Cartridge C521015 | 114004C521015A |  | A Class |  |  | I-Inventory | FG-Finish Good | R | Spares | Endomotor-Spares | Dental Equiment | Main Location | 90330000 |  | FIFO | NSK Nakanishi | [5 empty] | . |  |  | 0 | 0 | 0 | 1 | 0 | 0 | [7 empty] | 1 |  | NSK/SP/ENDOMATE DT MPY HEAD CARTRIDGE C521015
IM05000 | Endomtor Spares-NSK-Endomate TC2 Charger | 114050CHARGER |  | A Class |  |  | I-Inventory | FG-Finish Good | R | Spares | Endomotor-Spares | Dental Equiment | Main Location | 90330000 |  | FIFO | NSK Nakanishi | [8 empty] | 0 | 0 | 0 | 1 | 0 | 0 | [7 empty] | 1 |  | NSK/SP/ENDOMATE TC2 CHARGER
IM05001 | Endomtor Spares-NSK-Endomate TC2 Display PCB | 114050DISPLAYPCB |  | A Class |  |  | I-Inventory | FG-Finish Good | R | Spares | Endomotor-Spares | Dental Equiment | Main Location | 90330000 |  | FIFO | NSK Nakanishi | [8 empty] | 0 | 0 | 0 | 1 | 0 | 0 | [7 empty] | 1 |  | NSK/SP/ENDOMATE TC2 DISPLAY PCB
IM05002 | Endomtor Spares-NSK-Endomate TC2 Power Cord | 114050POWERCORD |  | A Class |  |  | I-Inventory | FG-Finish Good | R | Spares | Endomotor-Spares | Dental Equiment | Main Location | 90330000 |  | FIFO | NSK Nakanishi | [8 empty] | 0 | 0 | 0 | 1 | 0 | 0 | [7 empty] | 1 |  | NSK/SP/ENDOMATE TC2 POWER CORD
IM05003 | Endomtor Spares-NSK-Mp-Y Drive Shaft For Endomate DT C547022A | 114049C547022A |  | A Class |  |  | I-Inventory | FG-Finish Good | R | Spares | Endomotor-Spares | Dental Equiment | Main Location | 90330000 |  | FIFO | NSK Nakanishi | [8 empty] | 0 | 0 | 0 | 1 | 0 | 0 | [7 empty] | 1 |  | NSK/SP/MP-Y DRIVE SHAFT FOR ENDOMATE DT C547022A
IM05004 | Filament-Flashforge-ABS Pro Spool-1Kg Natural | 197055ABSPROSPOOL1KGNATURAL |  | A Class |  |  | I-Inventory | FG-Finish Good | C | Consumables | Filament | CAD CAM | Main Location | 39019000 |  | FIFO | Flashforge | [8 empty] | 0 | 0 | 0 | 1 | 0 | 0 | [7 empty] | 1 |  | ZF/3DP/ CM/ABS PRO SPOOL/1KG NATURAL
IM05005 | Filament-Flashforge-ABS Spool-1Kg Black | 197055ABSSPOOL1KGBLACK |  | A Class |  |  | I-Inventory | FG-Finish Good | C | Consumables | Filament | CAD CAM | Main Location | 39019000 |  | FIFO | Flashforge | [8 empty] | 0 | 0 | 0 | 1 | 0 | 0 | [7 empty] | 1 |  | ZF/3DP/ CM/ABS SPOOL/1KG BLACK
IM05006 | Filament-Flashforge-ABS Spool-1Kg Natural | 197055ABSSPOOL1KGNATURAL |  | A Class |  |  | I-Inventory | FG-Finish Good | C | Consumables | Filament | CAD CAM | Main Location | 39019000 |  | FIFO | Flashforge | [8 empty] | 0 | 0 | 0 | 1 | 0 | 0 | [7 empty] | 1 |  | ZF/3DP/ CM/ABS SPOOL/1KG NATURAL
IM05007 | Filament-Flashforge-ABS Spool-1Kg White | 197055ABSSPOOL1KGWHITE |  | A Class |  |  | I-Inventory | FG-Finish Good | C | Consumables | Filament | CAD CAM | Main Location | 39019000 |  | FIFO | Flashforge | [8 empty] | 0 | 0 | 0 | 1 | 0 | 0 | [7 empty] | 1 |  | ZF/3DP/ CM/ABS SPOOL/1KG WHITE
IM05008 | Filament-Flashforge-Colour Change Spool-Orange- Yellow | 197055COLRCHANGESPOOLORANGEYELLOW |  | A Class |  |  | I-Inventory | FG-Finish Good | C | Consumables | Filament | CAD CAM | Main Location | 39019000 |  | FIFO | Flashforge | [8 empty] | 0 | 0 | 0 | 1 | 0 | 0 | [7 empty] | 1 |  | ZF/3DP/ CM/COLOUR CHANGE SPOOL/ORANGE- YELLOW
IM05009 | Filament-Flashforge-Hips Spool-1Kg Natural | 197055HIPSSPOOL1KGNATURAL |  | A Class |  |  | I-Inventory | FG-Finish Good | C | Consumables | Filament | CAD CAM | Main Location | 39019000 |  | FIFO | Flashforge | [8 empty] | 0 | 0 | 0 | 1 | 0 | 0 | [7 empty] | 1 |  | ZF/3DP/ CM/HIPS SPOOL/1KG NATURAL
IM05010 | Filament-Flashforge-Hips Spool-1Kg White | 197055HIPSSPOOL1KGWHITE |  | A Class |  |  | I-Inventory | FG-Finish Good | C | Consumables | Filament | CAD CAM | Main Location | 39019000 |  | FIFO | Flashforge | [8 empty] | 0 | 0 | 0 | 1 | 0 | 0 | [7 empty] | 1 |  | ZF/3DP/ CM/HIPS SPOOL/1KG WHITE
IM05011 | Filament-Flashforge-Luminous Spool-1Kg Green | 197055LUMINOUSSPOOL1KGGREEN |  | A Class |  |  | I-Inventory | FG-Finish Good | C | Consumables | Filament | CAD CAM | Main Location | 39019000 |  | FIFO | Flashforge | [8 empty] | 0 | 0 | 0 | 1 | 0 | 0 | [7 empty] | 1 |  | ZF/3DP/ CM/LUMINOUS SPOOL/1KG GREEN
IM05012 | Filament-Flashforge-Marble Spool-1Kg Black | 197055MARBLESPOOL1KGBLACK |  | A Class |  |  | I-Inventory | FG-Finish Good | C | Consumables | Filament | CAD CAM | Main Location | 39019000 |  | FIFO | Flashforge | [8 empty] | 0 | 0 | 0 | 1 | 0 | 0 | [7 empty] | 1 |  | ZF/3DP/ CM/MARBLE SPOOL/1KG BLACK
IM05013 | Filament-Flashforge-Marble Spool-1Kg Brown | 197055MARBLESPOOL1KGBROWN |  | A Class |  |  | I-Inventory | FG-Finish Good | C | Consumables | Filament | CAD CAM | Main Location | 39019000 |  | FIFO | Flashforge | [8 empty] | 0 | 0 | 0 | 1 | 0 | 0 | [7 empty] | 1 |  | ZF/3DP/ CM/MARBLE SPOOL/1KG BROWN
IM05014 | Filament-Flashforge-Metalfilled Spool-1Kg Aluminium | 197055MATALFILLEDSPOOL1KGALUMINIUM |  | A Class |  |  | I-Inventory | FG-Finish Good | C | Consumables | Filament | CAD CAM | Main Location | 39019000 |  | FIFO | Flashforge | [8 empty] | 0 | 0 | 0 | 1 | 0 | 0 | [7 empty] | 1 |  | ZF/3DP/ CM/METALFILLED SPOOL/1KG ALUMINIUM
IM05015 | Filament-Flashforge-Metalfilled Spool-1Kg Bronze | 197055MATALFILLEDSPOOL1KGBRONZE |  | A Class |  |  | I-Inventory | FG-Finish Good | C | Consumables | Filament | CAD CAM | Main Location | 39019000 |  | FIFO | Flashforge | [8 empty] | 0 | 0 | 0 | 1 | 0 | 0 | [7 empty] | 1 |  | ZF/3DP/ CM/METALFILLED SPOOL/1KG BRONZE
IM05016 | Filament-Flashforge-Metalfilled Spool-1Kg Copper | 197055MATALFILLEDSPOOL1KGCOPPER |  | A Class |  |  | I-Inventory | FG-Finish Good | C | Consumables | Filament | CAD CAM | Main Location | 39019000 |  | FIFO | Flashforge | [8 empty] | 0 | 0 | 0 | 1 | 0 | 0 | [7 empty] | 1 |  | ZF/3DP/ CM/METALFILLED SPOOL/1KG COPPER
IM05017 | Filament-Flashforge-Pa Nylon Transparent Spool-1Kg | 197055PAVYLONTRANSSPOOL1KG |  | A Class |  |  | I-Inventory | FG-Finish Good | C | Consumables | Filament | CAD CAM | Main Location | 39019000 |  | FIFO | Flashforge | [8 empty] | 0 | 0 | 0 | 1 | 0 | 0 | [7 empty] | 1 |  | ZF/3DP/ CM/PA NYLON TRANSPARENT SPOOL/1KG
IM05018 | Filament-Flashforge-Pc Natural Spool-1Kg | 197055PCSPOOL1KGNATURAL |  | A Class |  |  | I-Inventory | FG-Finish Good | C | Consumables | Filament | CAD CAM | Main Location | 39019000 |  | FIFO | Flashforge | [8 empty] | 0 | 0 | 0 | 1 | 0 | 0 | [7 empty] | 1 |  | ZF/3DP/ CM/PC NATURAL SPOOL/1KG
IM05019 | Filament-Flashforge-Pearl Spool-1Kg Gold | 197055PEARLSPOOL1KGGOLD |  | A Class |  |  | I-Inventory | FG-Finish Good | C | Consumables | Filament | CAD CAM | Main Location | 39019000 |  | FIFO | Flashforge | [8 empty] | 0 | 0 | 0 | 1 | 0 | 0 | [7 empty] | 1 |  | ZF/3DP/ CM/PEARL SPOOL/1KG GOLD
IM05020 | Filament-Flashforge-Pearl Spool-1Kg Natural | 197055PEARLSPOOL1KGNATURAL |  | A Class |  |  | I-Inventory | FG-Finish Good | C | Consumables | Filament | CAD CAM | Main Location | 39019000 |  | FIFO | Flashforge | [8 empty] | 0 | 0 | 0 | 1 | 0 | 0 | [7 empty] | 1 |  | ZF/3DP/ CM/PEARL SPOOL/1KG NATURAL
IM05021 | Filament-Flashforge-Pearl Spool-1Kg Pink | 197055PEARLSPOOL1KGPINK |  | A Class |  |  | I-Inventory | FG-Finish Good | C | Consumables | Filament | CAD CAM | Main Location | 39019000 |  | FIFO | Flashforge | [8 empty] | 0 | 0 | 0 | 1 | 0 | 0 | [7 empty] | 1 |  | ZF/3DP/ CM/PEARL SPOOL/1KG PINK
IM05022 | Filament-Flashforge-Pearl Spool-1Kg Silver | 197055PEARLSPOOL1KGSILVER |  | A Class |  |  | I-Inventory | FG-Finish Good | C | Consumables | Filament | CAD CAM | Main Location | 39019000 |  | FIFO | Flashforge | [8 empty] | 0 | 0 | 0 | 1 | 0 | 0 | [7 empty] | 1 |  | ZF/3DP/ CM/PEARL SPOOL/1KG SILVER
IM05023 | Filament-Flashforge-Petg Spool-1Kg Green | 197055PETGSPOOL1KGGREEN |  | A Class |  |  | I-Inventory | FG-Finish Good | C | Consumables | Filament | CAD CAM | Main Location | 39019000 |  | FIFO | Flashforge | [8 empty] | 0 | 0 | 0 | 1 | 0 | 0 | [7 empty] | 1 |  | ZF/3DP/ CM/PETG SPOOL/1KG GREEN
IM05024 | Filament-Flashforge-Petg Spool-1Kg Natural | 197055PETGSPOOL1KGNATURAL |  | A Class |  |  | I-Inventory | FG-Finish Good | C | Consumables | Filament | CAD CAM | Main Location | 39019000 |  | FIFO | Flashforge | [8 empty] | 0 | 0 | 0 | 1 | 0 | 0 | [7 empty] | 1 |  | ZF/3DP/ CM/PETG SPOOL/1KG NATURAL
IM05025 | Filament-Flashforge-Petg Spool-1Kg White | 197055PETGSPOOL1KGWHITE |  | A Class |  |  | I-Inventory | FG-Finish Good | C | Consumables | Filament | CAD CAM | Main Location | 39019000 |  | FIFO | Flashforge | [8 empty] | 0 | 0 | 0 | 1 | 0 | 0 | [7 empty] | 1 |  | ZF/3DP/ CM/PETG SPOOL/1KG WHITE
IM05026 | Filament-Flashforge-Petg Spool-1Kg Yellow | 197055PETGSPOOL1KGYELLOW |  | A Class |  |  | I-Inventory | FG-Finish Good | C | Consumables | Filament | CAD CAM | Main Location | 39019000 |  | FIFO | Flashforge | [8 empty] | 0 | 0 | 0 | 1 | 0 | 0 | [7 empty] | 1 |  | ZF/3DP/ CM/PETG SPOOL/1KG YELLOW
IM05027 | Filament-Flashforge-PLA Spool-1Kg Green | 197055PLASPOOL1KGGREEN |  | A Class |  |  | I-Inventory | FG-Finish Good | C | Consumables | Filament | CAD CAM | Main Location | 39019000 |  | FIFO | Flashforge | [8 empty] | 0 | 0 | 0 | 1 | 0 | 0 | [7 empty] | 1 |  | ZF/3DP/ CM/PLA SPOOL/1KG GREEN
IM05028 | Filament-Flashforge-PLA Spool-1Kg Grey | 197055PLASPOOL1KGGREY |  | A Class |  |  | I-Inventory | FG-Finish Good | C | Consumables | Filament | CAD CAM | Main Location | 39019000 |  | FIFO | Flashforge | [8 empty] | 0 | 0 | 0 | 1 | 0 | 0 | [7 empty] | 1 |  | ZF/3DP/ CM/PLA SPOOL/1KG GREY
IM05029 | Filament-Flashforge-PLA Spool-1Kg Orange | 197055PLASPOOL1KGORANGE |  | A Class |  |  | I-Inventory | FG-Finish Good | C | Consumables | Filament | CAD CAM | Main Location | 39019000 |  | FIFO | Flashforge | [8 empty] | 0 | 0 | 0 | 1 | 0 | 0 | [7 empty] | 1 |  | ZF/3DP/ CM/PLA SPOOL/1KG ORANGE
IM05030 | Filament-Flashforge-PLA Spool-1Kg Pink | 197055PLASPOOL1KGPINK |  | A Class |  |  | I-Inventory | FG-Finish Good | C | Consumables | Filament | CAD CAM | Main Location | 39019000 |  | FIFO | Flashforge | [8 empty] | 0 | 0 | 0 | 1 | 0 | 0 | [7 empty] | 1 |  | ZF/3DP/ CM/PLA SPOOL/1KG PINK
IM05031 | Filament-Flashforge-PLA Spool-1Kg Silver | 197055PLASPOOL1KGSILVER |  | A Class |  |  | I-Inventory | FG-Finish Good | C | Consumables | Filament | CAD CAM | Main Location | 39019000 |  | FIFO | Flashforge | [8 empty] | 0 | 0 | 0 | 1 | 0 | 0 | [7 empty] | 1 |  | ZF/3DP/ CM/PLA SPOOL/1KG SILVER
IM05032 | Filament-Flashforge-Pva Spool-0.5Kg | 197055PVASPOOL0.5KG |  | A Class |  |  | I-Inventory | FG-Finish Good | C | Consumables | Filament | CAD CAM | Main Location | 39019000 |  | FIFO | Flashforge | [8 empty] | 0 | 0 | 0 | 1 | 0 | 0 | [7 empty] | 1 |  | ZF/3DP/ CM/PVA SPOOL/0.5KG
IM05033 | Filament-Flashforge-Tpe Elastic Spool-0.5Kg Green | 197055TPEELASTICSPOOL0.5KGGREEN |  | A Class |  |  | I-Inventory | FG-Finish Good | C | Consumables | Filament | CAD CAM | Main Location | 39019000 |  | FIFO | Flashforge | [8 empty] | 0 | 0 | 0 | 1 | 0 | 0 | [7 empty] | 1 |  | ZF/3DP/ CM/TPE ELASTIC SPOOL/0.5KG GREEN
IM05034 | Filament-Flashforge-Tpe Elastic Spool-0.5Kg Natural | 197055TPEELASTICSPOOL0.5KGNATURAL |  | A Class |  |  | I-Inventory | FG-Finish Good | C | Consumables | Filament | CAD CAM | Main Location | 39019000 |  | FIFO | Flashforge | [8 empty] | 0 | 0 | 0 | 1 | 0 | 0 | [7 empty] | 1 |  | ZF/3DP/ CM/TPE ELASTIC SPOOL/0.5KG NATURAL
IM05035 | Filament-Flashforge-Tpe Elastic Spool-0.5Kg Yellow | 197055TPEELASTICSPOOL0.5KGYELLOW |  | A Class |  |  | I-Inventory | FG-Finish Good | C | Consumables | Filament | CAD CAM | Main Location | 39019000 |  | FIFO | Flashforge | [8 empty] | 0 | 0 | 0 | 1 | 0 | 0 | [7 empty] | 1 |  | ZF/3DP/ CM/TPE ELASTIC SPOOL/0.5KG YELLOW
IM05036 | Filament-Flashforge-Tpu Flexible Spool-1Kg Black | 197055TPUFLXSPOOL1KGBLACK |  | A Class |  |  | I-Inventory | FG-Finish Good | C | Consumables | Filament | CAD CAM | Main Location | 39019000 |  | FIFO | Flashforge | [8 empty] | 0 | 0 | 0 | 1 | 0 | 0 | [7 empty] | 1 |  | ZF/3DP/ CM/TPU FLEXIBLE SPOOL/1KG BLACK
IM05037 | Filament-Flashforge-Tpu Flexible Spool-1Kg Blue | 197055TPUFLXSPOOL1KBLUE |  | A Class |  |  | I-Inventory | FG-Finish Good | C | Consumables | Filament | CAD CAM | Main Location | 39019000 |  | FIFO | Flashforge | [8 empty] | 0 | 0 | 0 | 1 | 0 | 0 | [7 empty] | 1 |  | ZF/3DP/ CM/TPU FLEXIBLE SPOOL/1KG BLUE
IM05038 | Filament-Flashforge-Tpu Flexible Spool-1Kg Natural | 197055TPUFLXSPOOL1KG NATURAL |  | A Class |  |  | I-Inventory | FG-Finish Good | C | Consumables | Filament | CAD CAM | Main Location | 39019000 |  | FIFO | Flashforge | [8 empty] | 0 | 0 | 0 | 1 | 0 | 0 | [7 empty] | 1 |  | ZF/3DP/ CM/TPU FLEXIBLE SPOOL/1KG NATURAL
IM05039 | Filament-Flashforge-Tpu Flexible Spool-1Kg Red | 197055TPUFLXSPOOL1KGRED |  | A Class |  |  | I-Inventory | FG-Finish Good | C | Consumables | Filament | CAD CAM | Main Location | 39019000 |  | FIFO | Flashforge | [8 empty] | 0 | 0 | 0 | 1 | 0 | 0 | [7 empty] | 1 |  | ZF/3DP/ CM/TPU FLEXIBLE SPOOL/1KG RED
IM05040 | Filament-Flashforge-Tpu Flexible Spool-1Kg White | 197055TPUFLXSPOOL1KGWHITE |  | A Class |  |  | I-Inventory | FG-Finish Good | C | Consumables | Filament | CAD CAM | Main Location | 39019000 |  | FIFO | Flashforge | [8 empty] | 0 | 0 | 0 | 1 | 0 | 0 | [7 empty] | 1 |  | ZF/3DP/ CM/TPU FLEXIBLE SPOOL/1KG WHITE
IM05041 | Filament-Flashforge-Transparent Spool-1Kg Blue | 197055TRANSSPOOL1KGBLUE |  | A Class |  |  | I-Inventory | FG-Finish Good | C | Consumables | Filament | CAD CAM | Main Location | 39019000 |  | FIFO | Flashforge | [8 empty] | 0 | 0 | 0 | 1 | 0 | 0 | [7 empty] | 1 |  | ZF/3DP/ CM/TRANSPARENT SPOOL/1KG BLUE
IM05042 | Filament-Flashforge-Transparent Spool-1Kg Red | 197055TRANSPARENTSPOOL1KGRED |  | A Class |  |  | I-Inventory | FG-Finish Good | C | Consumables | Filament | CAD CAM | Main Location | 39019000 |  | FIFO | Flashforge | [8 empty] | 0 | 0 | 0 | 1 | 0 | 0 | [7 empty] | 1 |  | ZF/3DP/ CM/TRANSPARENT SPOOL/1KG RED
IM05043 | Filament-Flashforge-Wood Spool-1Kg Dark | 197055WOODSPOOL1KGDARK |  | A Class |  |  | I-Inventory | FG-Finish Good | C | Consumables | Filament | CAD CAM | Main Location | 39019000 |  | FIFO | Flashforge | [8 empty] | 0 | 0 | 0 | 1 | 0 | 0 | [7 empty] | 1 |  | ZF/3DP/ CM/WOOD SPOOL/1KG DARK
IM05044 | Filament-Flashforge-Wood Spool-1Kg Light | 197055WOODSPOOL1KGLIGHT |  | A Class |  |  | I-Inventory | FG-Finish Good | C | Consumables | Filament | CAD CAM | Main Location | 39019000 |  | FIFO | Flashforge | [8 empty] | 0 | 0 | 0 | 1 | 0 | 0 | [7 empty] | 1 |  | ZF/3DP/ CM/WOOD SPOOL/1KG LIGHT
IM05045 | Filament-Flashforge-PLA Spool-1Kg White | 197055PLASPOOL1KGWHITE |  | A Class |  |  | I-Inventory | TG-Trading Good |  | Consumables | Filament | CAD CAM | Main Location | 39019000 |  | FIFO | Flashforge | [8 empty] | 0 | 0 | 0 | 1 | 0 | 0 | [7 empty] | 1 |  | ZF/3DP/CM/PLA SPOOL/1KG WHITE
IM05046 | Filament-Flashforge-PLA Spool-1.75Mm 1Kg Black | 197055SPOOL1.75MM1KGBLACK |  | A Class |  |  | I-Inventory | TG-Trading Good |  | Consumables | Filament | CAD CAM | Main Location | 39019090 |  | FIFO | Flashforge | [8 empty] | 0 | 0 | 0 | 1 | 0 | 0 | [7 empty] | 1 |  | ZF/3DP/PLA SPOOL/1.75MM 1KG BLACK
IM05047 | Filament-Flashforge-PLA Spool-1.75Mm 1Kg Blue | 197055SPOOL1.75MM1KGBLUE |  | A Class |  |  | I-Inventory | FG-Finish Good | C | Consumables | Filament | CAD CAM | Main Location | 39019090 |  | FIFO | Flashforge | [8 empty] | 0 | 0 | 0 | 1 | 0 | 0 | [7 empty] | 1 |  | ZF/3DP/PLA SPOOL/1.75MM 1KG BLUE
IM05048 | Filament-Flashforge-PLA Spool-1.75Mm 1Kg Brown | 197055SPOOL1.75MM1KGBROWN |  | A Class |  |  | I-Inventory | FG-Finish Good | C | Consumables | Filament | CAD CAM | Main Location | 39019090 |  | FIFO | Flashforge | [8 empty] | 0 | 0 | 0 | 1 | 0 | 0 | [7 empty] | 1 |  | ZF/3DP/PLA SPOOL/1.75MM 1KG BROWN
IM05049 | Filament-Flashforge-PLA Spool-1.75Mm 1Kg Brown To Green | 197055SPOOL1.75MM1KGBROWNTOGREEN |  | A Class |  |  | I-Inventory | FG-Finish Good | C | Consumables | Filament | CAD CAM | Main Location | 39019090 |  | FIFO | Flashforge | [8 empty] | 0 | 0 | 0 | 1 | 0 | 0 | [7 empty] | 1 |  | ZF/3DP/PLA SPOOL/1.75MM 1KG BROWN TO GREEN
IM05050 | Filament-Flashforge-PLA Spool-1.75Mm 1Kg Glow In The Dark Green | 197055SPOOL1.75MM1KGDGREEN |  | A Class |  |  | I-Inventory | FG-Finish Good | C | Consumables | Filament | CAD CAM | Main Location | 39019090 |  | FIFO | Flashforge | [8 empty] | 0 | 0 | 0 | 1 | 0 | 0 | [7 empty] | 1 |  | ZF/3DP/PLA SPOOL/1.75MM 1KG GLOW IN THE DARK GREEN
IM05051 | Filament-Flashforge-PLA Spool-1.75Mm 1Kg Glow In The Dark Orange | 197055SPOOL1.75MM1KGDORANGE |  | A Class |  |  | I-Inventory | FG-Finish Good | C | Consumables | Filament | CAD CAM | Main Location | 39019090 |  | FIFO | Flashforge | [8 empty] | 0 | 0 | 0 | 1 | 0 | 0 | [7 empty] | 1 |  | ZF/3DP/PLA SPOOL/1.75MM 1KG GLOW IN THE DARK ORANGE
IM05052 | Filament-Flashforge-PLA Spool-1.75Mm 1Kg Green | 197055SPOOL1.75MM1KGGREEN |  | A Class |  |  | I-Inventory | FG-Finish Good | C | Consumables | Filament | CAD CAM | Main Location | 39019090 |  | FIFO | Flashforge | [8 empty] | 0 | 0 | 0 | 1 | 0 | 0 | [7 empty] | 1 |  | ZF/3DP/PLA SPOOL/1.75MM 1KG GREEN
IM05053 | Filament-Flashforge-PLA Spool-1.75Mm 1Kg Purple | 197055SPOOL1.75MM1KGPURPLE |  | A Class |  |  | I-Inventory | FG-Finish Good | C | Consumables | Filament | CAD CAM | Main Location | 39019090 |  | FIFO | Flashforge | [8 empty] | 0 | 0 | 0 | 1 | 0 | 0 | [7 empty] | 1 |  | ZF/3DP/PLA SPOOL/1.75MM 1KG PURPLE
IM05054 | Filament-Flashforge-PLA Spool-1.75Mm 1Kg Red | 197055SPOOL1.75MM1KGRED |  | A Class |  |  | I-Inventory | FG-Finish Good | C | Consumables | Filament | CAD CAM | Main Location | 39019090 |  | FIFO | Flashforge | [8 empty] | 0 | 0 | 0 | 1 | 0 | 0 | [7 empty] | 1 |  | ZF/3DP/PLA SPOOL/1.75MM 1KG RED
IM05055 | Filament-Flashforge-PLA Spool-1.75Mm 1Kg White | 197055SPOOL1.75MM1KGWHITE |  | A Class |  |  | I-Inventory | FG-Finish Good | C | Consumables | Filament | CAD CAM | Main Location | 39019090 |  | FIFO | Flashforge | [8 empty] | 0 | 0 | 0 | 1 | 0 | 0 | [7 empty] | 1 |  | ZF/3DP/PLA SPOOL/1.75MM 1KG WHITE
IM05056 | Filament-Flashforge-PLA Spool-1.75Mm 1Kg Yellow | 197055SPOOL1.75MM1KGYELLOW |  | A Class |  |  | I-Inventory | FG-Finish Good | C | Consumables | Filament | CAD CAM | Main Location | 39019090 |  | FIFO | Flashforge | [8 empty] | 0 | 0 | 0 | 1 | 0 | 0 | [7 empty] | 1 |  | ZF/3DP/PLA SPOOL/1.75MM 1KG YELLOW
IM05057 | Files-Innovative- Dental H Files 15-40 21Mm A-F-Sh00121 | 149041SH00121 |  | A Class |  |  | I-Inventory | FG-Finish Good | R | Consumables | Files | Dental Equiment | Main Location |  |  | FIFO | Innovating Material | [8 empty] | 0 | 0 | 0 | 1 | 0 | 0 | [7 empty] | 1 |  | Files-Innovative- Dental H Files 15-40 21MM A-F-SH00121
IM05058 | Files-Innovative -Dental Reamer R Files 5-40 21Mm A-F-Sr00121 | 149041SR00121 |  | A Class |  |  | I-Inventory | FG-Finish Good | R | Consumables | Files | Dental Equiment | Main Location |  |  | FIFO | Innovating Material | [8 empty] | 0 | 0 | 0 | 1 | 0 | 0 | [7 empty] | 1 |  | Files-Innovative -Dental Reamer R Files 5-40 21MM A-F-SR00121
IM05059 | API Instrument-Forceps-(Set Of 12) | FORCEP-12 PCS |  | A Class |  |  | I-Inventory | FG-Finish Good | R | Equipment | Forcep | Dental Equiment | Main Location | 90330000 |  | FIFO | API | [8 empty] | 0 | 0 | 0 | 1 | 0 | 0 | [7 empty] | 1 |  | FORCEPS (SET OF 12)
IM05060 | API Instrument-Forceps- (Set Of 14) | FORCEP-14 PCS |  | A Class |  |  | I-Inventory | FG-Finish Good | R | Equipment | Forcep | Dental Equiment | Main Location | 90184900 |  | FIFO | API | [8 empty] | 0 | 0 | 0 | 1 | 0 | 0 | [7 empty] | 1 |  | FORCEPS (SET OF 14)
IM05061 | Furnace-Zhengzhou Keji - Sintering Furnace Model Kj-1700 | 135031KJ1700 |  | A Class |  |  | I-Inventory | FG-Finish Good | R | Equipment | Furnace | CAD CAM | Main Location | 90330000 |  | FIFO | Kejia Zehngzhou | [8 empty] | 0 | 0 | 0 | 1 | 0 | 0 | [7 empty] | 1 |  | Furnace-Zhengzhou Keji - Sintering Furnace Model KJ-1700
IM05062 | Furnace Spares-Kejia- Furnace Firing Tray | 135034FIRINGTRAY |  | A Class |  |  | I-Inventory | FG-Finish Good | C | Spares | Furnace-Spares | CAD CAM | Main Location | 90330000 |  | FIFO | Kejia Zehngzhou | [8 empty] | 0 | 0 | 0 | 1 | 0 | 0 | [7 empty] | 1 |  | KJ/SM/SP/KEJIA FURNACE FIRING TRAY
IM05063 | Furnace Spares-Kejia- Furnace Main Cable Cl | 135048CABLECLIP |  | A Class |  |  | I-Inventory | FG-Finish Good | R | Spares | Furnace-Spares | CAD CAM | Main Location | 90330000 |  | FIFO | Kejia Zehngzhou | [8 empty] | 0 | 0 | 0 | 1 | 0 | 0 | [7 empty] | 1 |  | KJ/SM/SP/KEJIA FURNACE MAIN CABLE CL
IM05064 | Furnace Spares-Kejia- Furnace Power Regulator-Exwrmb1104 | 135034POWERREGULATOREXWRMB1104 |  | A Class |  |  | I-Inventory | FG-Finish Good | R | Spares | Furnace-Spares | CAD CAM | Main Location | 90330000 |  | FIFO | Kejia Zehngzhou | [8 empty] | 0 | 0 | 0 | 1 | 0 | 0 | [7 empty] | 1 |  | KJ/SM/SP/KEJIA FURNACE POWER REGULATOR-EXWRMB1104
IM05065 | Furnace Spares-Kejia- Sintering Furnace Model Kj-1700 Screen Only | 135031SCREENKJ1700 |  | A Class |  |  | I-Inventory | FG-Finish Good | R | Spares | Furnace-Spares | CAD CAM | Main Location | 90330000 |  | FIFO | Kejia Zehngzhou | [8 empty] | 0 | 0 | 0 | 1 | 0 | 0 | [7 empty] | 1 |  | KJ/SM/SP/KEJIA SINTERING FURNACE MODEL KJ-1700 SCREEN ONLY
IM05066 | Furnace Spares-Kejia- Sintering Machine Ac Contactor | 135058ACCONTRACTOR |  | A Class |  |  | I-Inventory | FG-Finish Good | R | Spares | Furnace-Spares | CAD CAM | Main Location | 90330000 |  | FIFO | Kejia Zehngzhou | [8 empty] | 0 | 0 | 0 | 1 | 0 | 0 | [7 empty] | 1 |  | KJ/SM/SP/KEJIA SINTERING MACHINE AC CONTACTOR
IM05067 | Furnace Spares-Kejia- Sintering Machine Heater Blocks | 135019HEATERBLOCKS |  | A Class |  |  | I-Inventory | FG-Finish Good | R | Spares | Furnace-Spares | CAD CAM | Main Location | 90330000 |  | FIFO | Kejia Zehngzhou | [8 empty] | 0 | 0 | 0 | 1 | 0 | 0 | [7 empty] | 1 |  | KJ/SM/SP/KEJIA SINTERING MACHINE HEATER BLOCKS
IM05068 | Furnace Spares-Kejia- Sintering Machine Main Heater Cable | 135048MAINHEATERCABLE |  | A Class |  |  | I-Inventory | FG-Finish Good | R | Spares | Furnace-Spares | CAD CAM | Main Location | 90330000 |  | FIFO | Kejia Zehngzhou | [8 empty] | 0 | 0 | 0 | 1 | 0 | 0 | [7 empty] | 1 |  | KJ/SM/SP/KEJIA SINTERING MACHINE MAIN HEATER CABLE
IM05069 | Furnace Spares-Kejia- Sintering Machine Mesh Connector Heater To Heater | 135048MESHCONNECTOR |  | A Class |  |  | I-Inventory | FG-Finish Good | R | Spares | Furnace-Spares | CAD CAM | Main Location | 90330000 |  | FIFO | Kejia Zehngzhou | [8 empty] | 0 | 0 | 0 | 1 | 0 | 0 | [7 empty] | 1 |  | KJ/SM/SP/KEJIA SINTERING MACHINE MESH CONNECTOR HEATER TO HEATER
IM05070 | Furnace Spares-Kejia- Sintering Machine Power Regulator | 135019POWERREGULATOR |  | A Class |  |  | I-Inventory | FG-Finish Good | R | Spares | Furnace-Spares | CAD CAM | Main Location | 90330000 |  | FIFO | Kejia Zehngzhou | [8 empty] | 0 | 0 | 0 | 1 | 0 | 0 | [7 empty] | 1 |  | KJ/SM/SP/KEJIA SINTERING MACHINE POWER REGULATOR
IM05071 | Furnace Spares-Kejia- Sintering Machine Transformer | 135019TRANSFORMER |  | A Class |  |  | I-Inventory | FG-Finish Good | R | Spares | Furnace-Spares | CAD CAM | Main Location | 90330000 |  | FIFO | Kejia Zehngzhou | [8 empty] | 0 | 0 | 0 | 1 | 0 | 0 | [7 empty] | 1 |  | KJ/SM/SP/KEJIA SINTERING MACHINE TRANSFORMER
IM05072 | Furnace Spares-Kejia- Sintering Machine Wire Clip | 135058WIRECLIP |  | A Class |  |  | I-Inventory | FG-Finish Good | R | Spares | Furnace-Spares | CAD CAM | Main Location | 90330000 |  | FIFO | Kejia Zehngzhou | [8 empty] | 0 | 0 | 0 | 1 | 0 | 0 | [7 empty] | 1 |  | KJ/SM/SP/KEJIA SINTERING MACHINE WIRE CLIP
IM05073 | Furnace Spares-Kejia- Sintering Machine /Mesh Heater Connector Main Cable | 135048MESHCONNECTORCABLE |  | A Class |  |  | I-Inventory | FG-Finish Good | R | Spares | Furnace-Spares | CAD CAM | Main Location | 90330000 |  | FIFO | Kejia Zehngzhou | [8 empty] | 0 | 0 | 0 | 1 | 0 | 0 | [7 empty] | 1 |  | KJ/SM/SP/KEJIA SINTERING MACHINE /MESH HEATER CONNECTOR MAIN CABLE
IM05074 | Furnace-Nabertherm-Crucible | 135031FURNANCECRUCIBLE |  | A Class |  |  | I-Inventory | FG-Finish Good | R | Equipment | Furnace | CAD CAM | Main Location |  |  | FIFO | Nabertherm | [8 empty] | 0 | 0 | 0 | 1 | 0 | 0 | [7 empty] | 1 |  | NT/MC/NABERTHERM/FURNACE/CRUCIBLE
IM05075 | Furnace-Nabertherm- Model LHT-01/17D | 135031LH0117D |  | A Class |  |  | I-Inventory | FG-Finish Good | R | Equipment | Furnace | CAD CAM | Main Location |  |  | FIFO | Nabertherm | [8 empty] | 0 | 0 | 0 | 1 | 0 | 0 | [7 empty] | 1 |  | NT/MC/NABERTHERM/FURNACE MODEL LHT-01/17D
IM05076 | Furnace-Nabertherm- Model LHT-02/17LB Speed | 135031LHT0217LBSPEED |  | A Class |  |  | I-Inventory | FG-Finish Good | R | Equipment | Furnace | CAD CAM | Main Location | 85143090 |  | FIFO | Nabertherm | [8 empty] | 0 | 0 | 0 | 1 | 0 | 0 | [7 empty] | 1 |  | NT/MC/NABERTHERM/FURNACE MODEL LHT-02/17LB SPEED
IM05077 | Furance Spares-Kejia-B Type Heater | 13503BTYPEHEATER |  | A Class |  |  | I-Inventory | FG-Finish Good | R | Spares | Furnace-Spares | CAD CAM | Main Location | 90330000 |  | FIFO | Kejia Zehngzhou | [8 empty] | 0 | 0 | 0 | 1 | 0 | 0 | [7 empty] | 1 |  | KEJIA/FURNANCE/B TYPE HEATER
IM05078 | Furance Spares-Kejia-B Type Thermocouple | 135031THERMOCOUPLE |  | A Class |  |  | I-Inventory | FG-Finish Good | R | Spares | Furnace-Spares | CAD CAM | Main Location | 90330000 |  | FIFO | Kejia Zehngzhou | [5 empty] | . |  |  | 0 | 0 | 0 | 1 | 0 | 0 | [7 empty] | 1 |  | KEJIA/FURNANCE/B TYPE THERMOCOUPLE
IM05079 | Furance Spares-Kejia-Dental Crucible | 135031CRUCIBLE |  | A Class |  |  | I-Inventory | FG-Finish Good | R | Spares | Furnace-Spares | CAD CAM | Main Location | 90330000 |  | FIFO | Kejia Zehngzhou | [5 empty] | . |  |  | 0 | 0 | 0 | 1 | 0 | 0 | [7 empty] | 1 |  | KEJIA/FURNANCE/DENTAL CRUCIBLE
IM05080 | Furnace Spares-Nabertherm-Switching Power Supply-544700073 | 162031PSUPPLY544700073 |  | A Class |  |  | I-Inventory | TG-Trading Good |  | Spares | Furnace-Spares | CAD CAM | Main Location |  |  | FIFO | Nabertherm | [8 empty] | 0 | 0 | 0 | 1 | 0 | 0 | [7 empty] | 1 |  | NT/MC/SP/NABERTHERM/FURNACE SWITCHING POWER SUPPLY-544700073
IM05081 | Furnance- Denken Highdental- Furnance Model Zircom | 180031ZIRCOM |  | A Class |  |  | I-Inventory | FG-Finish Good | R | Equipment | Furnace | CAD CAM | Main Location | 85143090 |  | FIFO | Denken | [8 empty] | 0 | 0 | 0 | 1 | 0 | 0 | [7 empty] | 1 |  | DH/DENKEN HIGHDENTAL/FURNACE MODEL ZIRCOM
IM05082 | Furnance Spares-Adite-Zirconia-Milling Firing Stand For Quick Sintering | 162034FIRINGSTAND |  | A Class |  |  | I-Inventory | FG-Finish Good | R | Spares | Furnace-Spares | CAD CAM | Main Location | 90330000 |  | FIFO | Aidite | [8 empty] | 0 | 0 | 0 | 1 | 0 | 0 | [7 empty] | 1 |  | ZIRCONIA/AD/MILLING FIRING STAND FOR QUICK SINTERING
IM05083 | Furnance Spares-Adite-Zirconia-Milling Firing Tray For Normal Sintering | 162034FIRINGTRAY |  | A Class |  |  | I-Inventory | FG-Finish Good | R | Spares | Furnace-Spares | CAD CAM | Main Location | 85143090 |  | FIFO | Aidite | [8 empty] | 0 | 0 | 0 | 1 | 0 | 0 | [7 empty] | 1 |  | ZIRCONIA/AD/MILLING FIRING TRAY FOR NORMAL SINTERING
IM05084 | Furanace Spares-Denken High Dental Zircom Furnace Firing Tray S -ZRCM-021203 | 180052ZRCM021203 |  | A Class |  |  | I-Inventory | FG-Finish Good | R | Spares | Furnace-Spares | CAD CAM | Main Location | 90330000 |  | FIFO | Denken | [8 empty] | 0 | 0 | 0 | 1 | 0 | 0 | [7 empty] | 1 |  | DH/FR/SP/DENKEN HIGH DENTAL ZIRCOM FURNACE FIRING TRAY S -ZRCM-021203
IM05085 | Furanace Spares-Denken High Dental Zircom Furnace Firing Tray S -ZRCB-021203 | 180052ZRCM021203 |  | A Class |  |  | I-Inventory | FG-Finish Good | R | Spares | Furnace-Spares | CAD CAM | Main Location | 90330000 |  | FIFO | Denken | [8 empty] | 0 | 0 | 0 | 1 | 0 | 0 | [7 empty] | 1 |  | DH/FR/SP/DENKEN HIGH DENTAL ZIRCOM FURNACE FIRING TRAY S -ZRCM-021203
IM05086 | Furanace Spares-Denken High Dental Zircom Furnace Heater Element | 180031HEATERELEMENT |  | A Class |  |  | I-Inventory | FG-Finish Good | R | Spares | Furnace-Spares | CAD CAM | Main Location | 90330000 |  | FIFO | Denken | [8 empty] | 0 | 0 | 0 | 1 | 0 | 0 | [7 empty] | 1 |  | DH/FR/SP/DENKEN HIGH DENTAL ZIRCOM FURNACE HEATER ELEMENT
IM05087 | Furanace Spares-Denken High Dental Zircom Furnace Quick Firing Tray S- ZRCB-021213 | 180052ZRCM021213 |  | A Class |  |  | I-Inventory | FG-Finish Good | R | Spares | Furnace-Spares | CAD CAM | Main Location | 90330000 |  | FIFO | Denken | [8 empty] | 0 | 0 | 0 | 1 | 0 | 0 | [7 empty] | 1 |  | DH/FR/SP/DENKEN HIGH DENTAL ZIRCOM FURNACE QUICK FIRING TRAY S- ZRCM-021213
IM05088 | Furanace Spares-Denken High Dental Zircom Furnace Thermocouple | 180052THERMOCOUPLE |  | A Class |  |  | I-Inventory | FG-Finish Good | C | Spares | Furnace-Spares | CAD CAM | Main Location | 90330000 |  | FIFO | Denken | [8 empty] | 0 | 0 | 0 | 1 | 0 | 0 | [7 empty] | 1 |  | DH/FR/SP/DENKEN HIGH DENTAL ZIRCOM FURNACE THERMOCOUPLE
IM05089 | Greate White-Dental Avenue-G White 2 18062-5 | 207047GREATWHITE2BUR18062 |  | A Class |  |  | I-Inventory | FG-Finish Good | C | Consumables | Great White | Dental Equiment | Main Location | 30064000 |  | FIFO | Dental Avenue | [8 empty] | 0 | 0 | 0 | 1 | 0 | 0 | [7 empty] | 1 |  | DV/GW/CM/G WHITE 2 18062-5
IM05090 | Grinding Burr-VHF-0.6Mm -L-35Mm | 142036GRINDINGBURR0.6L35MM |  | A Class |  |  | I-Inventory | FG-Finish Good | R | Consumables | Grinding Burr | CAD CAM | Main Location | 90184900 |  | FIFO | VHF | [8 empty] | 0 | 0 | 0 | 1 | 0 | 0 | [7 empty] | 1 |  | VHF/AC/GRINDING BURR/0.6MM /L-35MM
IM05091 | Grinding Burr-VHF-0.6Mm-Diamond Coat -L-35Mm | 142034BURR06L35MM |  | A Class |  |  | I-Inventory | FG-Finish Good | C | Consumables | Grinding Burr | CAD CAM | Main Location | 90184900 |  | FIFO | VHF | [8 empty] | 0 | 0 | 0 | 1 | 0 | 0 | [7 empty] | 1 |  | VHF/AC/GRINDING BURR/0.6MM/DIAMOND COAT /L-35MM
IM05092 | Grinding Burr-VHF-0.6Mm-Diamond Coat -L-40Mm | 142036L40MM |  | A Class |  |  | I-Inventory | FG-Finish Good | R | Consumables | Grinding Burr | CAD CAM | Main Location |  |  | FIFO | VHF | [8 empty] | 0 | 0 | 0 | 1 | 0 | 0 | [7 empty] | 1 |  | VHF/AC/GRINDING BURR/0.6MM/DIAMOND COAT /L-40MM
IM05093 | Grinding Burr-VHF-0.6Mm-N4 Impression | 142034GRBURR06MMN4 |  | A Class |  |  | I-Inventory | FG-Finish Good | R | Consumables | Grinding Burr | CAD CAM | Main Location |  |  | FIFO | VHF | [8 empty] | 0 | 0 | 0 | 1 | 0 | 0 | [7 empty] | 1 |  | VHF/AC/GRINDING BURR/0.6MM/N4 IMPRESSION
IM05094 | Grinding Burr-VHF-1.0Mm-Diamond Coat -L-35Mm | 142034BURR1L35MM |  | A Class |  |  | I-Inventory | FG-Finish Good | R | Consumables | Grinding Burr | CAD CAM | Main Location | 90184900 |  | FIFO | VHF | [8 empty] | 0 | 0 | 0 | 1 | 0 | 0 | [7 empty] | 1 |  | VHF/AC/GRINDING BURR/1.0MM/DIAMOND COAT /L-35MM
IM05095 | Grinding Burr-VHF-1.0Mm-Diamond Coat-L40Mm | 142034GRINDINGBURR1L40MM |  | A Class |  |  | I-Inventory | FG-Finish Good | R | Consumables | Grinding Burr | CAD CAM | Main Location | 90184900 |  | FIFO | VHF | [8 empty] | 0 | 0 | 0 | 1 | 0 | 0 | [7 empty] | 1 |  | VHF/AC/GRINDING BURR/1.0MM/DIAMOND COAT/L40MM
IM05096 | Grinding Burr-VHF-1.0Mm-L-35Mm (Z100-R2D-35) | 142034BURR1L35MMZ100R2D |  | A Class |  |  | I-Inventory | TG-Trading Good |  | Consumables | Grinding Burr | CAD CAM | Main Location | 90184900 |  | FIFO | VHF | [5 empty] | NA |  |  | 0 | 0 | 0 | 1 | 0 | 0 | [7 empty] | 1 |  | VHF/AC/GRINDING BURR/1.0MM/L-35MM (Z100-R2D-35)
IM05097 | Grinding Burr-VHF-1.0Mm-L-35Mm (Z100-R3D-35) | 142034BURR1L35MMZ100 |  | A Class |  |  | I-Inventory | TG-Trading Good |  | Consumables | Grinding Burr | CAD CAM | Main Location | 90184900 |  | FIFO | VHF | [8 empty] | 0 | 0 | 0 | 1 | 0 | 0 | [7 empty] | 1 |  | VHF/AC/GRINDING BURR/1.0MM/L-35MM (Z100-R3D-35)
IM05098 | Grinding Burr-VHF-1.0Mm-N4 Impression | 142034GRBURR1MMN4 |  | A Class |  |  | I-Inventory | FG-Finish Good | C | Consumables | Grinding Burr | CAD CAM | Main Location | 90184900 |  | FIFO | VHF | [8 empty] | 0 | 0 | 0 | 1 | 0 | 0 | [7 empty] | 1 |  | VHF/AC/GRINDING BURR/1.0MM/N4 IMPRESSION
IM05099 | Grinding Burr-VHF-2.0Mm-Diamond Coat -L-35Mm | 142034BURR2L35MM |  | A Class |  |  | I-Inventory | FG-Finish Good | R | Consumables | Grinding Burr | CAD CAM | Main Location | 90184900 |  | FIFO | VHF | [8 empty] | 0 | 0 | 0 | 1 | 0 | 0 | [7 empty] | 1 |  | VHF/AC/GRINDING BURR/2.0MM/DIAMOND COAT /L-35MM
IM05100 | Grinding Burr-VHF-2.0Mm-Diamond Coat-L40Mm | 142034GRINDINGBURR2L40MM |  | A Class |  |  | I-Inventory | FG-Finish Good | R | Consumables | Grinding Burr | CAD CAM | Main Location | 90184900 |  | FIFO | VHF | [8 empty] | 0 | 0 | 0 | 1 | 0 | 0 | [7 empty] | 1 |  | VHF/AC/GRINDING BURR/2.0MM/DIAMOND COAT/L40MM
IM05101 | Grinding Burr-VHF-2.0Mm-L-35Mm (Z200-R3D-35) | 142034BURR2L35MMZ200 |  | A Class |  |  | I-Inventory | TG-Trading Good |  | Consumables | Grinding Burr | CAD CAM | Main Location | 90184900 |  | FIFO | VHF | [8 empty] | 0 | 0 | 0 | 1 | 0 | 0 | [7 empty] | 1 |  | VHF/AC/GRINDING BURR/2.0MM/L-35MM (Z200-R3D-35)
IM05102 | Grinding Burr-VHF-2.4Mm-G-240-R-35 | 142034GRBURR24MMG240R35 |  | A Class |  |  | I-Inventory | FG-Finish Good | R | Consumables | Grinding Burr | CAD CAM | Main Location | 90184900 |  | FIFO | VHF | [8 empty] | 0 | 0 | 0 | 1 | 0 | 0 | [7 empty] | 1 |  | VHF/AC/GRINDING BURR/2.4MM/G-240-R-35
IM05103 | Grinding Burr-VHF-2.6MM-N4 Impression | 142034GRBURR26MMN4 |  | A Class |  |  | I-Inventory | FG-Finish Good | R | Consumables | Grinding Burr | CAD CAM | Main Location | 90184900 |  | FIFO | VHF | [8 empty] | 0 | 0 | 0 | 1 | 0 | 0 | [7 empty] | 1 |  | VHF/ML/AC/GRINDING BURR/2.6MM/N4 IMPRESSION
IM05104 | Dental Handpeice-Spares-ND-Bearing Brgmrz25N | 173004C25N |  | A Class |  |  | I-Inventory | FG-Finish Good | R | Spares | Handpeice-Spares | Dental Equiment | Main Location | 90330000 |  | FIFO | ND Japan | [8 empty] | 0 | 0 | 0 | 1 | 0 | 0 | [7 empty] | 1 |  | Nd/Hp/Sp/Bearing Brgmrz25N
IM05105 | Dental Handpeice-Spares-ND-Bearing Brgmrz85N | 173004Z85N |  | A Class |  |  | I-Inventory | FG-Finish Good | R | Spares | Handpeice-Spares | Dental Equiment | Main Location | 90330000 |  | FIFO | ND Japan | [8 empty] | 0 | 0 | 0 | 1 | 0 | 0 | [7 empty] | 1 |  | Nd/Hp/Sp/Bearing Brgmrz85N
IM05106 | Dental Handpeice-Spares-ND-Bearing Brgmrz95N | 17300495N |  | A Class |  |  | I-Inventory | FG-Finish Good | R | Spares | Handpeice-Spares | Dental Equiment | Main Location | 90330000 |  | FIFO | ND Japan | [8 empty] | 0 | 0 | 0 | 1 | 0 | 0 | [7 empty] | 1 |  | Nd/Hp/Sp/Bearing Brgmrz95N
IM05107 | Dental Handpeice-Spares-ND-Contra Head Eh20L | 173004EH20L |  | A Class |  |  | I-Inventory | FG-Finish Good | R | Spares | Handpeice-Spares | Dental Equiment | Main Location | 90330000 |  | FIFO | ND Japan | [8 empty] | 0 | 0 | 0 | 1 | 0 | 0 | [7 empty] | 1 |  | Nd/Hp/Sp/Contra Head Eh20L
IM05108 | Dental Handpeice-Spares-ND-Gear Ec-20L-4922 | 17300420L4922 |  | A Class |  |  | I-Inventory | FG-Finish Good | R | Spares | Handpeice-Spares | Dental Equiment | Main Location | 90330000 |  | FIFO | ND Japan | [8 empty] | 0 | 0 | 0 | 1 | 0 | 0 | [7 empty] | 1 |  | Nd/Hp/Sp/Gear Ec-20L-4922
IM05109 | Dental Handpeice-Spares-ND-Gear Eh 20L-4008 | 17300420L4008 |  | A Class |  |  | I-Inventory | FG-Finish Good | R | Spares | Handpeice-Spares | Dental Equiment | Main Location | 90330000 |  | FIFO | ND Japan | [8 empty] | 0 | 0 | 0 | 1 | 0 | 0 | [7 empty] | 1 |  | Nd/Hp/Sp/Gear Eh 20L-4008
IM05110 | Dental Handpeice-Spares-ND-Gear Eh-20L-4003 | 17300420L4003 |  | A Class |  |  | I-Inventory | FG-Finish Good | R | Spares | Handpeice-Spares | Dental Equiment | Main Location | 90330000 |  | FIFO | ND Japan | [8 empty] | 0 | 0 | 0 | 1 | 0 | 0 | [7 empty] | 1 |  | Nd/Hp/Sp/Gear Eh-20L-4003
IM05111 | Dental Handpeice-Spares-ND-Gear Eh-20L-4004 | 17300420L4004 |  | A Class |  |  | I-Inventory | FG-Finish Good | R | Spares | Handpeice-Spares | Dental Equiment | Main Location | 90330000 |  | FIFO | ND Japan | [8 empty] | 0 | 0 | 0 | 1 | 0 | 0 | [7 empty] | 1 |  | Nd/Hp/Sp/Gear Eh-20L-4004
IM05112 | Dental Handpeice-Spares-ND-Gear Es-30A-3030 | 173004ES30A3030 |  | A Class |  |  | I-Inventory | FG-Finish Good | R | Spares | Handpeice-Spares | Dental Equiment | Main Location | 90330000 |  | FIFO | ND Japan | [8 empty] | 0 | 0 | 0 | 1 | 0 | 0 | [7 empty] | 1 |  | Nd/Hp/Sp/Gear Es-30A-3030
IM05113 | Dental Handpeice-Spares-ND-Gear Es-30A-3940 | 173004ES30A3940 |  | A Class |  |  | I-Inventory | FG-Finish Good | R | Spares | Handpeice-Spares | Dental Equiment | Main Location | 90330000 |  | FIFO | ND Japan | [8 empty] | 0 | 0 | 0 | 1 | 0 | 0 | [7 empty] | 1 |  | Nd/Hp/Sp/Gear Es-30A-3940
IM05114 | Dental Handpeice-Spares-ND-Gear Me-25M-2035 | 173004ME5M2035 |  | A Class |  |  | I-Inventory | FG-Finish Good | R | Spares | Handpeice-Spares | Dental Equiment | Main Location | 90330000 |  | FIFO | ND Japan | [8 empty] | 0 | 0 | 0 | 1 | 0 | 0 | [7 empty] | 1 |  | Nd/Hp/Sp/Gear Me-25M-2035
IM05115 | Dental Handpeice-Spares-ND-O Ring 0G100K030 | 173004OG100K030 |  | A Class |  |  | I-Inventory | FG-Finish Good | C | Spares | Handpeice-Spares | Dental Equiment | Main Location | 90330000 |  | FIFO | ND Japan | [8 empty] | 0 | 0 | 0 | 1 | 0 | 0 | [7 empty] | 1 |  | Nd/Hp/Sp/O Ring 0G100K030
IM05116 | Dental Handpeice-Spares-ND-O Ring 0G114K156 | 173004OG114K156 |  | A Class |  |  | I-Inventory | FG-Finish Good | C | Spares | Handpeice-Spares | Dental Equiment | Main Location | 90330000 |  | FIFO | ND Japan | [8 empty] | 0 | 0 | 0 | 1 | 0 | 0 | [7 empty] | 1 |  | Nd/Hp/Sp/O Ring 0G114K156
IM05117 | Dental Handpeice-Spares-ND-O Ring Og120Ko96 | 173004OG120K096 |  | A Class |  |  | I-Inventory | FG-Finish Good | C | Spares | Handpeice-Spares | Dental Equiment | Main Location | 90330000 |  | FIFO | ND Japan | [8 empty] | 0 | 0 | 0 | 1 | 0 | 0 | [7 empty] | 1 |  | Nd/Hp/Sp/O Ring Og120Ko96
IM05118 | Dental Handpeice-Spares-ND-Og080K015 | 173004OG080K015 |  | A Class |  |  | I-Inventory | FG-Finish Good | C | Spares | Handpeice-Spares | Dental Equiment | Main Location | 90330000 |  | FIFO | ND Japan | [8 empty] | 0 | 0 | 0 | 1 | 0 | 0 | [7 empty] | 1 |  | Nd/Hp/Sp/Og080K015
IM05119 | Dental Handpeice-Spares-ND-Spoo8K11B | 173004008K11B |  | A Class |  |  | I-Inventory | FG-Finish Good | R | Spares | Handpeice-Spares | Dental Equiment | Main Location | 90330000 |  | FIFO | ND Japan | [8 empty] | 0 | 0 | 0 | 1 | 0 | 0 | [7 empty] | 1 |  | Nd/Hp/Sp/Spoo8K11B
IM05120 | Dental Handpeice-Spares-ND-Steel Ball Q300 | 173004STEELBALLQ300 |  | A Class |  |  | I-Inventory | FG-Finish Good | C | Spares | Handpeice-Spares | Dental Equiment | Main Location | 90330000 |  | FIFO | ND Japan | [8 empty] | 0 | 0 | 0 | 1 | 0 | 0 | [7 empty] | 1 |  | Nd/Hp/Sp/Steel Ball Q300
IM05121 | Dental Handpiece-Spares-NSK-External For Straight Handpiece | 114004STRAIGHTHP |  | A Class |  |  | I-Inventory | FG-Finish Good | R | Spares | Handpeice-Spares | Dental Equiment | Main Location | 90184900 |  | FIFO | NSK Nakanishi | [8 empty] | 0 | 0 | 0 | 1 | 0 | 0 | [7 empty] | 1 |  | NSK/ST/AC/NSK/EXTERNAL FOR STRAIGHTH/P
IM05122 | Dental Handpiece-Spares-NSK-External Spray Nozzle Streight Handpeice | 114004SPRAYSTRAIGHTHP |  | A Class |  |  | I-Inventory | FG-Finish Good | R | Spares | Handpeice-Spares | Dental Equiment | Main Location | 90184900 |  | FIFO | NSK Nakanishi | [8 empty] | 0 | 0 | 0 | 1 | 0 | 0 | [7 empty] | 1 |  | NSK/ST/AC/NSK/EXTERNAL SPRAY NOZZLE STREIGHT H/P
IM05123 | Dental Handpeice Spares-Sirona- Straight H/P T4 Line Bh 40 | 139004T4LINEBH40 |  | A Class |  |  | I-Inventory | FG-Finish Good | R | Spares | Handpeice-Spares | Dental Equiment | Main Location | 90184900 |  | FIFO | Sirona | [8 empty] | 0 | 0 | 0 | 1 | 0 | 0 | [7 empty] | 1 |  | SR/SH/MC/SIRONA STRAIGHT H/P T4 LINE BH 40
IM05124 | Dental Handpeice Spares-Sirona- Handpiece Empty Case | 168004HPEMPTYCASE |  | A Class |  |  | I-Inventory | FG-Finish Good | R | Spares | Handpeice-Spares | Dental Equiment | Main Location | 90330000 |  | FIFO | Sirona | [8 empty] | 0 | 0 | 0 | 1 | 0 | 0 | [7 empty] | 1 |  | SR/AC/SIRONA HANDPIECE EMPTY CASE
IM05125 | Dental Handpeice Spares-Sirona- ir RotorPush Buttn Std T4 Cartridge (New) | 168004PBUTTONT4CART |  | A Class |  |  | I-Inventory | FG-Finish Good | R | Spares | Handpeice-Spares | Dental Equiment | Main Location | 90330000 |  | FIFO | Sirona | [5 empty] | . |  |  | 0 | 0 | 0 | 1 | 0 | 0 | [7 empty] | 1 |  | SR/CART/SIRONA A/R PUSH BUTTN STD T4 CARTRIDGE (NEW)
IM05126 | Dental Handpeice Spares-Sirona- Air RotorPush Buttn Std T4 Cartridge 6386218 (New) | 1680046386218T4 |  | A Class |  |  | I-Inventory | FG-Finish Good | R | Spares | Handpeice-Spares | Dental Equiment | Main Location | 90330000 |  | FIFO | Sirona | [8 empty] | 0 | 0 | 0 | 1 | 0 | 0 | [7 empty] | 1 |  | SR/CART/SIRONA A/R PUSH BUTTN STD T4 CARTRIDGE 6386218 (NEW)
IM05127 | Dental Handpeice Spares-Sirona- Handpiece Cartridge T3 Racer 6486240 (New) | 168004PBUTTONT3CART |  | A Class |  |  | I-Inventory | FG-Finish Good | R | Spares | Handpeice-Spares | Dental Equiment | Main Location | 90330000 |  | FIFO | Sirona | [5 empty] | . |  |  | 0 | 0 | 0 | 1 | 0 | 0 | [7 empty] | 1 |  | SR/CART/SIRONA/HANDPIECE CARTRIDGE T3 RACER 6486240 (NEW)
IM05128 | Dental Handpeice Spares-Sirona- Deckel T3 Racer 6486125 | 168004T3RCER6486125 |  | A Class |  |  | I-Inventory | FG-Finish Good | R | Spares | Handpeice-Spares | Dental Equiment | Main Location | 90330000 |  | FIFO | Sirona | [8 empty] | 0 | 0 | 0 | 1 | 0 | 0 | [7 empty] | 1 |  | SR/SIRONA DECKEL T3 RACER 6486125
IM05129 | Dental Handpeice Spares-Sirona- Handpiece Cart. T3 Racer 6486240 Only Wren | 168004T3RACERCART |  | A Class |  |  | I-Inventory | FG-Finish Good | R | Spares | Handpeice-Spares | Dental Equiment | Main Location | 90330000 |  | FIFO | Sirona | [8 empty] | 0 | 0 | 0 | 1 | 0 | 0 | [7 empty] | 1 |  | SR/SIRONA HANDPIECE CART. T3 RACER 6486240 ONLY WREN
IM05130 | Dental Handpeice Spares-Sirona- Admission For Driver 4178021 | 1680044178021 |  | A Class |  |  | I-Inventory | FG-Finish Good | R | Spares | Handpeice-Spares | Dental Equiment | Main Location | 90330000 |  | FIFO | Sirona | [8 empty] | 0 | 0 | 0 | 1 | 0 | 0 | [7 empty] | 1 |  | Sr/Sp/Sirona Admission For Driver 4178021
IM05131 | Dental Handpeice Spares-Sirona- Extracting Tool 6377787 | 1680046377787 |  | A Class |  |  | I-Inventory | FG-Finish Good | R | Spares | Handpeice-Spares | Dental Equiment | Main Location | 90330000 |  | FIFO | Sirona | [8 empty] | 0 | 0 | 0 | 1 | 0 | 0 | [7 empty] | 1 |  | Sr/Sp/Sirona Extracting Tool 6377787
IM05132 | Dental Handpeice Spares-Sirona- Screw Driver 6405505 | 1680046405505 |  | A Class |  |  | I-Inventory | FG-Finish Good | R | Spares | Handpeice-Spares | Dental Equiment | Main Location | 90330000 |  | FIFO | Sirona | [8 empty] | 0 | 0 | 0 | 1 | 0 | 0 | [7 empty] | 1 |  | Sr/Sp/Sirona Screw Driver 6405505
IM05133 | Dental Handpeice Spares-Sirona- T3 Mini Borden Handpiece | 168004T3MINIHANDPIECE |  | A Class |  |  | I-Inventory | FG-Finish Good | R | Spares | Handpeice-Spares | Dental Equiment | Main Location | 90330000 |  | FIFO | Sirona | [8 empty] | 0 | 0 | 0 | 1 | 0 | 0 | [7 empty] | 1 |  | Sr/Sp/Sirona T3 Mini Borden handpiece
IM05134 | Dental Handpeice Spares-Sirona- T3 Racer Borden Handpiece | 168004T3RACERHANDPIECE |  | A Class |  |  | I-Inventory | FG-Finish Good | R | Spares | Handpeice-Spares | Dental Equiment | Main Location | 90330000 |  | FIFO | Sirona | [8 empty] | 0 | 0 | 0 | 1 | 0 | 0 | [7 empty] | 1 |  | Sr/Sp/Sirona T3 Racer Borden Handpiece
IM05135 | Dental Handpeice Spares-Sirona- Tool 3327793 | 1680043327793 |  | A Class |  |  | I-Inventory | FG-Finish Good | R | Spares | Handpeice-Spares | Dental Equiment | Main Location | 90330000 |  | FIFO | Sirona | [8 empty] | 0 | 0 | 0 | 1 | 0 | 0 | [7 empty] | 1 |  | Sr/Sp/Sirona Tool 3327793
IM05136 | Dental Handpeice Spares-Sirona- Tool 5995191 | 1680045995191 |  | A Class |  |  | I-Inventory | FG-Finish Good | R | Spares | Handpeice-Spares | Dental Equiment | Main Location | 90330000 |  | FIFO | Sirona | [8 empty] | 0 | 0 | 0 | 1 | 0 | 0 | [7 empty] | 1 |  | SR/SP/SIRONA TOOL 5995191
IM05137 | Dental Handpeice Spares-Sirona- Tool Nr.2 5995118 | 1680045995118 |  | A Class |  |  | I-Inventory | FG-Finish Good | R | Spares | Handpeice-Spares | Dental Equiment | Main Location | 90330000 |  | FIFO | Sirona | [8 empty] | 0 | 0 | 0 | 1 | 0 | 0 | [7 empty] | 1 |  | Sr/Sp/Sirona Tool NR.2 5995118
IM05138 | Dental Handpeice Spares-Sirona- Tool Nr.3 Racer 5996066 | 1680045996066 |  | A Class |  |  | I-Inventory | FG-Finish Good | R | Spares | Handpeice-Spares | Dental Equiment | Main Location | 90330000 |  | FIFO | Sirona | [8 empty] | 0 | 0 | 0 | 1 | 0 | 0 | [7 empty] | 1 |  | Sr/Sp/Sirona Tool NR.3 Racer 5996066
IM05139 | Dental Handpeice Spares-Sirona- Tool Pair Of Pliers 4178054 | 1680044178054 |  | A Class |  |  | I-Inventory | FG-Finish Good | R | Spares | Handpeice-Spares | Dental Equiment | Main Location | 90330000 |  | FIFO | Sirona | [8 empty] | 0 | 0 | 0 | 1 | 0 | 0 | [7 empty] | 1 |  | Sr/Sp/Sirona Tool pair of Pliers 4178054
IM05140 | Dental Handpeice Spares-Sirona- Galileos Phantom | 168004GALILEOSPHANTOM |  | A Class |  |  | I-Inventory | FG-Finish Good | R | Spares | Handpeice-Spares | Dental Equiment | Main Location | 90330000 |  | FIFO | Sirona | [8 empty] | 0 | 0 | 0 | 1 | 0 | 0 | [7 empty] | 1 |  | Sr/Tl/Sirona Galileos Phantom
IM05141 | Dental Handpeice Spares-Sirona- Galileos Power Assembly | 168004GALIEOSPOWERASSM |  | A Class |  |  | I-Inventory | FG-Finish Good | R | Spares | Handpeice-Spares | Dental Equiment | Main Location | 90330000 |  | FIFO | Sirona | [8 empty] | 0 | 0 | 0 | 1 | 0 | 0 | [7 empty] | 1 |  | Sr/Tl/Sirona Galileos Power Assembly
IM05142 | Dental Handpeice Spares-Sirona- T3 Racer Borden Sironahandpiece-5950105 | 1680045950105 |  | A Class |  |  | I-Inventory | FG-Finish Good | R | Spares | Handpeice-Spares | Dental Equiment | Main Location | 90330000 |  | FIFO | Sirona | [8 empty] | 0 | 0 | 0 | 1 | 0 | 0 | [7 empty] | 1 |  | SR/TL/SP/ T3 RACER BORDEN SIRONAHANDPIECE-5950105
IM05143 | Dental Handpeice Spares-Sirona- T4 Racer Borden Sironahandpiece 6405489 | 1680046405489 |  | A Class |  |  | I-Inventory | FG-Finish Good | R | Spares | Handpeice-Spares | Dental Equiment | Main Location | 90330000 |  | FIFO | Sirona | [8 empty] | 0 | 0 | 0 | 1 | 0 | 0 | [7 empty] | 1 |  | SR/TL/SP/ T4 RACER BORDEN SIRONAHANDPIECE 6405489
IM05144 | Dental Handpeice Spares-Sirona-Compression Ring 8927717 | 1680048927717 |  | A Class |  |  | I-Inventory | FG-Finish Good | R | Spares | Handpeice-Spares | Dental Equiment | Main Location | 90330000 |  | FIFO | Sirona | [8 empty] | 0 | 0 | 0 | 1 | 0 | 0 | [7 empty] | 1 |  | SR/TL/SP/COMPRESSION RING 8927717
IM05145 | Dental Handpeice Spares-Sirona-Handpiece Ball Bearing 4181108 | 1680044181108 |  | A Class |  |  | I-Inventory | FG-Finish Good | C | Spares | Handpeice-Spares | Dental Equiment | Main Location | 90330000 |  | FIFO | Sirona | [8 empty] | 0 | 0 | 0 | 1 | 0 | 0 | [7 empty] | 1 |  | Sr/Tl/Sp/Handpiece Ball Bearing 4181108
IM05146 | Dental Handpeice Spares-Sirona-Handpiece Bearing Sleeve 5943456 | 1680045943456 |  | A Class |  |  | I-Inventory | FG-Finish Good | R | Spares | Handpeice-Spares | Dental Equiment | Main Location | 90330000 |  | FIFO | Sirona | [8 empty] | 0 | 0 | 0 | 1 | 0 | 0 | [7 empty] | 1 |  | Sr/Tl/Sp/Handpiece Bearing Sleeve 5943456
IM05147 | Dental Handpeice Spares-Sirona-Handpiece Cartridge T3 Racer 6486240 | 168004648240 |  | A Class |  |  | I-Inventory | FG-Finish Good | R | Spares | Handpeice-Spares | Dental Equiment | Main Location | 90330000 |  | FIFO | Sirona | [8 empty] | 0 | 0 | 0 | 1 | 0 | 0 | [7 empty] | 1 |  | Sr/Tl/Sp/Handpiece cartridge T3 Racer 6486240
IM05148 | Dental Handpeice Spares-Sirona-Handpiece Hall Strip 6406917 | 1680046406917 |  | A Class |  |  | I-Inventory | FG-Finish Good | R | Spares | Handpeice-Spares | Dental Equiment | Main Location | 90330000 |  | FIFO | Sirona | [8 empty] | 0 | 0 | 0 | 1 | 0 | 0 | [7 empty] | 1 |  | Sr/Tl/Sp/Handpiece Hall Strip 6406917
IM05149 | Dental Handpeice Spares-Sirona-Handpiece Head Drive 1:1 Mini 6049352 | 1680046049352 |  | A Class |  |  | I-Inventory | FG-Finish Good | R | Spares | Handpeice-Spares | Dental Equiment | Main Location | 90330000 |  | FIFO | Sirona | [8 empty] | 0 | 0 | 0 | 1 | 0 | 0 | [7 empty] | 1 |  | Sr/Tl/Sp/Handpiece Head Drive 1:1 Mini 6049352
IM05150 | Dental Handpeice Spares-Sirona-Handpiece Kapfteil Basic 6406909 | 1680046406909 |  | A Class |  |  | I-Inventory | FG-Finish Good | R | Spares | Handpeice-Spares | Dental Equiment | Main Location | 90330000 |  | FIFO | Sirona | [8 empty] | 0 | 0 | 0 | 1 | 0 | 0 | [7 empty] | 1 |  | Sr/Tl/Sp/Handpiece Kapfteil Basic 6406909
IM05151 | Dental Handpeice Spares-Sirona-Handpiece O Ring 2 Hole 6412808 | 1680046412808 |  | A Class |  |  | I-Inventory | FG-Finish Good | C | Spares | Handpeice-Spares | Dental Equiment | Main Location | 90330000 |  | FIFO | Sirona | [8 empty] | 0 | 0 | 0 | 1 | 0 | 0 | [7 empty] | 1 |  | SR/TL/SP/HANDPIECE O RING 2 HOLE 6412808
IM05152 | Dental Handpeice Spares-Sirona-Handpiece Push Button Ca Mini 6049329 | 1680046049329 |  | A Class |  |  | I-Inventory | FG-Finish Good | R | Spares | Handpeice-Spares | Dental Equiment | Main Location | 90330000 |  | FIFO | Sirona | [8 empty] | 0 | 0 | 0 | 1 | 0 | 0 | [7 empty] | 1 |  | Sr/Tl/Sp/Handpiece Push Button CA Mini 6049329
IM05153 | Dental Handpeice Spares-Sirona-Handpiece Screw 5931188 | 1680045931188 |  | A Class |  |  | I-Inventory | FG-Finish Good | C | Spares | Handpeice-Spares | Dental Equiment | Main Location | 90330000 |  | FIFO | Sirona | [8 empty] | 0 | 0 | 0 | 1 | 0 | 0 | [7 empty] | 1 |  | Sr/Tl/Sp/Handpiece Screw 5931188
IM05154 | Dental Handpeice Spares-Sirona-Handpiece Sealing Ring 8927642 | 1680048927642 |  | A Class |  |  | I-Inventory | FG-Finish Good | R | Spares | Handpeice-Spares | Dental Equiment | Main Location | 90330000 |  | FIFO | Sirona | [8 empty] | 0 | 0 | 0 | 1 | 0 | 0 | [7 empty] | 1 |  | Sr/Tl/Sp/Handpiece Sealing Ring 8927642
IM05155 | Dental Handpeice Spares-Sirona-Handpiece Spring Ring 5928432 | 1680045928432 |  | A Class |  |  | I-Inventory | FG-Finish Good | C | Spares | Handpeice-Spares | Dental Equiment | Main Location | 90330000 |  | FIFO | Sirona | [8 empty] | 0 | 0 | 0 | 1 | 0 | 0 | [7 empty] | 1 |  | Sr/Tl/Sp/Handpiece Spring Ring 5928432
IM05156 | Dental Handpeice Spares-Sirona-Handpiece Stop Element 3329146 | 1680043329146 |  | A Class |  |  | I-Inventory | FG-Finish Good | R | Spares | Handpeice-Spares | Dental Equiment | Main Location | 90330000 |  | FIFO | Sirona | [8 empty] | 0 | 0 | 0 | 1 | 0 | 0 | [7 empty] | 1 |  | Sr/Tl/Sp/Handpiece Stop Element 3329146
IM05157 | Dental Handpeice Spares-Sirona-O-Ring8,0X,1,0(Thermostat) | 168004ORING |  | A Class |  |  | I-Inventory | FG-Finish Good | R | Spares | Handpeice-Spares | Dental Equiment | Main Location | 90330000 |  | FIFO | Sirona | [5 empty] | . |  |  | 0 | 0 | 0 | 1 | 0 | 0 | [7 empty] | 1 |  | SR/TL/SP/O-RING8,0X,1,0(THERMOSTAT)
IM05158 | Dental Handpeice Spares-Sirona- Handpiece Spring Washer 5930925 | 1680045930925 |  | A Class |  |  | I-Inventory | FG-Finish Good | C | Spares | Handpeice-Spares | Dental Equiment | Main Location | 90330000 |  | FIFO | Sirona | [8 empty] | 0 | 0 | 0 | 1 | 0 | 0 | [7 empty] | 1 |  | Sr/Tl/Sp/Sirona Handpiece Spring Washer 5930925
IM05159 | Dental Handpeice Spares-Sirona- Handpiece Without Cartridge | 168004HANDPIECEWOCART |  | A Class |  |  | I-Inventory | FG-Finish Good | R | Spares | Handpeice-Spares | Dental Equiment | Main Location | 90330000 |  | FIFO | Sirona | [8 empty] | 0 | 0 | 0 | 1 | 0 | 0 | [7 empty] | 1 |  | Sr/Tl/Sp/Sirona Handpiece Without Cartridge
IM05160 | Dental Handpeice Spares-Sirona- O Ring 7036189 | 168004ORING7036189 |  | A Class |  |  | I-Inventory | FG-Finish Good | C | Spares | Handpeice-Spares | Dental Equiment | Main Location | 90330000 |  | FIFO | Sirona | [8 empty] | 0 | 0 | 0 | 1 | 0 | 0 | [7 empty] | 1 |  | Sr/Tl/Sp/Sirona O Ring 7036189
IM05161 | Dental Handpeice Spares-Sirona- T4 Push Button Cap 6390673 | 1680046390673 |  | A Class |  |  | I-Inventory | FG-Finish Good | R | Spares | Handpeice-Spares | Dental Equiment | Main Location | 90330000 |  | FIFO | Sirona | [8 empty] | 0 | 0 | 0 | 1 | 0 | 0 | [7 empty] | 1 |  | Sr/Tl/Sp/Sirona T4 Push Button Cap 6390673
IM05162 | Dental Handpeice Spares-Sirona- Tool 5863167 | 1680045863167 |  | A Class |  |  | I-Inventory | FG-Finish Good | R | Spares | Handpeice-Spares | Dental Equiment | Main Location | 90330000 |  | FIFO | Sirona | [8 empty] | 0 | 0 | 0 | 1 | 0 | 0 | [7 empty] | 1 |  | Sr/Tl/Sp/Sirona Tool 5863167
IM05163 | Dental Handpeice Spares-Sirona- Tool 5863175 | 1680045863175 |  | A Class |  |  | I-Inventory | FG-Finish Good | R | Spares | Handpeice-Spares | Dental Equiment | Main Location | 90330000 |  | FIFO | Sirona | [8 empty] | 0 | 0 | 0 | 1 | 0 | 0 | [7 empty] | 1 |  | Sr/Tl/Sp/Sirona Tool 5863175
IM05164 | Dental Handpeice Spares-Sirona- Tool 6002336 | 1680046002336 |  | A Class |  |  | I-Inventory | FG-Finish Good | R | Spares | Handpeice-Spares | Dental Equiment | Main Location | 90330000 |  | FIFO | Sirona | [8 empty] | 0 | 0 | 0 | 1 | 0 | 0 | [7 empty] | 1 |  | Sr/TL/Sp/Sirona Tool 6002336
IM05165 | Dental Handpeice Spares-Strong-Contra-At-Ii H/P W/O Spindle Case | 164004201CHHPWOSPINDLECASE |  | A Class |  |  | I-Inventory | FG-Finish Good | R | Spares | Handpeice-Spares | Dental Equiment | Main Location | 90330000 |  | FIFO | Strong | [8 empty] | 0 | 0 | 0 | 1 | 0 | 0 | [7 empty] | 1 |  | ST/CH/SP/AT-II H/P W/O SPINDLE CASE
IM05166 | Dental Handpeice Spares-Strong-ATII:Ball(F3/32Inch) | 164004201SHBALL |  | A Class |  |  | I-Inventory | FG-Finish Good | R | Spares | Handpeice-Spares | Dental Equiment | Main Location | 90330000 |  | FIFO | Strong | [8 empty] | 0 | 0 | 0 | 1 | 0 | 0 | [7 empty] | 1 |  | ST/SH/SP/ATII:BALL(F3/32INCH)
IM05167 | Dental Handpeice Spares-Strong-Contra-1 Head And Angle Joint Ass,Y | 164004201CH1HEADANGLEJOINTASSY |  | A Class |  |  | I-Inventory | FG-Finish Good | C | Spares | Handpeice-Spares | Dental Equiment | Main Location | 90330000 |  | FIFO | Strong | [8 empty] | 0 | 0 | 0 | 1 | 0 | 0 | [7 empty] | 1 |  | ST/CH/SP/1 HEAD And ANGLE JOINT ASS,Y
IM05168 | Dental Handpeice Spares-Strong-Contra-1-1 Head Ass,Y | 164004201CH1-1HEADASSY |  | A Class |  |  | I-Inventory | FG-Finish Good | R | Spares | Handpeice-Spares | Dental Equiment | Main Location | 90330000 |  | FIFO | Strong | [8 empty] | 0 | 0 | 0 | 1 | 0 | 0 | [7 empty] | 1 |  | ST/CH/SP/1-1 HEAD ASS,Y
IM05169 | Dental Handpeice Spares-Strong-Contra-1-2 Angle Joint Ass,Y | 164004201CH1JOINTASSY |  | A Class |  |  | I-Inventory | FG-Finish Good | C | Spares | Handpeice-Spares | Dental Equiment | Main Location | 90330000 |  | FIFO | Strong | [8 empty] | 0 | 0 | 0 | 1 | 0 | 0 | [7 empty] | 1 |  | ST/CH/SP/1-2 ANGLE JOINT ASS,Y
IM05170 | Dental Handpeice Spares-Strong-Contra-2 Gear Ass,Y | 164004201CH2GEARASSY |  | A Class |  |  | I-Inventory | FG-Finish Good | R | Spares | Handpeice-Spares | Dental Equiment | Main Location | 90330000 |  | FIFO | Strong | [8 empty] | 0 | 0 | 0 | 1 | 0 | 0 | [7 empty] | 1 |  | ST/CH/SP/2 GEAR ASS,Y
IM05171 | Dental Handpeice Spares-Strong-Contra-2-1 Contra Handpiece Without Head | 164004201CH2-1HPWOHEAD |  | A Class |  |  | I-Inventory | FG-Finish Good | R | Spares | Handpeice-Spares | Dental Equiment | Main Location | 90330000 |  | FIFO | Strong | [8 empty] | 0 | 0 | 0 | 1 | 0 | 0 | [7 empty] | 1 |  | ST/CH/SP/2-1 CONTRA HANDPIECE WITHOUT HEAD
IM05172 | Dental Handpeice Spares-Strong-Contra-2-1 Contra Head Assy | 164004201CH2-1HEADASSY |  | A Class |  |  | I-Inventory | FG-Finish Good | R | Spares | Handpeice-Spares | Dental Equiment | Main Location | 90330000 |  | FIFO | Strong | [8 empty] | 0 | 0 | 0 | 1 | 0 | 0 | [7 empty] | 1 |  | ST/CH/SP/2-1 CONTRA HEAD ASSY
IM05173 | Dental Handpeice Spares-Strong-Contra-2-1 Contra Head Gear Assy | 164004201CH2-1HEADGEARSSY |  | A Class |  |  | I-Inventory | FG-Finish Good | R | Spares | Handpeice-Spares | Dental Equiment | Main Location | 90330000 |  | FIFO | Strong | [8 empty] | 0 | 0 | 0 | 1 | 0 | 0 | [7 empty] | 1 |  | ST/CH/SP/2-1 CONTRA HEAD GEAR ASSY
IM05174 | Dental Handpeice Spares-Strong-Contra-Ball Bbball2.381 | 164004201CHBBALL |  | A Class |  |  | I-Inventory | FG-Finish Good | C | Spares | Handpeice-Spares | Dental Equiment | Main Location | 90330000 |  | FIFO | Strong | [8 empty] | 0 | 0 | 0 | 1 | 0 | 0 | [7 empty] | 1 |  | ST/CH/SP/BALL BBBALL2.381
IM05175 | Dental Handpeice Spares-Strong-Contra-Spindle Case Assy Ati-Ai | 164004201CHSPINDLECASE |  | A Class |  |  | I-Inventory | FG-Finish Good | R | Spares | Handpeice-Spares | Dental Equiment | Main Location | 90330000 |  | FIFO | Strong | [8 empty] | 0 | 0 | 0 | 1 | 0 | 0 | [7 empty] | 1 |  | ST/CH/SP/SPINDLE CASE ASSY ATI-AI
IM05176 | Dental Handpeice Spares-Strong- 1 Nose Tip | 164004201SH1NOSETIP |  | A Class |  |  | I-Inventory | FG-Finish Good | R | Spares | Handpeice-Spares | Dental Equiment | Main Location | 90330000 |  | FIFO | Strong | [8 empty] | 0 | 0 | 0 | 1 | 0 | 0 | [7 empty] | 1 |  | ST/SH/SP/ 1 NOSE TIP
IM05177 | Dental Handpeice Spares-Strong-10 Bushing C | 164004201SH10BUSHINGC |  | A Class |  |  | I-Inventory | FG-Finish Good | R | Spares | Handpeice-Spares | Dental Equiment | Main Location | 90330000 |  | FIFO | Strong | [8 empty] | 0 | 0 | 0 | 1 | 0 | 0 | [7 empty] | 1 |  | ST/SH/SP/10 BUSHING C
IM05178 | Dental Handpeice Spares-Strong-11 Coil Spring A | 164004201SH11COILSPRINGA |  | A Class |  |  | I-Inventory | FG-Finish Good | C | Spares | Handpeice-Spares | Dental Equiment | Main Location | 90330000 |  | FIFO | Strong | [8 empty] | 0 | 0 | 0 | 1 | 0 | 0 | [7 empty] | 1 |  | ST/SH/SP/11 COIL SPRING A
IM05179 | Dental Handpeice Spares-Strong-13 Ball | 164004201SH13BALL |  | A Class |  |  | I-Inventory | FG-Finish Good | R | Spares | Handpeice-Spares | Dental Equiment | Main Location | 90330000 |  | FIFO | Strong | [8 empty] | 0 | 0 | 0 | 1 | 0 | 0 | [7 empty] | 1 |  | ST/SH/SP/13 BALL
IM05180 | Dental Handpeice Spares-Strong-15 Coil Spring B | 164004201SH15COILSPRINGB |  | A Class |  |  | I-Inventory | FG-Finish Good | C | Spares | Handpeice-Spares | Dental Equiment | Main Location | 90330000 |  | FIFO | Strong | [8 empty] | 0 | 0 | 0 | 1 | 0 | 0 | [7 empty] | 1 |  | ST/SH/SP/15 COIL SPRING B
IM05181 | Dental Handpeice Spares-Strong-16 Slide Standing | 164004201SH16SLIDESTANDING |  | A Class |  |  | I-Inventory | FG-Finish Good | R | Spares | Handpeice-Spares | Dental Equiment | Main Location | 90330000 |  | FIFO | Strong | [8 empty] | 0 | 0 | 0 | 1 | 0 | 0 | [7 empty] | 1 |  | ST/SH/SP/16 SLIDE STANDING
IM05182 | Dental Handpeice Spares-Strong-18 Shank Case Ass,Y | 164004201SH18SHANKCASEASSY |  | A Class |  |  | I-Inventory | FG-Finish Good | R | Spares | Handpeice-Spares | Dental Equiment | Main Location | 90330000 |  | FIFO | Strong | [8 empty] | 0 | 0 | 0 | 1 | 0 | 0 | [7 empty] | 1 |  | ST/SH/SP/18 SHANK CASE ASS,Y
IM05183 | Dental Handpeice Spares-Strong-19 Ball Bearing 150Zz | 164004201SH19BEARING150ZZ |  | A Class |  |  | I-Inventory | FG-Finish Good | C | Spares | Handpeice-Spares | Dental Equiment | Main Location | 90330000 |  | FIFO | Strong | [8 empty] | 0 | 0 | 0 | 1 | 0 | 0 | [7 empty] | 1 |  | ST/SH/SP/19 BALL BEARING 150ZZ
IM05184 | Dental Handpeice Spares-Strong-2 O Ring A Hold | 164004201SH2ORINGAHOLD |  | A Class |  |  | I-Inventory | FG-Finish Good | C | Spares | Handpeice-Spares | Dental Equiment | Main Location | 90330000 |  | FIFO | Strong | [8 empty] | 0 | 0 | 0 | 1 | 0 | 0 | [7 empty] | 1 |  | ST/SH/SP/2 O RING A HOLD
IM05185 | Dental Handpeice Spares-Strong-20 Snap Ring | 164004201SH20SNAPRING |  | A Class |  |  | I-Inventory | FG-Finish Good | C | Spares | Handpeice-Spares | Dental Equiment | Main Location | 90330000 |  | FIFO | Strong | [8 empty] | 0 | 0 | 0 | 1 | 0 | 0 | [7 empty] | 1 |  | ST/SH/SP/20 SNAP RING
IM05186 | Dental Handpeice Spares-Strong-21 Coil Spring | 164004201SH21COILSPRING |  | A Class |  |  | I-Inventory | FG-Finish Good | C | Spares | Handpeice-Spares | Dental Equiment | Main Location | 90330000 |  | FIFO | Strong | [8 empty] | 0 | 0 | 0 | 1 | 0 | 0 | [7 empty] | 1 |  | ST/SH/SP/21 COIL SPRING
IM05187 | Dental Handpeice Spares-Strong-4 Bushing A | 164004201SH4BUSHINGA |  | A Class |  |  | I-Inventory | FG-Finish Good | R | Spares | Handpeice-Spares | Dental Equiment | Main Location | 90330000 |  | FIFO | Strong | [8 empty] | 0 | 0 | 0 | 1 | 0 | 0 | [7 empty] | 1 |  | ST/SH/SP/4 BUSHING A
IM05188 | Dental Handpeice Spares-Strong-5 Bearing Case Ass,Y | 164004201SH5BEARINGCASEASSY |  | A Class |  |  | I-Inventory | FG-Finish Good | R | Spares | Handpeice-Spares | Dental Equiment | Main Location | 90330000 |  | FIFO | Strong | [8 empty] | 0 | 0 | 0 | 1 | 0 | 0 | [7 empty] | 1 |  | ST/SH/SP/5 BEARING CASE ASS,Y
IM05189 | Dental Handpeice Spares-Strong-6 O Ring B | 164004201SH6ORING |  | A Class |  |  | I-Inventory | FG-Finish Good | C | Spares | Handpeice-Spares | Dental Equiment | Main Location | 90330000 |  | FIFO | Strong | [8 empty] | 0 | 0 | 0 | 1 | 0 | 0 | [7 empty] | 1 |  | ST/SH/SP/6 O RING B
IM05190 | Dental Handpeice Spares-Strong-8 Ball Bearing 840Zz | 164004201SH8BALLBEARING |  | A Class |  |  | I-Inventory | FG-Finish Good | C | Spares | Handpeice-Spares | Dental Equiment | Main Location | 90330000 |  | FIFO | Strong | [8 empty] | 0 | 0 | 0 | 1 | 0 | 0 | [7 empty] | 1 |  | ST/SH/SP/8 BALL BEARING 840ZZ
IM05191 | Dental Handpeice Spares-Strong-9 Bushing B | 164004201SH9BUSHINGB |  | A Class |  |  | I-Inventory | FG-Finish Good | R | Spares | Handpeice-Spares | Dental Equiment | Main Location | 90330000 |  | FIFO | Strong | [8 empty] | 0 | 0 | 0 | 1 | 0 | 0 | [7 empty] | 1 |  | ST/SH/SP/9 BUSHING B
IM05192 | Dental Handpeice Spares-Strong-ATII:"O" Ring "A" | 164004201SHORINGA |  | A Class |  |  | I-Inventory | FG-Finish Good | R | Spares | Handpeice-Spares | Dental Equiment | Main Location | 90330000 |  | FIFO | Strong | [8 empty] | 0 | 0 | 0 | 1 | 0 | 0 | [7 empty] | 1 |  | ST/SH/SP/ATII:"O" RING "A"
IM05193 | Dental Handpeice Spares-Strong-ATII:"O" Ring "B" | 164004201SHORINGB |  | A Class |  |  | I-Inventory | FG-Finish Good | R | Spares | Handpeice-Spares | Dental Equiment | Main Location | 90330000 |  | FIFO | Strong | [8 empty] | 0 | 0 | 0 | 1 | 0 | 0 | [7 empty] | 1 |  | ST/SH/SP/ATII:"O" RING "B"
IM05194 | Dental Handpeice Spares-Strong-ATII:Bushing "D" | 164004201SHBUSHINGD |  | A Class |  |  | I-Inventory | FG-Finish Good | R | Spares | Handpeice-Spares | Dental Equiment | Main Location | 90330000 |  | FIFO | Strong | [8 empty] | 0 | 0 | 0 | 1 | 0 | 0 | [7 empty] | 1 |  | ST/SH/SP/ATII:BUSHING "D"
IM05195 | Dental Handpeice Spares-Strong-ATII:Bushing C | 164004201SHBUSHINGC |  | A Class |  |  | I-Inventory | FG-Finish Good | R | Spares | Handpeice-Spares | Dental Equiment | Main Location | 90330000 |  | FIFO | Strong | [8 empty] | 0 | 0 | 0 | 1 | 0 | 0 | [7 empty] | 1 |  | ST/SH/SP/ATII:BUSHING C
IM05196 | Dental Handpeice Spares-Strong-ATII:Coil Spring "A" | 164004201SHCOILSPRINGA |  | A Class |  |  | I-Inventory | FG-Finish Good | C | Spares | Handpeice-Spares | Dental Equiment | Main Location | 90330000 |  | FIFO | Strong | [8 empty] | 0 | 0 | 0 | 1 | 0 | 0 | [7 empty] | 1 |  | ST/SH/SP/ATII:COIL SPRING "A"
IM05197 | Dental Handpeice Spares-Strong-ATII:Coil Spring "B" | 164004201SHCOILSPRINGB |  | A Class |  |  | I-Inventory | FG-Finish Good | C | Spares | Handpeice-Spares | Dental Equiment | Main Location | 90330000 |  | FIFO | Strong | [8 empty] | 0 | 0 | 0 | 1 | 0 | 0 | [7 empty] | 1 |  | ST/SH/SP/ATII:COIL SPRING "B"
IM05198 | Dental Handpeice Spares-Strong-ATII:Dust Cover | 164004201SH7DUSTCOVER |  | A Class |  |  | I-Inventory | FG-Finish Good | C | Spares | Handpeice-Spares | Dental Equiment | Main Location | 90330000 |  | FIFO | Strong | [8 empty] | 0 | 0 | 0 | 1 | 0 | 0 | [7 empty] | 1 |  | ST/SH/SP/ATII:DUST COVER
IM05199 | Dental Handpeice Spares-Strong-ATII:Slide Standing | 164004201SHSLIDESTANDING |  | A Class |  |  | I-Inventory | FG-Finish Good | R | Spares | Handpeice-Spares | Dental Equiment | Main Location | 90330000 |  | FIFO | Strong | [8 empty] | 0 | 0 | 0 | 1 | 0 | 0 | [7 empty] | 1 |  | ST/SH/SP/ATII:SLIDE STANDING
IM05200 | Dental Handpeice Spares- Being Air Fibre Optic Handpeice Bulb | 113004BULB |  | A Class |  |  | I-Inventory | FG-Finish Good | C | Spares | Handpeice-Spares | Dental Equiment | Main Location | 90330000 |  | FIFO | Being-Tornado | [8 empty] | 0 | 0 | 0 | 1 | 0 | 0 | [7 empty] | 1 |  | Ba/Hp/Sp/Bein Air Fibre Optic Handpiece Bulb
IM05201 | Dental Handpeice Spares- Being Air Handpiece Coupling Connector | 113004CONNECTOR |  | A Class |  |  | I-Inventory | FG-Finish Good | C | Spares | Handpeice-Spares | Dental Equiment | Main Location | 90330000 |  | FIFO | Being-Tornado | [8 empty] | 0 | 0 | 0 | 1 | 0 | 0 | [7 empty] | 1 |  | Ba/Hp/Sp/Bein Air Handpiece Coupling Connector
IM05202 | Dental Handpeice Spares- Being Rotor Fiber Optic Cartridge for 302PB M4 | 103004302PBM4CART |  | A Class |  |  | I-Inventory | FG-Finish Good | R | Spares | Handpeice-Spares | Dental Equiment | Main Location | 90330000 |  | FIFO | Being-Tornado | [8 empty] | 0 | 0 | 0 | 1 | 0 | 0 | [7 empty] | 1 |  | Be/Hp/Ac/Air Rotor Fo Cart. Tornado 302 pb-m4
IM05203 | Dental Handpieces Spares-Being Air Rotor Contra Angel Cartridge for 201CA | 103004201CACART |  | A Class |  |  | I-Inventory | FG-Finish Good | R | Spares | Handpeice-Spares | Dental Equiment | Main Location | 90330000 |  | FIFO | Being-Tornado | [8 empty] | 0 | 0 | 0 | 1 | 0 | 0 | [7 empty] | 1 |  | Be/Hp/Ac/Air Rotor/Being/201ca Contra h/p Cartridge
IM05204 | Dental Handpieces Spares-Being Air Rotor Contra Angel Handpiece Shaft for 201CA | 103004201CASHAFT |  | A Class |  |  | I-Inventory | FG-Finish Good | R | Spares | Handpeice-Spares | Dental Equiment | Main Location | 90330000 |  | FIFO | Being-Tornado | [8 empty] | 0 | 0 | 0 | 1 | 0 | 0 | [7 empty] | 1 |  | Be/Hp/Ac/Air Rotor/Being/201ca Contra h/p Shaft
IM05205 | Dental Handpieces Spares-Being Air Rotor Stright Angel Bur Catcher for 201SH | 103004201SHBCATCHER |  | A Class |  |  | I-Inventory | FG-Finish Good | R | Spares | Handpeice-Spares | Dental Equiment | Main Location | 90330000 |  | FIFO | Being-Tornado | [8 empty] | 0 | 0 | 0 | 1 | 0 | 0 | [7 empty] | 1 |  | Be/Hp/Ac/Air Rotor/Being/201sh Bur Catcher
IM05206 | Dental Handpieces Spares-Being Air Rotor Stright Angel Bur Catcher Ball for 201SH | 103004201SHBCATCHERBALL |  | A Class |  |  | I-Inventory | FG-Finish Good | C | Spares | Handpeice-Spares | Dental Equiment | Main Location | 90330000 |  | FIFO | Being-Tornado | [8 empty] | 0 | 0 | 0 | 1 | 0 | 0 | [7 empty] | 1 |  | Be/Hp/Ac/Air Rotor/Being/201sh Bur Catcher Ball
IM05207 | Dental Handpieces Spares-Being Air Rotor Contra Angel Head Only for 201CA | 103004201CAHEAD |  | A Class |  |  | I-Inventory | FG-Finish Good | R | Spares | Handpeice-Spares | Dental Equiment | Main Location | 90330000 |  | FIFO | Being-Tornado | [8 empty] | 0 | 0 | 0 | 1 | 0 | 0 | [7 empty] | 1 |  | Be/Hp/Ac/Air Rotor/Being/Contra Angle h/p 201ca Only Head
IM05208 | Dental Handpieces Spares-Being Air Rotor Straight Angel Complete Assembly for 201SH | 103004201SHCOMPASSY |  | A Class |  |  | I-Inventory | FG-Finish Good | R | Spares | Handpeice-Spares | Dental Equiment | Main Location | 90330000 |  | FIFO | Being-Tornado | [8 empty] | 0 | 0 | 0 | 1 | 0 | 0 | [7 empty] | 1 |  | Be/Hp/Ac/Air Rotor/Being/h/p 201sh Complete Assy
IM05209 | Dental Handpeice Spares- Being -Fiber Optic Tornado 203PB M4 Cord | 103004302PBM4CORD |  | A Class |  |  | I-Inventory | FG-Finish Good | R | Spares | Handpeice-Spares | Dental Equiment | Main Location | 90330000 |  | FIFO | Being-Tornado | [8 empty] | 0 | 0 | 0 | 1 | 0 | 0 | [7 empty] | 1 |  | Be/Hp/Ac/Being/Fo Tornado 302 Pb-M4 Cord
IM05210 | Dental Handpeice Spares- Being Fiber Optic Tornado 203PB M4 Cord 6 Hole | 103004302PBM4CORD6HOLE |  | A Class |  |  | I-Inventory | FG-Finish Good | R | Spares | Handpeice-Spares | Dental Equiment | Main Location | 90330000 |  | FIFO | Being-Tornado | [8 empty] | 0 | 0 | 0 | 1 | 0 | 0 | [7 empty] | 1 |  | Be/Hp/Ac/Being/Fo Tornado 302 Pb-M4 Cord 6 Hole
IM05211 | Dental Handpeice Spares- Being Fiber Optic Handpiece PCB | 103004FOPCB |  | A Class |  |  | I-Inventory | FG-Finish Good | R | Spares | Handpeice-Spares | Dental Equiment | Main Location | 90330000 |  | FIFO | Being-Tornado | [8 empty] | 0 | 0 | 0 | 1 | 0 | 0 | [7 empty] | 1 |  | BE/HP/AC/FIBER OPTIC HANDPIECE PCB
IM05212 | Dental Handpeice Spares- Being -Chuck for 401B2 | 103004401B2CHUCK |  | A Class |  |  | I-Inventory | FG-Finish Good | R | Spares | Handpeice-Spares | Dental Equiment | Main Location | 90330000 |  | FIFO | Being-Tornado | [8 empty] | 0 | 0 | 0 | 1 | 0 | 0 | [7 empty] | 1 |  | Be/hp/Air Rotor/Being/Chuck of Tornado 401b2
IM05213 | Dental Handpeice Spares- Being -Fiber Optic Head Cap for 302PB | 103004302PBHEADCAP |  | A Class |  |  | I-Inventory | FG-Finish Good | R | Spares | Handpeice-Spares | Dental Equiment | Main Location | 90330000 |  | FIFO | Being-Tornado | [8 empty] | 0 | 0 | 0 | 1 | 0 | 0 | [7 empty] | 1 |  | BE/HP/SP/302 PB FO HEAD CAP
IM05214 | Dental Handpeice Spares- Being - Standrd Head Cap for 401B2 | 103004401B2HEADCAP |  | A Class |  |  | I-Inventory | FG-Finish Good | R | Spares | Handpeice-Spares | Dental Equiment | Main Location | 90330000 |  | FIFO | Being-Tornado | [8 empty] | 0 | 0 | 0 | 1 | 0 | 0 | [7 empty] | 1 |  | Be/Hp/Sp/401 B2 Std Head Cap
IM05215 | Dental Handpeice Spares- Being - Head Cap for 401 PB2 | 103004401PB2HEADCAP |  | A Class |  |  | I-Inventory | FG-Finish Good | R | Spares | Handpeice-Spares | Dental Equiment | Main Location | 90330000 |  | FIFO | Being-Tornado | [8 empty] | 0 | 0 | 0 | 1 | 0 | 0 | [7 empty] | 1 |  | Be/Hp/Sp/401Pb2 Pb Head Cap
IM05216 | Dental Handpeice Spares- Being - Mini Head Cap for 402 B2 | 103004402B2HEADCAP |  | A Class |  |  | I-Inventory | FG-Finish Good | R | Spares | Handpeice-Spares | Dental Equiment | Main Location | 90330000 |  | FIFO | Being-Tornado | [8 empty] | 0 | 0 | 0 | 1 | 0 | 0 | [7 empty] | 1 |  | Be/Hp/Sp/402 B2 Mini Head Cap
IM05217 | Dental Handpeice Spares- Being - Super Torque Head Cap for 403 B2 | 103004403B2HEAD CAP |  | A Class |  |  | I-Inventory | FG-Finish Good | R | Spares | Handpeice-Spares | Dental Equiment | Main Location | 90330000 |  | FIFO | Being-Tornado | [8 empty] | 0 | 0 | 0 | 1 | 0 | 0 | [7 empty] | 1 |  | BE/HP/SP/403 B2 SU TORQUE HEAD CAP
IM05218 | Dental Handpieces Spares-Being Air Rotor Super Torque Cartridge for Torado 401B2 | 103004SP401B2CART |  | A Class |  |  | I-Inventory | FG-Finish Good | R | Spares | Handpeice-Spares | Dental Equiment | Main Location | 90330000 |  | FIFO | Being-Tornado | [8 empty] | 0 | 0 | 0 | 1 | 0 | 0 | [7 empty] | 1 |  | BE/HP/SP/AIR ROTOR/BEING STD CART. TORNADO 401B-2
IM05219 | Dental Handpeice Spares- Being Tornado 401PB-2 Colour Plus Cartreidge | 103052CARTDCOLORPLUS |  | A Class |  |  | I-Inventory | FG-Finish Good | R | Spares | Handpeice-Spares | Dental Equiment | Main Location | 90330000 |  | FIFO | Being-Tornado | [8 empty] | 0 | 0 | 0 | 1 | 0 | 0 | [7 empty] | 1 |  | BE/HP/SP/AIR ROTOR/BEING/ PBCART. TORNADO 401PB-2 COLOUR PLUS
IM05220 | Dental Handpeice Spares-Being Burr Catcher | 103004BURRCATHCER |  | A Class |  |  | I-Inventory | FG-Finish Good | R | Spares | Handpeice-Spares | Dental Equiment | Main Location | 90330000 |  | FIFO | Being-Tornado | [8 empty] | 0 | 0 | 0 | 1 | 0 | 0 | [7 empty] | 1 |  | BE/HP/SP/BURR CATCHER
IM05221 | Dental Handpeice Spares-Being Burr Catcher Spindle | 103004BURRCATHCERSPINDLE |  | A Class |  |  | I-Inventory | FG-Finish Good | R | Spares | Handpeice-Spares | Dental Equiment | Main Location | 90330000 |  | FIFO | Being-Tornado | [8 empty] | 0 | 0 | 0 | 1 | 0 | 0 | [7 empty] | 1 |  | BE/HP/SP/BURR CATCHER SPINDLE
IM05222 | Dental Handpeice Spares-Being Cartridge Spaner for 401B2 | 103052HPCARTRIDGESPANNER |  | A Class |  |  | I-Inventory | FG-Finish Good | C | Spares | Handpeice-Spares | Dental Equiment | Main Location | 90330000 |  | FIFO | Being-Tornado | [8 empty] | 0 | 0 | 0 | 1 | 0 | 0 | [7 empty] | 1 |  | BE/HP/SP/TORNADO 401B2 H/P CARTRIDGE SPANNER
IM05223 | Dental Handpeice Spares- Being Air Micro Motor | 113013MICROMOTOR |  | A Class |  |  | I-Inventory | FG-Finish Good | R | Spares | Handpeice-Spares | Dental Equiment | Main Location | 90330000 |  | FIFO | Being-Tornado | [8 empty] | 0 | 0 | 0 | 1 | 0 | 0 | [7 empty] | 1 |  | BE/MM/SP/BEIN AIR MICRO MOTOR
IM05224 | Dental Handpiece-NSK-S Max PICO LED Handpiece P1140 | 114004P1140SMAXPICOLED |  | A Class |  |  | I-Inventory | FG-Finish Good | R | Equipment | Handpiece | Dental Equiment | Main Location | 90184900 |  | FIFO | NSK Nakanishi | [8 empty] | 0 | 0 | 0 | 1 | 0 | 0 | [7 empty] | 1 |  | NSK/HP/AC/HANDPIECE S-Max Pico LED P1140
IM05225 | Dental Handpiece-NSK-S Max PICO Non Optic Handpiece P1218 | 114004P1218PICO |  | A Class |  |  | I-Inventory | FG-Finish Good | R | Equipment | Handpiece | Dental Equiment | Main Location | 90184900 |  | FIFO | NSK Nakanishi | [8 empty] | 0 | 0 | 0 | 1 | 0 | 0 | [7 empty] | 1 |  | NSK/HP/AC/HANDPIECE S-MAX PICO N.OPTIC-P1218
IM05226 | Dental Handpiece-NSK-TI Max Handpiece Model X35L C620 | 114004C620X35 |  | A Class |  |  | I-Inventory | FG-Finish Good | R | Equipment | Handpiece | Dental Equiment | Main Location | 90184900 |  | FIFO | NSK Nakanishi | [8 empty] | 0 | 0 | 0 | 1 | 0 | 0 | [7 empty] | 1 |  | NSK/HP/AC/MODEL X35L/Ti-MAX HANDPIECE/C620
IM05227 | Dental Handpiece-NSK-Endo Handpiece C1130 | 114004HPC1130ENDO |  | A Class |  |  | I-Inventory | FG-Finish Good | R | Equipment | Handpiece | Dental Equiment | Main Location | 90184900 |  | FIFO | NSK Nakanishi | [8 empty] | 0 | 0 | 0 | 1 | 0 | 0 | [7 empty] | 1 |  | NSK/HP/MC/CH NSK-ENDO HANPIECE C1130
IM05228 | Dental Air Rotor Handpiece- NSK-FX23 Handpiece C1056002 | 114004X23HPC1056002 |  | A Class |  |  | I-Inventory | FG-Finish Good | R | Equipment | Handpiece | Dental Equiment | Main Location | 90184900 |  | FIFO | NSK Nakanishi | [8 empty] | 0 | 0 | 0 | 1 | 0 | 0 | [7 empty] | 1 |  | NSK/HP/MC/NSK AIR ROTOR FX23 H/P C1056002
IM05229 | Dental Handpiece-NSK- Timax X450QD Degree Angeled Head P1086 | 114004X450QDDEGREEANGLEDHEADP1086 |  | A Class |  |  | I-Inventory | FG-Finish Good | R | Equipment | Handpiece | Dental Equiment | Main Location | 90184900 |  | FIFO | NSK Nakanishi | [8 empty] | 0 | 0 | 0 | 1 | 0 | 0 | [7 empty] | 1 |  | NSK/HP/MC/TIMAX X450QD DEGREE ANGLED HEAD/P1086
IM05230 | Dental Handpiece-NSK- Model Z45L Handpiece C1064 | 114004Z45LC1064 |  | A Class |  |  | I-Inventory | FG-Finish Good | R | Equipment | Handpiece | Dental Equiment | Main Location | 90184900 |  | FIFO | NSK Nakanishi | [8 empty] | 0 | 0 | 0 | 1 | 0 | 0 | [7 empty] | 1 |  | NSK/HP/MODEL Z45L HANDPIECE/C1064
IM05231 | Dental Handpiece-NSK -SGO 2E Micro Saw Oscillating Handpiece SH 164 | 114004SGO2ESH164 |  | A Class |  |  | I-Inventory | FG-Finish Good | R | Equipment | Handpiece | Dental Equiment | Main Location | 90184900 |  | FIFO | NSK Nakanishi | [8 empty] | 0 | 0 | 0 | 1 | 0 | 0 | [7 empty] | 1 |  | NSK/HP/MS/SGO 2E NSK MICRO SAW OSCILLATING H/P SH 164
IM05232 | Dental Handpiece-NSK-SGR 2E Micro Surgery Handpeice SH 162 | 114004SGR2ESH162 |  | A Class |  |  | I-Inventory | FG-Finish Good | R | Equipment | Handpiece | Dental Equiment | Main Location | 90184900 |  | FIFO | NSK Nakanishi | [8 empty] | 0 | 0 | 0 | 1 | 0 | 0 | [7 empty] | 1 |  | NSK/HP/MS/SGR 2E NSK MICRO SURGERY HANDPIECE SH 162
IM05233 | Dental Handpiece-NSK-SGT2E-NSK Micro Saw Sagittal Handpiece SH 163 | 114004SGT2ESH163 |  | A Class |  |  | I-Inventory | FG-Finish Good | R | Equipment | Handpiece | Dental Equiment | Main Location | 90184900 |  | FIFO | NSK Nakanishi | [8 empty] | 0 | 0 | 0 | 1 | 0 | 0 | [7 empty] | 1 |  | NSK/HP/MS/SGT2E-NSK MICRO SAW SAGITTAL HP SH 163
IM05234 | Dental Handpiece-NSK-Latch Bur Contra Handpiece BB-EC Y110159 | 114004Y110159 |  | A Class |  |  | I-Inventory | FG-Finish Good | R | Equipment | Handpiece | Dental Equiment | Main Location | 90184900 |  | FIFO | NSK Nakanishi | [8 empty] | 0 | 0 | 0 | 1 | 0 | 0 | [7 empty] | 1 |  | NSK/HP/NSK-LATCH BUR CONTRA H/P BB-EC Y110159
IM05235 | Dental Handpiece Spares-NSK- Coupling PTL CL LED P1001600 | 114004COUPLINGP1001600 |  | A Class |  |  | I-Inventory | FG-Finish Good | R | Equipment | Handpiece | Dental Equiment | Main Location | 90330000 |  | FIFO | NSK Nakanishi | [8 empty] | 0 | 0 | 0 | 1 | 0 | 0 | [7 empty] | 1 |  | NSK/HP/SP NSK/COUPLING/PTL-CL-LED/P1001600
IM05236 | Dental Handpiece-NSK- TI Max Series Handpeice Z800L-P1110 | 149004P1110 |  | A Class |  |  | I-Inventory | FG-Finish Good | R | Equipment | Handpiece | Dental Equiment | Main Location | 90184900 |  | FIFO | NSK Nakanishi | [8 empty] | 0 | 0 | 0 | 1 | 0 | 0 | [7 empty] | 1 |  | NSK/HP/Z800L/TI-MAX SERIES HANDPIECE P1110
IM05237 | Dental Handpiece-NSK- TI Max Series Handpeice Z900L-P1111 | 114004P1111 |  | A Class |  |  | I-Inventory | FG-Finish Good | R | Equipment | Handpiece | Dental Equiment | Main Location | 90184900 |  | FIFO | NSK Nakanishi | [8 empty] | 0 | 0 | 0 | 1 | 0 | 0 | [7 empty] | 1 |  | NSK/HP/Z900L/TI-MAX SERIES HANDPIECE P1111
IM05238 | Dental Handpiece Accessories- ICARE C2 Type 230V Set Y1002787 | 114062Y1002787 |  | A Class |  |  | I-Inventory | FG-Finish Good | R | Equipment | Handpiece | Dental Equiment | Main Location | 90184900 |  | FIFO | NSK Nakanishi | [8 empty] | 0 | 0 | 0 | 1 | 0 | 0 | [7 empty] | 1 |  | NSK/HPC/MC/ ICARE C2 TYPE 230V SET Y1002787
IM05239 | Dental Handpiece Accessories- ICARE C3 Type 230V Set Y1002788 | 114062Y1002788 |  | A Class |  |  | I-Inventory | FG-Finish Good | R | Equipment | Handpiece | Dental Equiment | Main Location | 90184900 |  | FIFO | NSK Nakanishi | [8 empty] | 0 | 0 | 0 | 1 | 0 | 0 | [7 empty] | 1 |  | NSK/HPC/MC/ ICARE C3 TYPE 230V SET Y1002788
IM05240 | Dental Handpiece-NSK- Implant Fiber Optic Handpiece X-SG65L | 114004XSG65L |  | A Class |  |  | I-Inventory | FG-Finish Good | R | Equipment | Handpiece | Dental Equiment | Main Location | 90184900 |  | FIFO | NSK Nakanishi | [8 empty] | 0 | 0 | 0 | 1 | 0 | 0 | [7 empty] | 1 |  | NSK/IM/AC/NSK IMPANT H/P FIBER OPTIC X-SG65 L
IM05241 | Dental Handpiece-NSK- Implant Fiber Optic Handpiece SG20 -C1010 | 114004SG20C1010 |  | A Class |  |  | I-Inventory | FG-Finish Good | R | Equipment | Handpiece | Dental Equiment | Main Location | 90184900 |  | FIFO | NSK Nakanishi | [8 empty] | 0 | 0 | 0 | 1 | 0 | 0 | [7 empty] | 1 |  | NSK/IMPLANT H/P NON OPTIC /SG 20/C1010
IM05242 | Dental Handpiece-NSK-Implant Red Handpeice 1:16 -IMPLY110126 | 114004Y110126 |  | A Class |  |  | I-Inventory | FG-Finish Good | R | Equipment | Handpiece | Dental Equiment | Main Location | 90184900 |  | FIFO | NSK Nakanishi | [8 empty] | 0 | 0 | 0 | 1 | 0 | 0 | [7 empty] | 1 |  | NSK/RH/AC/1:16 IMPLANT-NSK 1:16 RED H/P IMPLY110126
IM05243 | Dental Handpiece- Strong-Contral Angle Handpiece ACL-01C | 164004CONTRAHPACL01C |  | A Class |  |  | I-Inventory | FG-Finish Good | R | Equipment | Handpiece | Dental Equiment | Main Location |  |  | FIFO | Strong | [8 empty] | 0 | 0 | 0 | 1 | 0 | 0 | [7 empty] | 1 |  | ST/CH/AC/STORNG ACL - 01C - CONTRA H/P ACL - 01C
IM05244 | Dental Handpiece-Strong- Straight Handpiec AT-II | 164004STRAIGHTHPATII |  | A Class |  |  | I-Inventory | FG-Finish Good | R | Equipment | Handpiece | Dental Equiment | Main Location | 90184900 |  | FIFO | Strong | [8 empty] | 0 | 0 | 0 | 1 | 0 | 0 | [7 empty] | 1 |  | ST/SH/STRONG AC/AT - II STRAIGTH H/P AT -II
IM05245 | Dental Air Rotor Handpiece- NSK- Pana Max Model P1022SU M4 | 114004P1022SUM4 |  | A Class |  |  | I-Inventory | FG-Finish Good | R | Equipment | Handpiece | Dental Equiment | Main Location | 90184900 |  | FIFO | NSK Nakanishi | [8 empty] | 0 | 0 | 0 | 1 | 0 | 0 | [7 empty] | 1 |  | NSK/AR/MC NSK PANA AIR ROTOR MAX H/P P1022SU M4
IM05246 | Dental Air Rotor Handpiece- NSK- Pana Max Model P1021 MUM4 | 114004P1021MUM4 |  | A Class |  |  | I-Inventory | FG-Finish Good | R | Equipment | Handpiece | Dental Equiment | Main Location | 90184900 |  | FIFO | NSK Nakanishi | [8 empty] | 0 | 0 | 0 | 1 | 0 | 0 | [7 empty] | 1 |  | NSK/AR/MC NSK PANA AIR ROTOR MAX HP P1021 MUM4
IM05247 | Dental Air Rotor Handpiece- NSK- Pana Max Model P1023 MUB2 | 114004P1023MUB2 |  | A Class |  |  | I-Inventory | FG-Finish Good | R | Equipment | Handpiece | Dental Equiment | Main Location | 90184900 |  | FIFO | NSK Nakanishi | [8 empty] | 0 | 0 | 0 | 1 | 0 | 0 | [7 empty] | 1 |  | NSK/AR/MC NSK-PANA AIR ROTOR MAXHP P1023 MUB2
IM05248 | Dental Air Rotor Handpiece- NSK- FX Plus Model B2 PA2302 | 114004FXPLUSMUB2PA2302 |  | A Class |  |  | I-Inventory | FG-Finish Good | R | Equipment | Handpiece | Dental Equiment | Main Location | 90184900 |  | FIFO | NSK Nakanishi | [8 empty] | 0 | 0 | 0 | 1 | 0 | 0 | [7 empty] | 1 |  | NSK/AR/MC/NSK AIR ROTOR FX PLUS H/P MU-B2 PA2302
IM05249 | Dental Air Rotor Handpiece- NSK- FX Plus Model B2 PA2303 | 114004FXPLUSSUB2PA2303 |  | A Class |  |  | I-Inventory | FG-Finish Good | R | Equipment | Handpiece | Dental Equiment | Main Location | 90184900 |  | FIFO | NSK Nakanishi | [8 empty] | 0 | 0 | 0 | 1 | 0 | 0 | [7 empty] | 1 |  | NSK/AR/MC/NSK AIR ROTOR FX PLUS H/P SU-B2 PA2303
IM05250 | Dental Air Rotor Handpiece- NSK- FX Plus Model B2 PA2303 Without ARV | 114007SUB2PA2303WOARV |  | A Class |  |  | I-Inventory | FG-Finish Good | R | Equipment | Handpiece | Dental Equiment | Main Location | 90184900 |  | FIFO | NSK Nakanishi | [8 empty] | 0 | 0 | 0 | 1 | 0 | 0 | [7 empty] | 1 |  | NSK/AR/MC/NSK AIR ROTOR FX PLUS H/P SU-B2 PA2303 W/O ARV
IM05251 | Dental Air Rotor Handpiece- NSK- FX Plus Model M4 PA2301 | 114004FXPLUSSUM4PA2301 |  | A Class |  |  | I-Inventory | FG-Finish Good | R | Equipment | Handpiece | Dental Equiment | Main Location | 90184900 |  | FIFO | NSK Nakanishi | [8 empty] | 0 | 0 | 0 | 1 | 0 | 0 | [7 empty] | 1 |  | NSK/AR/MC/NSK AIR ROTOR FX PLUS H/P SU-M4 PA2301
IM05252 | Dental Air Rotor Handpiece- NSK- Dry Non Optic Model Presto II Y150022 | 114004PRESTOIIY150022 |  | A Class |  |  | I-Inventory | FG-Finish Good | R | Equipment | Handpiece | Dental Equiment | Main Location | 90184900 |  | FIFO | NSK Nakanishi | [8 empty] | 0 | 0 | 0 | 1 | 0 | 0 | [7 empty] | 1 |  | NSK/AR/MC/NSK DRY N.OPT AIR ROTOT H/P PRESTO II Y150022
IM05253 | Dental Air Rotor Handpiece- NSK- Pana Model S-B2 | 114004SB2PANA |  | A Class |  |  | I-Inventory | FG-Finish Good | R | Equipment | Handpiece | Dental Equiment | Main Location | 90184900 |  | FIFO | NSK Nakanishi | [8 empty] | 0 | 0 | 0 | 1 | 0 | 0 | [7 empty] | 1 |  | NSK/AR/MC-NSK PANA AIR ROTOR H/P-S-B2
IM05254 | Dental Air Rotor Handpiece- NSK- Pana Max Model P1024 SU-B2 | 114004P1024SUB2 |  | A Class |  |  | I-Inventory | FG-Finish Good | R | Equipment | Handpiece | Dental Equiment | Main Location | 90184900 |  | FIFO | NSK Nakanishi | [8 empty] | 0 | 0 | 0 | 1 | 0 | 0 | [7 empty] | 1 |  | NSK/AR/MC-NSK PANA AIR ROTOR MAX H/P-P1024 SU-B2
IM05255 | Dental Handpiece-NSK- Fiber Optic Contra Handpiece Model C1023 M95L | 114004C1023M95L |  | A Class |  |  | I-Inventory | FG-Finish Good | R | Equipment | Handpiece | Dental Equiment | Main Location | 90184900 |  | FIFO | NSK Nakanishi | [8 empty] | 0 | 0 | 0 | 1 | 0 | 0 | [7 empty] | 1 |  | NSK/CH/MC-NSK-FO CONTRA HANPIECE C1023 M95L
IM05256 | Dental Handpiece-NSK- Fiber Optic Contra Handpiece Model C1024 M25L | 114004C1024M25L |  | A Class |  |  | I-Inventory | FG-Finish Good | R | Equipment | Handpiece | Dental Equiment | Main Location | 90184900 |  | FIFO | NSK Nakanishi | [5 empty] | Integrated Shaft Bearing for smoother vibrations * Clean Head System to prevent entry of oral fluids and other contaminants*Cellular Glass Optic for Enhanced Visibility *Stainless Steel Body*Push Button Type * Single Spray and Direct Type(1:1); Speed: 40,000 min-1 |  |  | 0 | 0 | 0 | 1 | 0 | 0 | [7 empty] | 1 |  | NSK/CH/MC-NSK-FO CONTRA HANPIECE C1024 M25L
IM05257 | Dental Handpiece-NSK- Fiber Optic Contra Handpiece Model C1034 Z95L | 114004C1034Z95L |  | A Class |  |  | I-Inventory | TG-Trading Good |  | Equipment | Handpiece | Dental Equiment | Main Location |  |  | FIFO | NSK Nakanishi | [8 empty] | 0 | 0 | 0 | 1 | 0 | 0 | [7 empty] | 1 |  | NSK/CH/MC-NSK-FO CONTRA HANPIECE C1034 Z95L
IM05258 | Dental Handpiece-NSK- Fiber Optic Contra Handpiece Model C1038 Z25L | 114004C1038Z25L |  | A Class |  |  | I-Inventory | TG-Trading Good |  | Equipment | Handpiece | Dental Equiment | Main Location |  |  | FIFO | NSK Nakanishi | [8 empty] | 0 | 0 | 0 | 1 | 0 | 0 | [7 empty] | 1 |  | NSK/CH/MC-NSK-FO CONTRA HANPIECE C1038 Z25L
IM05259 | Dental Handpiece-NSK- Non Fiber Optic Contra Handpiece Model C1026 M95 | 114004C1026M95 |  | A Class |  |  | I-Inventory | FG-Finish Good | R | Equipment | Handpiece | Dental Equiment | Main Location | 90184900 |  | FIFO | NSK Nakanishi | [8 empty] | 0 | 0 | 0 | 1 | 0 | 0 | [7 empty] | 1 |  | NSK/CH/MC-NSK-NON-FO CONTRA HANPIECE C1026 M95
IM05260 | Dental Handpiece-NSK- Non Fiber Optic Contra Handpiece Model C1027 M25 | 114004C1027M25 |  | A Class |  |  | I-Inventory | FG-Finish Good | R | Equipment | Handpiece | Dental Equiment | Main Location | 90184900 |  | FIFO | NSK Nakanishi | [8 empty] | 0 | 0 | 0 | 1 | 0 | 0 | [7 empty] | 1 |  | NSK/CH/MC-NSK-NON-FO CONTRA HANPIECE C1027 M25
IM05261 | Dental Handpiece-NSK- Dyna LED Model M 500LG B2 P1107 | 114004P1107M500LGB2 |  | A Class |  |  | I-Inventory | FG-Finish Good | R | Equipment | Handpiece | Dental Equiment | Main Location | 90184900 |  | FIFO | NSK Nakanishi | [8 empty] | 0 | 0 | 0 | 1 | 0 | 0 | [7 empty] | 1 |  | NSK/DYNA LED M 500LG B2 P1107
IM05262 | Dental Handpiece-NSK- Dyna LED Model M 500LG M4 P1105 | 114004P1105M500LGM4 |  | A Class |  |  | I-Inventory | FG-Finish Good | R | Equipment | Handpiece | Dental Equiment | Main Location | 90184900 |  | FIFO | NSK Nakanishi | [8 empty] | 0 | 0 | 0 | 1 | 0 | 0 | [7 empty] | 1 |  | NSK/DYNA LED M 500LG M4 P1105
IM05263 | Dental Handpiece-NSK- Dyna LED Model M 600LG B2 P1106 | 114004P1106M600LGB2 |  | A Class |  |  | I-Inventory | FG-Finish Good | R | Equipment | Handpiece | Dental Equiment | Main Location | 90184900 |  | FIFO | NSK Nakanishi | [8 empty] | 0 | 0 | 0 | 1 | 0 | 0 | [7 empty] | 1 |  | NSK/DYNA LED M 600LG B2 P1106
IM05264 | Dental Handpiece-NSK- Dyna LED Model M 600LG M4 P1104 | 114004P1104M600LGM4 |  | A Class |  |  | I-Inventory | FG-Finish Good | R | Equipment | Handpiece | Dental Equiment | Main Location | 90184900 |  | FIFO | NSK Nakanishi | [8 empty] | 0 | 0 | 0 | 1 | 0 | 0 | [7 empty] | 1 |  | NSK/DYNA LED M 600LG M4 P1104
IM05265 | Dental Handpiece-NSK- Fiber Optic Mach Lite STD Turbine Handpiece | 114004MACHLITESTD |  | A Class |  |  | I-Inventory | FG-Finish Good | R | Equipment | Handpiece | Dental Equiment | Main Location | 90184900 |  | FIFO | NSK Nakanishi | [8 empty] | 0 | 0 | 0 | 1 | 0 | 0 | [7 empty] | 1 |  | NSK/FO/MC/HP-NSK MACH LITE STD F.O. TURBINE H/P
IM05266 | Dental Handpiece-NSK- Fiber Optic TI-X-95- Contra Hand Piece C610 | 114004C610X95 |  | A Class |  |  | I-Inventory | FG-Finish Good | R | Equipment | Handpiece | Dental Equiment | Main Location | 90184900 |  | FIFO | NSK Nakanishi | [8 empty] | 0 | 0 | 0 | 1 | 0 | 0 | [7 empty] | 1 |  | NSK/FO/TI/X/95-CONTRA HAND PIECE C 610
IM05267 | Dental Handpiece-NSK- Fiber Optic TI-X-95- Contra Hand Piece C600 | 114004CHPC600X95L |  | A Class |  |  | I-Inventory | FG-Finish Good | R | Equipment | Handpiece | Dental Equiment | Main Location | 90184900 |  | FIFO | NSK Nakanishi | [8 empty] | 0 | 0 | 0 | 1 | 0 | 0 | [7 empty] | 1 |  | NSK/FO/TI/X/95L-CONTRA FO HAND PIECE C 600
IM05268 | Dental Handpiece-NSK- Timex 450 Degree Angled Head P1088 | 114004P1088 |  | A Class |  |  | I-Inventory | FG-Finish Good | R | Equipment | Handpiece | Dental Equiment | Main Location | 90184900 |  | FIFO | NSK Nakanishi | [8 empty] | 0 | 0 | 0 | 1 | 0 | 0 | [7 empty] | 1 |  | NSK/H/P/TIMAX450 DEGREE ANGLED HEAD/P1088
IM05269 | Dental Handpiece-NSK- Implant Fiber Optic Handpiece X-SG20L | 114004XSG20L |  | A Class |  |  | I-Inventory | FG-Finish Good | R | Equipment | Handpiece | Dental Equiment | Main Location | 90184900 |  | FIFO | NSK Nakanishi | [8 empty] | 0 | 0 | 0 | 1 | 0 | 0 | [7 empty] | 1 |  | NSK/IM/AC/NSK IMPLANT H/P FIBER OPTIC X-SG20 L
IM05270 | Dental Handpeice-Being Tornado Contra Angle 201CA | 103004HP201CA |  | A Class |  |  | I-Inventory | FG-Finish Good | R | Equipment | Handpiece | Dental Equiment | Main Location | 90184900 |  | FIFO | Being-Tornado | [8 empty] | 0 | 0 | 0 | 1 | 0 | 0 | [7 empty] | 1 |  | BE/CH/MC/BEING TORNADO CONTRA ANGLE H/P 201CA
IM05271 | Dental Handpeice-Being Air Rotor Fiber Optic Internal Spray Rose 202-AM-B | 103004202AMB |  | A Class |  |  | I-Inventory | FG-Finish Good | R | Equipment | Handpiece | Dental Equiment | Main Location | 90184900 |  | FIFO | Being-Tornado | [8 empty] | 0 | 0 | 0 | 1 | 0 | 0 | [7 empty] | 1 |  | BE/HP/MC/AIR ROTOR/BEING FO INT.SPRAY ROSE 202 AM-B
IM05272 | Dental Handpeice-Being Air Rotor Fiber Optic Internal Spray Rose 202-HB | 103004202HB |  | A Class |  |  | I-Inventory | FG-Finish Good | R | Equipment | Handpiece | Dental Equiment | Main Location | 90184900 |  | FIFO | Being-Tornado | [5 empty] | . |  |  | 0 | 0 | 0 | 1 | 0 | 0 | [7 empty] | 1 |  | BE/HP/MC/AIR ROTOR/BEING FO INT.SPRAY ROSE 202 H-B
IM05273 | Dental Handpeice-Being Air Rotor Fiber Optic Internal Spray Rose Contra Angle PB | 103004CAPB |  | A Class |  |  | I-Inventory | FG-Finish Good | R | Equipment | Handpiece | Dental Equiment | Main Location | 90184900 |  | FIFO | Being-Tornado | [5 empty] | . |  |  | 0 | 0 | 0 | 1 | 0 | 0 | [7 empty] | 1 |  | BE/HP/MC/AIR ROTOR/BEING FO INT.SPRAY ROSE CA (P)-B
IM05274 | Dental Handpeice-Being Air Rotor Tornado Mini Head 402-B2 | 103004402B2 |  | A Class |  |  | I-Inventory | FG-Finish Good | R | Equipment | Handpiece | Dental Equiment | Main Location | 90184900 |  | FIFO | Being-Tornado | [8 empty] | 0 | 0 | 0 | 1 | 0 | 0 | [7 empty] | 1 |  | BE/HP/MC/AIR ROTOR/BEING/MINI HEAD/TORNADO 402-B2
IM05275 | Dental Handpeice-Being Air Rotor Tornado Push Button Standard Head 401-PB2 | 103004401PB2 |  | A Class |  |  | I-Inventory | FG-Finish Good | R | Equipment | Handpiece | Dental Equiment | Main Location | 90330000 |  | FIFO | Being-Tornado | [8 empty] | 0 | 0 | 0 | 1 | 0 | 0 | [7 empty] | 1 |  | BE/HP/MC/AIR ROTOR/BEING/P.BUTTON TORNADO 401PB-2
IM05276 | Dental Handpiece-Being Air Rotor Tornado Color Plus Push Button 401PB2-Black | 103004401BLACK |  | A Class |  |  | I-Inventory | FG-Finish Good | R | Equipment | Handpiece | Dental Equiment | Main Location | 90184900 |  | FIFO | Being-Tornado | [8 empty] | 0 | 0 | 0 | 1 | 0 | 0 | [7 empty] | 1 |  | BE/HP/MC/AIR ROTOR/BEING/P.BUTTON TORNADO COLOR PLUS 401PB2/BLACK
IM05277 | Dental Handpeice-Being Air Rotor Tornado Color Plus Push Button 401PB2-Blue | 103004401BLUE |  | A Class |  |  | I-Inventory | FG-Finish Good | R | Equipment | Handpiece | Dental Equiment | Main Location | 90184900 |  | FIFO | Being-Tornado | [8 empty] | 0 | 0 | 0 | 1 | 0 | 0 | [7 empty] | 1 |  | BE/HP/MC/AIR ROTOR/BEING/P.BUTTON TORNADO COLOR PLUS 401PB2/BLUE
IM05278 | Dental Handpeice Being Air Rotor Tornado Color Plus Push Button 401PB2-Gold | 103004401GOLD |  | A Class |  |  | I-Inventory | FG-Finish Good | R | Equipment | Handpiece | Dental Equiment | Main Location | 90184900 |  | FIFO | Being-Tornado | [8 empty] | 0 | 0 | 0 | 1 | 0 | 0 | [7 empty] | 1 |  | BE/HP/MC/AIR ROTOR/BEING/P.BUTTON TORNADO COLOR PLUS 401PB2/GOLD
IM05279 | Dental Handpeice-Being Air Rotor Tornado Color Plus Push Button 401PB2-Silver | 103004401SILVER |  | A Class |  |  | I-Inventory | FG-Finish Good | R | Equipment | Handpiece | Dental Equiment | Main Location | 90184900 |  | FIFO | Being-Tornado | [8 empty] | 0 | 0 | 0 | 1 | 0 | 0 | [7 empty] | 1 |  | BE/HP/MC/AIR ROTOR/BEING/P.BUTTON TORNADO COLOR PLUS 401PB2/SILVER
IM05280 | Dental Handpeice-Being Air Rotor Tornado Standard Head 401-B2 | 103004401B2 |  | A Class |  |  | I-Inventory | FG-Finish Good | R | Equipment | Handpiece | Dental Equiment | Main Location | 90184900 |  | FIFO | Being-Tornado | [8 empty] | 0 | 0 | 0 | 1 | 0 | 0 | [7 empty] | 1 |  | BE/HP/MC/AIR ROTOR/BEING/STD HEAD TORNADO 401B-2
IM05281 | Dental Handpeice-Being Air Rotor Tornado Super Torque 403-B2 | 103004403B2 |  | A Class |  |  | I-Inventory | FG-Finish Good | R | Equipment | Handpiece | Dental Equiment | Main Location | 90184900 |  | FIFO | Being-Tornado | [8 empty] | 0 | 0 | 0 | 1 | 0 | 0 | [7 empty] | 1 |  | BE/HP/MC/AIR ROTOR/BEING/SU TORQUE/TORNADO 403 B2
IM05282 | Dental Handpeice-Being Tornado Rose Contra Angle 201CA | 103004201CAROSE |  | A Class |  |  | I-Inventory | FG-Finish Good | R | Equipment | Handpiece | Dental Equiment | Main Location |  |  | FIFO | Being-Tornado | [8 empty] | 0 | 0 | 0 | 1 | 0 | 0 | [7 empty] | 1 |  | BE/HP/MC/BEING TORNADO CONTRA ANGLE H/P 201CA ROSE
IM05283 | Dental Handpeice-Being Tornado Straight 201SH | 114013201SH |  | A Class |  |  | I-Inventory | FG-Finish Good | R | Equipment | Handpiece | Dental Equiment | Main Location | 90184900 |  | FIFO | Being-Tornado | [8 empty] | 0 | 0 | 0 | 1 | 0 | 0 | [7 empty] | 1 |  | BE/SH/MC/BEING TORNADO STRAIGHT H/P 201SH
IM05284 | Dental Handpeice-Being Tornado Rose Straight 201SH | 103004201SHROSE |  | A Class |  |  | I-Inventory | FG-Finish Good | R | Equipment | Handpiece | Dental Equiment | Main Location |  |  | FIFO | Being-Tornado | [8 empty] | 0 | 0 | 0 | 1 | 0 | 0 | [7 empty] | 1 |  | BE/SH/MC/BEING TORNADO STRAIGHT H/P 201SH ROSE
IM05285 | Dental Handpiece-Gnatus Air Rotor SL30 Push Button Led | 101004HPSL30PBUVLED |  | A Class |  |  | I-Inventory | FG-Finish Good | R | Equipment | Handpiece | Dental Equiment | Main Location | 90184900 |  | FIFO | Gnatus | [8 empty] | 0 | 0 | 0 | 1 | 0 | 0 | [7 empty] | 1 |  | GN/AR/MC/30PB-GNATUS AIR ROTOR H.P-SL-30 PB-UV LED
IM05286 | Dental Handpiece-Gnatus Air Rotor 30SL TM Fiber Optic | 101009HP30SLTMAIRROTOR |  | A Class |  |  | I-Inventory | FG-Finish Good | R | Accessories | Handpieces-Accessories | Dental Equiment | Main Location | 90184900 |  | FIFO | Gnatus | [5 empty] | . |  |  | 0 | 0 | 0 | 1 | 0 | 0 | [7 empty] | 1 |  | GN/AR/AC/30SL-GNATUS AIR ROTOR H.P- 30SL-TM FIBER OPT
IM05287 | Dental Handpieces Spares-Being Air Rotor Super Torque Cartridge for Torado 403B2 | 103004HP403B2CART |  | A Class |  |  | I-Inventory | FG-Finish Good | R | Accessories | Handpieces-Accessories | Dental Equiment | Main Location | 90330000 |  | FIFO | Being-Tornado | [8 empty] | 0 | 0 | 0 | 1 | 0 | 0 | [7 empty] | 1 |  | BE/HP/AC/AIR ROTOR/BEING SU TRQ CART.TORNADO 403 B2
IM05288 | Dental Handpieces Spares-Being Air Rotor Standard Head Cartridge for Torado 401PB-2 | 103004HPCART401PB2 |  | A Class |  |  | I-Inventory | FG-Finish Good | R | Accessories | Handpieces-Accessories | Dental Equiment | Main Location | 90184900 |  | FIFO | Being-Tornado | [8 empty] | 0 | 0 | 0 | 1 | 0 | 0 | [7 empty] | 1 |  | BE/HP/AC/AIR ROTOR/BEING/ PB CART. TORNADO 401PB-2
IM05289 | Dental Handpieces Spares-Being Air Rotor Mini Head Cartridge for Torado 402B-2 | 103004402B2CART |  | A Class |  |  | I-Inventory | FG-Finish Good | R | Accessories | Handpieces-Accessories | Dental Equiment | Main Location | 90330000 |  | FIFO | Being-Tornado | [8 empty] | 0 | 0 | 0 | 1 | 0 | 0 | [7 empty] | 1 |  | BE/HP/AC/AIR ROTOR/BEING/MINI CART. TORNADO 402-B2
IM05290 | Dental Handpeice-Gnatus Air Rotor Contra Angle 32CA | 101004CONTRAHP32CA |  | A Class |  |  | I-Inventory | FG-Finish Good | R | Accessories | Handpieces-Accessories | Dental Equiment | Main Location | 90184900 |  | FIFO | Gnatus | [8 empty] | 0 | 0 | 0 | 1 | 0 | 0 | [7 empty] | 1 |  | GN/CH/AC/GNATUS 32 CA CONTRA H.P- 32 CA
IM05291 | Dental Handpiece-Gnatus Air Rotor 32TB TM Mini Head | 101004HP32TBMINIHEAD |  | A Class |  |  | I-Inventory | FG-Finish Good | R | Accessories | Handpieces-Accessories | Dental Equiment | Main Location | 90184900 |  | FIFO | Gnatus | [8 empty] | 0 | 0 | 0 | 1 | 0 | 0 | [7 empty] | 1 |  | GN/AR/AC/32TB -GNATUS AIR ROTOR MINI HEAD H.P- 32TB-TM MINI
IM05292 | Dental Handpiece Spares-NSK-Adaptor for Handpiece Z257010 | 114004Z257010ADOPTOR |  | A Class |  |  | I-Inventory | FG-Finish Good | R | Spares | Handpeice-Spares | Dental Equiment | Main Location | 90184900 |  | FIFO | NSK Nakanishi | [8 empty] | 0 | 0 | 0 | 1 | 0 | 0 | [7 empty] | 1 |  | NSK/AC/ ADAPTOR FOR HANDPIECE Z257010
IM05293 | Dental Handpiece Spares-NSK-Blades for Micro SAW handpeice SGO1 | 114004SGO1 |  | A Class |  |  | I-Inventory | FG-Finish Good | R | Spares | Handpeice-Spares | Dental Equiment | Main Location | 90184900 |  | FIFO | NSK Nakanishi | [8 empty] | 0 | 0 | 0 | 1 | 0 | 0 | [7 empty] | 1 |  | NSK/AC/BLADES FOR MICRO SAW HANDPIECES SGO 1
IM05294 | Dental Handpiece Spares-NSK-Blades for Micro SAW handpeice SGO2 | 114004SGO2 |  | A Class |  |  | I-Inventory | TG-Trading Good |  | Spares | Handpeice-Spares | Dental Equiment | Main Location |  |  | FIFO | NSK Nakanishi | [8 empty] | 0 | 0 | 0 | 1 | 0 | 0 | [7 empty] | 1 |  | NSK/AC/BLADES FOR MICRO SAW HANDPIECES SGO 2
IM05295 | Dental Handpiece Spares-NSK-Blades for Micro SAW handpeice SGR-1 | 114004SGR1 |  | A Class |  |  | I-Inventory | FG-Finish Good | R | Spares | Handpeice-Spares | Dental Equiment | Main Location | 90184900 |  | FIFO | NSK Nakanishi | [8 empty] | 0 | 0 | 0 | 1 | 0 | 0 | [7 empty] | 1 |  | NSK/AC/BLADES FOR MICRO SAW HANDPIECES SGR-1
IM05296 | Dental Handpiece Spares-NSK-Blades for Micro SAW handpeice SGT-1 | 114004SGT1 |  | A Class |  |  | I-Inventory | FG-Finish Good | R | Spares | Handpeice-Spares | Dental Equiment | Main Location | 90184900 |  | FIFO | NSK Nakanishi | [8 empty] | 0 | 0 | 0 | 1 | 0 | 0 | [7 empty] | 1 |  | NSK/AC/BLADES FOR MICRO SAW HANDPIECES SGT 1
IM05297 | Dental Handpiece Spares-NSK-Blades for Micro SAW handpeice SGT2 10 Pcs in Set | 114004BLADESGT2 |  | A Class |  |  | I-Inventory | FG-Finish Good | R | Spares | Handpeice-Spares | Dental Equiment | Main Location | 90330000 |  | FIFO | NSK Nakanishi | [8 empty] | 0 | 0 | 0 | 1 | 0 | 0 | [7 empty] | 1 |  | NSK/AC/BLADES MICRO SAW HP SGT2 10 PCS IN SET
IM05298 | Dental Handpiece Spares-NSK-Blades for Micro SAW handpeice SGR-3 | 114004SGR3 |  | A Class |  |  | I-Inventory | FG-Finish Good | R | Spares | Handpeice-Spares | Dental Equiment | Main Location | 90330000 |  | FIFO | NSK Nakanishi | [8 empty] | 0 | 0 | 0 | 1 | 0 | 0 | [7 empty] | 1 |  | NSK/AC/BLADES/MICRO SAW HP SGR3
IM05299 | Dental Handpiece Spares-NSK-FM-CL 4 Hole Coupling | 114004COUPLING |  | A Class |  |  | I-Inventory | FG-Finish Good | R | Spares | Handpeice-Spares | Dental Equiment | Main Location | 90184900 |  | FIFO | NSK Nakanishi | [8 empty] | 0 | 0 | 0 | 1 | 0 | 0 | [7 empty] | 1 |  | NSK/AC/FM-CL 4 HOLE COUPLING
IM05300 | Dental Handpiece Spares-NSK-Mach Lite M4 Coupling | 114004MACHLITEM4 |  | A Class |  |  | I-Inventory | FG-Finish Good | R | Spares | Handpeice-Spares | Dental Equiment | Main Location | 90184900 |  | FIFO | NSK Nakanishi | [8 empty] | 0 | 0 | 0 | 1 | 0 | 0 | [7 empty] | 1 |  | NSK/AC/HP-NSK MACH-LITE -M4 COUPLING
IM05301 | Dental Handpiece Spares-NSK-PTL CL LED M Coupling P1001606 | 114004P1001606 |  | A Class |  |  | I-Inventory | FG-Finish Good | R | Spares | Handpeice-Spares | Dental Equiment | Main Location | 90184900 |  | FIFO | NSK Nakanishi | [8 empty] | 0 | 0 | 0 | 1 | 0 | 0 | [7 empty] | 1 |  | NSK/AC/HP-NSK/COUPLING/PTL-CL-LED M/P1001606
IM05302 | Dental Handpiece Spares- NSK-S Series M500L Turbine Handpiece | 114004M500LHP |  | A Class |  |  | I-Inventory | TG-Trading Good |  | Spares | Handpeice-Spares | Dental Equiment | Main Location |  |  | FIFO | NSK Nakanishi | [8 empty] | 0 | 0 | 0 | 1 | 0 | 0 | [7 empty] | 1 |  | NSK/AC/M500L/S SERIES TURBINE HANDPIECE
IM05303 | Dental Handpiece Spares- NSK -S Series M600L LED Fiber Optic Coupling | 114004M600LCOUPL |  | A Class |  |  | I-Inventory | FG-Finish Good | R | Spares | Handpeice-Spares | Dental Equiment | Main Location | 90184900 |  | FIFO | NSK Nakanishi | [8 empty] | 0 | 0 | 0 | 1 | 0 | 0 | [7 empty] | 1 |  | NSK/AC/M600L LED/S-SERIES F.O. COUPLING
IM05304 | Dental Handpiece Spares- NSK-S Series M600L Fiber Optic Turbine Handpiece | 114004M600LHP |  | A Class |  |  | I-Inventory | TG-Trading Good |  | Spares | Handpeice-Spares | Dental Equiment | Main Location |  |  | FIFO | NSK Nakanishi | [8 empty] | 0 | 0 | 0 | 1 | 0 | 0 | [7 empty] | 1 |  | NSK/AC/M600L/S SERIES TURBINE HANDPIECE
IM05305 | Dental Handpiece Spares- NSK-S Series M600L Fiber Optic Tubing | 114004M600TUBING |  | A Class |  |  | I-Inventory | FG-Finish Good | R | Spares | Handpeice-Spares | Dental Equiment | Main Location | 90184900 |  | FIFO | NSK Nakanishi | [8 empty] | 0 | 0 | 0 | 1 | 0 | 0 | [7 empty] | 1 |  | NSK/AC/M600L/S-SERIES F.O. TUBING
IM05306 | Dental Handpiece Spares-NSK- Endomate TC2 Btr Cover-E346103 | 114004TC2STRCOVERE346103 |  | A Class |  |  | I-Inventory | FG-Finish Good | R | Spares | Handpeice-Spares | Dental Equiment | Main Location | 90330000 |  | FIFO | NSK Nakanishi | [8 empty] | 0 | 0 | 0 | 1 | 0 | 0 | [7 empty] | 1 |  | NSK/HP/AC/ENDOMATE TC2 BTR COVER-E346103
IM05307 | Dental Handpiece Spares-NSK-Outer Body For Endomate Tc2 | 1140045OUTERBODYTC2 |  | A Class |  |  | I-Inventory | FG-Finish Good | R | Spares | Handpeice-Spares | Dental Equiment | Main Location | 90330000 |  | FIFO | NSK Nakanishi | [8 empty] | 0 | 0 | 0 | 1 | 0 | 0 | [7 empty] | 1 |  | NSK/HP/AC/OUTER BODY FOR ENDOMATE TC2
IM05308 | Dental Handpiece Spares-NSK- Cartridge For Presto Aqua Hp Pr-Aq03 | 114004PRAQ03 |  | A Class |  |  | I-Inventory | FG-Finish Good | R | Spares | Handpeice-Spares | Dental Equiment | Main Location | 90330000 |  | FIFO | NSK Nakanishi | [8 empty] | 0 | 0 | 0 | 1 | 0 | 0 | [7 empty] | 1 |  | NSK/HP/SP/ Cartridge for Presto Aqua HP PR-AQ03
IM05309 | Dental Handpiece Spares-NSK- Cartridge For Presto Hp Pr-03 T815-016 | 114052NSKPR03T815016 |  | A Class |  |  | I-Inventory | FG-Finish Good | R | Spares | Handpeice-Spares | Dental Equiment | Main Location | 90330000 |  | FIFO | NSK Nakanishi | [8 empty] | 0 | 0 | 0 | 1 | 0 | 0 | [7 empty] | 1 |  | NSK/HP/SP/ CARTRIDGE FOR PRESTO HP PR-03 T815-016
IM05310 | Dental Handpiece Spares-NSK- Sg20 L Head Assembly-10000254 | 114004HEADASSY10000254 |  | A Class |  |  | I-Inventory | FG-Finish Good | R | Spares | Handpeice-Spares | Dental Equiment | Main Location | 90330000 |  | FIFO | NSK Nakanishi | [8 empty] | 0 | 0 | 0 | 1 | 0 | 0 | [7 empty] | 1 |  | NSK/HP/SP/ SG20 L HEAD ASSEMBLY-10000254
IM05311 | Dental Handpiece Spares-NSK- Version-2 M25 Drive Shaft-C1142022 | 114004V2M25SHAFTC1142022 |  | A Class |  |  | I-Inventory | FG-Finish Good | R | Spares | Handpeice-Spares | Dental Equiment | Main Location | 90330000 |  | FIFO | NSK Nakanishi | [8 empty] | 0 | 0 | 0 | 1 | 0 | 0 | [7 empty] | 1 |  | NSK/HP/SP/ VERSION-2 M25 DRIVE SHAFT-C1142022
IM05312 | Dental Handpiece Spares-NSK- Version-2 M25 Hand Piece Head Cap-C1142050 | 114004V2M25HEADCAPC1142050 |  | A Class |  |  | I-Inventory | FG-Finish Good | R | Spares | Handpeice-Spares | Dental Equiment | Main Location | 90330000 |  | FIFO | NSK Nakanishi | [8 empty] | 0 | 0 | 0 | 1 | 0 | 0 | [7 empty] | 1 |  | NSK/HP/SP/ VERSION-2 M25 HAND PIECE HEAD CAP-C1142050
IM05313 | Dental Handpiece Spares-NSK- Version-2 M95L Dog Clutch-C1141013 | 114052C1141013 |  | A Class |  |  | I-Inventory | FG-Finish Good | R | Spares | Handpeice-Spares | Dental Equiment | Main Location | 90330000 |  | FIFO | NSK Nakanishi | [8 empty] | 0 | 0 | 0 | 1 | 0 | 0 | [7 empty] | 1 |  | NSK/HP/SP/ VERSION-2 M95L DOG CLUTCH-C1141013
IM05314 | Dental Handpiece Spares-NSK- Version-2 M95L Drive Shaft-C1141022 | 114052C1141022 |  | A Class |  |  | I-Inventory | FG-Finish Good | R | Spares | Handpeice-Spares | Dental Equiment | Main Location | 90330000 |  | FIFO | NSK Nakanishi | [8 empty] | 0 | 0 | 0 | 1 | 0 | 0 | [7 empty] | 1 |  | NSK/HP/SP/ VERSION-2 M95L DRIVE SHAFT-C1141022
IM05315 | Dental Handpiece Spares-NSK- Version-2 M95L Hand Piece Cartridge-C600F015 | 114052C600F015 |  | A Class |  |  | I-Inventory | FG-Finish Good | R | Spares | Handpeice-Spares | Dental Equiment | Main Location | 90330000 |  | FIFO | NSK Nakanishi | [8 empty] | 0 | 0 | 0 | 1 | 0 | 0 | [7 empty] | 1 |  | NSK/HP/SP/ VERSION-2 M95L HAND PIECE CARTRIDGE-C600F015
IM05316 | Dental Handpiece Spares-NSK-Bottom Case For Endomate Tc2 E346910 | 114050E346910 |  | A Class |  |  | I-Inventory | FG-Finish Good | R | Spares | Handpeice-Spares | Dental Equiment | Main Location | 90330000 |  | FIFO | NSK Nakanishi | [8 empty] | 0 | 0 | 0 | 1 | 0 | 0 | [7 empty] | 1 |  | NSK/HP/SP/BOTTOM CASE FOR ENDOMATE TC2 E346910
IM05317 | Dental Handpiece Spares-NSK-Calibration Wrench | 114004CALIBRATIONWRENCH |  | A Class |  |  | I-Inventory | FG-Finish Good | R | Spares | Handpeice-Spares | Dental Equiment | Main Location | 90330000 |  | FIFO | NSK Nakanishi | [8 empty] | 0 | 0 | 0 | 1 | 0 | 0 | [7 empty] | 1 |  | NSK/HP/SP/CALIBRATION WRENCH
IM05318 | Dental Handpiece Spares-NSK-Cartridge And Drive Shaft For M95L | 114004CARTSHAFTM95L |  | A Class |  |  | I-Inventory | FG-Finish Good | R | Spares | Handpeice-Spares | Dental Equiment | Main Location | 90330000 |  | FIFO | NSK Nakanishi | [8 empty] | 0 | 0 | 0 | 1 | 0 | 0 | [7 empty] | 1 |  | NSK/HP/SP/CARTRIDGE And DRIVE SHAFT FOR M95L
IM05319 | Dental Handpiece Spares-NSK-Cartridge For M25L | 114004CARTM25L |  | A Class |  |  | I-Inventory | FG-Finish Good | R | Spares | Handpeice-Spares | Dental Equiment | Main Location | 90330000 |  | FIFO | NSK Nakanishi | [8 empty] | 0 | 0 | 0 | 1 | 0 | 0 | [7 empty] | 1 |  | NSK/HP/SP/CARTRIDGE FOR M25L
IM05320 | Dental Handpiece Spares-NSK-Cartridge For M25L C601015 | 114004M25LC601015 |  | A Class |  |  | I-Inventory | FG-Finish Good | R | Spares | Handpeice-Spares | Dental Equiment | Main Location | 90330000 |  | FIFO | NSK Nakanishi | [8 empty] | 0 | 0 | 0 | 1 | 0 | 0 | [7 empty] | 1 |  | NSK/HP/SP/CARTRIDGE FOR M25L C601015
IM05321 | Dental Handpiece Spares-NSK-Cartridge For M95L | 114004CARTM95L |  | A Class |  |  | I-Inventory | FG-Finish Good | R | Spares | Handpeice-Spares | Dental Equiment | Main Location | 90330000 |  | FIFO | NSK Nakanishi | [8 empty] | 0 | 0 | 0 | 1 | 0 | 0 | [7 empty] | 1 |  | NSK/HP/SP/CARTRIDGE FOR M95L
IM05322 | Dental Handpiece Spares-NSK-Dental Dust Proof Seal C495360A | 114004C495360A |  | A Class |  |  | I-Inventory | FG-Finish Good | R | Spares | Handpeice-Spares | Dental Equiment | Main Location | 90330000 |  | FIFO | NSK Nakanishi | [8 empty] | 0 | 0 | 0 | 1 | 0 | 0 | [7 empty] | 1 |  | NSK/HP/SP/DENTAL DUST PROOF SEAL C495360A
IM05323 | Dental Handpiece Spares-NSK-Dental Handpiece Cartridge Tix45-Su03 Y1001906 | 114004HPCRTITIX45SU03Y1001906 |  | A Class |  |  | I-Inventory | FG-Finish Good | R | Spares | Handpeice-Spares | Dental Equiment | Main Location | 90330000 |  | FIFO | NSK Nakanishi | [8 empty] | 0 | 0 | 0 | 1 | 0 | 0 | [7 empty] | 1 |  | NSK/HP/SP/DENTAL HANDPIECE CARTRIDGE TIX45-SU03 Y1001906
IM05324 | Dental Handpiece Spares-NSK-Dental Handpiece Cartridge Tix45-Su03 Y1001906Â | 114052Y1001906 |  | A Class |  |  | I-Inventory | FG-Finish Good | R | Spares | Handpeice-Spares | Dental Equiment | Main Location | 90330000 |  | FIFO | NSK Nakanishi | [8 empty] | 0 | 0 | 0 | 1 | 0 | 0 | [7 empty] | 1 |  | NSK/HP/SP/DENTAL HANDPIECE CARTRIDGE TIX45-SU03 Y1001906Â
IM05325 | Dental Handpiece Spares-NSK-Dental Handpiece Cartridge Tix45-Su03 Y1001906Â | 114052Y1001906 |  | A Class |  |  | I-Inventory | FG-Finish Good | R | Spares | Handpeice-Spares | Dental Equiment | Main Location | 90330000 |  | FIFO | NSK Nakanishi | [8 empty] | 0 | 0 | 0 | 1 | 0 | 0 | [7 empty] | 1 |  | NSK/HP/SP/DENTAL HANDPIECE CARTRIDGE TIX45-SU03 Y1001906Â
IM05326 | Dental Handpiece Spares-NSK-Dental Handpiece Coupling Qd-Jm4 T334051 | 114004HPCOUPLINGQDJM4T334051 |  | A Class |  |  | I-Inventory | FG-Finish Good | R | Spares | Handpeice-Spares | Dental Equiment | Main Location | 90330000 |  | FIFO | NSK Nakanishi | [8 empty] | 0 | 0 | 0 | 1 | 0 | 0 | [7 empty] | 1 |  | NSK/HP/SP/DENTAL HANDPIECE COUPLING QD-JM4 T334051
IM05327 | Dental Handpiece Spares-NSK-Drive Shaft For M25L | 114004SHAFTM25L |  | A Class |  |  | I-Inventory | FG-Finish Good | R | Spares | Handpeice-Spares | Dental Equiment | Main Location | 90330000 |  | FIFO | NSK Nakanishi | [8 empty] | 0 | 0 | 0 | 1 | 0 | 0 | [7 empty] | 1 |  | NSK/HP/SP/DRIVE SHAFT FOR M25L
IM05328 | Dental Handpiece Spares-NSK-Drive Shaft For M95L 10000574 | 114004M95L10000574 |  | A Class |  |  | I-Inventory | FG-Finish Good | R | Spares | Handpeice-Spares | Dental Equiment | Main Location | 90330000 |  | FIFO | NSK Nakanishi | [8 empty] | 0 | 0 | 0 | 1 | 0 | 0 | [7 empty] | 1 |  | NSK/HP/SP/DRIVE SHAFT FOR M95L 10000574
IM05329 | Dental Handpiece Spares-NSK-Drive Shafts Sg20 | 114004DRIVESHAFTSG20 |  | A Class |  |  | I-Inventory | FG-Finish Good | R | Spares | Handpeice-Spares | Dental Equiment | Main Location | 90330000 |  | FIFO | NSK Nakanishi | [8 empty] | 0 | 0 | 0 | 1 | 0 | 0 | [7 empty] | 1 |  | NSK/HP/SP/DRIVE SHAFTS SG20
IM05330 | Dental Handpiece Spares-NSK-Drive Shafts Ti-Max Sg20L-C1003022 | 114004C1003022 |  | A Class |  |  | I-Inventory | FG-Finish Good | R | Spares | Handpeice-Spares | Dental Equiment | Main Location | 90330000 |  | FIFO | NSK Nakanishi | [8 empty] | 0 | 0 | 0 | 1 | 0 | 0 | [7 empty] | 1 |  | NSK/HP/SP/DRIVE SHAFTS TI-MAX SG20L-C1003022
IM05331 | Dental Handpiece Spares-NSK-Dt-216 Tool | 114004DT216 |  | A Class |  |  | I-Inventory | FG-Finish Good | R | Spares | Handpeice-Spares | Dental Equiment | Main Location | 90330000 |  | FIFO | NSK Nakanishi | [8 empty] | 0 | 0 | 0 | 1 | 0 | 0 | [7 empty] | 1 |  | NSK/HP/SP/DT-216 TOOL
IM05332 | Dental Handpiece Spares-NSK-Ed 3 Gear Set Of (Cartridge + Gear Shaft + Dog Clutch) M95L (C1141070) | 1140043GEARM95LC1141070 |  | A Class |  |  | I-Inventory | FG-Finish Good | R | Spares | Handpeice-Spares | Dental Equiment | Main Location | 90330000 |  | FIFO | NSK Nakanishi | [8 empty] | 0 | 0 | 0 | 1 | 0 | 0 | [7 empty] | 1 |  | NSK/HP/SP/ED 3 GEAR SET OF (CARTRIDGE + GEAR SHAFT + DOG CLUTCH) M95L (C1141070)
IM05333 | Dental Handpiece Spares-NSK-E-Type Straight Nose Cone Handpiece | 114004STRAIGHTNOSECONEHP |  | A Class |  |  | I-Inventory | FG-Finish Good | R | Spares | Handpeice-Spares | Dental Equiment | Main Location | 90330000 |  | FIFO | NSK Nakanishi | [8 empty] | 0 | 0 | 0 | 1 | 0 | 0 | [7 empty] | 1 |  | NSK/HP/SP/E-TYPE STRAIGHT NOSE CONE HANDPIECE
IM05334 | Dental Handpiece Spares-NSK-Fxp-Mu Cartridge Sx3-Mu03 P1280002 | 114004CARTSX3MU03P1280002 |  | A Class |  |  | I-Inventory | FG-Finish Good | R | Spares | Handpeice-Spares | Dental Equiment | Main Location | 90330000 |  | FIFO | NSK Nakanishi | [8 empty] | 0 | 0 | 0 | 1 | 0 | 0 | [7 empty] | 1 |  | NSK/HP/SP/FXP-MU CARTRIDGE SX3-MU03 P1280002
IM05335 | Dental Handpiece Spares-NSK-Fxp-Su Cartridge Sx3-Su03 P1281002 | 114004CARTSX3SU03P1281002 |  | A Class |  |  | I-Inventory | FG-Finish Good | R | Spares | Handpeice-Spares | Dental Equiment | Main Location | 90330000 |  | FIFO | NSK Nakanishi | [8 empty] | 0 | 0 | 0 | 1 | 0 | 0 | [7 empty] | 1 |  | NSK/HP/SP/FXP-SU CARTRIDGE SX3-SU03 P1281002
IM05336 | Dental Handpiece Spares-NSK-Guide Head Reamer For Tighting Tool M500L Dt402 | 114004DT402 |  | A Class |  |  | I-Inventory | FG-Finish Good | R | Spares | Handpeice-Spares | Dental Equiment | Main Location | 90330000 |  | FIFO | NSK Nakanishi | [8 empty] | 0 | 0 | 0 | 1 | 0 | 0 | [7 empty] | 1 |  | NSK/HP/SP/GUIDE HEAD REAMER FOR TIGHTING TOOL M500L DT402
IM05337 | Dental Handpiece Spares-NSK-Guide Retaining Nut Tighting Tool Dt405 | 114004DT405 |  | A Class |  |  | I-Inventory | FG-Finish Good | R | Spares | Handpeice-Spares | Dental Equiment | Main Location | 90330000 |  | FIFO | NSK Nakanishi | [8 empty] | 0 | 0 | 0 | 1 | 0 | 0 | [7 empty] | 1 |  | NSK/HP/SP/GUIDE RETAINING NUT TIGHTING TOOL DT405
IM05338 | Dental Handpiece Spares-NSK-Handpiece Bench Wise | 114004HPBECHWISE |  | A Class |  |  | I-Inventory | FG-Finish Good | R | Spares | Handpeice-Spares | Dental Equiment | Main Location | 90330000 |  | FIFO | NSK Nakanishi | [8 empty] | 0 | 0 | 0 | 1 | 0 | 0 | [7 empty] | 1 |  | NSK/HP/SP/HANDPIECE BENCH WISE
IM05339 | Dental Handpiece Spares-NSK-Head Cap For M95L-C600B050 | 114004HEADCAPM95L |  | A Class |  |  | I-Inventory | FG-Finish Good | R | Spares | Handpeice-Spares | Dental Equiment | Main Location | 90330000 |  | FIFO | NSK Nakanishi | [8 empty] | 0 | 0 | 0 | 1 | 0 | 0 | [7 empty] | 1 |  | NSK/HP/SP/HEAD CAP FOR M95L-C600B050
IM05340 | Dental Handpiece Spares-NSK-Head Retaining Nut Remover Dt299 | 114004DT299 |  | A Class |  |  | I-Inventory | FG-Finish Good | R | Spares | Handpeice-Spares | Dental Equiment | Main Location | 90330000 |  | FIFO | NSK Nakanishi | [8 empty] | 0 | 0 | 0 | 1 | 0 | 0 | [7 empty] | 1 |  | NSK/HP/SP/HEAD RETAINING NUT REMOVER DT299
IM05341 | Dental Handpiece Spares-NSK-Ifx75 Drive Shaft 10001002 | 114004IFX75SHAFT10001002 |  | A Class |  |  | I-Inventory | FG-Finish Good | R | Spares | Handpeice-Spares | Dental Equiment | Main Location | 90330000 |  | FIFO | NSK Nakanishi | [8 empty] | 0 | 0 | 0 | 1 | 0 | 0 | [7 empty] | 1 |  | NSK/HP/SP/IFX75 DRIVE SHAFT 10001002
IM05342 | Dental Handpiece Spares-NSK-Joint Ring Tightening Tool Dt401 | 114004DT401 |  | A Class |  |  | I-Inventory | FG-Finish Good | C | Spares | Handpeice-Spares | Dental Equiment | Main Location | 90330000 |  | FIFO | NSK Nakanishi | [8 empty] | 0 | 0 | 0 | 1 | 0 | 0 | [7 empty] | 1 |  | NSK/HP/SP/JOINT RING TIGHTENING TOOL DT401
IM05343 | Dental Handpiece Spares-NSK-Joint Ring Tightening Tool Dt404 | 114004DT404 |  | A Class |  |  | I-Inventory | FG-Finish Good | C | Spares | Handpeice-Spares | Dental Equiment | Main Location | 90330000 |  | FIFO | NSK Nakanishi | [8 empty] | 0 | 0 | 0 | 1 | 0 | 0 | [7 empty] | 1 |  | NSK/HP/SP/JOINT RING TIGHTENING TOOL DT404
IM05344 | Dental Handpiece Spares-NSK-Led Filament | 114004LEDFILAMENT |  | A Class |  |  | I-Inventory | FG-Finish Good | R | Spares | Handpeice-Spares | Dental Equiment | Main Location | 90330000 |  | FIFO | NSK Nakanishi | [8 empty] | 0 | 0 | 0 | 1 | 0 | 0 | [7 empty] | 1 |  | NSK/HP/SP/LED FILAMENT
IM05345 | Dental Handpiece Spares-NSK-Lubricant Nozzle | 114004LUBRICANTNOZZLE |  | A Class |  |  | I-Inventory | FG-Finish Good | R | Spares | Handpeice-Spares | Dental Equiment | Main Location | 90330000 |  | FIFO | NSK Nakanishi | [8 empty] | 0 | 0 | 0 | 1 | 0 | 0 | [7 empty] | 1 |  | NSK/HP/SP/LUBRICANT NOZZLE
IM05346 | Dental Handpiece Spares-NSK-M25 Contra Angle Handpiece Head Cap C601050 | 114004M25HPHEADCAPC601050 |  | A Class |  |  | I-Inventory | FG-Finish Good | R | Spares | Handpeice-Spares | Dental Equiment | Main Location | 90330000 |  | FIFO | NSK Nakanishi | [8 empty] | 0 | 0 | 0 | 1 | 0 | 0 | [7 empty] | 1 |  | NSK/HP/SP/M25 CONTRA ANGLE HANDPIECE HEAD CAP C601050
IM05347 | Dental Handpiece Spares-NSK-M25 Rubber Washers | 114004RUBBERWASHERM25 |  | A Class |  |  | I-Inventory | FG-Finish Good | R | Spares | Handpeice-Spares | Dental Equiment | Main Location | 90330000 |  | FIFO | NSK Nakanishi | [8 empty] | 0 | 0 | 0 | 1 | 0 | 0 | [7 empty] | 1 |  | NSK/HP/SP/M25 RUBBER WASHERS
IM05348 | Dental Handpiece Spares-NSK-M600Lg B2Dynamo Case Assy-10001425 | 114004M600FGCASEASSY10001425 |  | A Class |  |  | I-Inventory | FG-Finish Good | R | Spares | Handpeice-Spares | Dental Equiment | Main Location | 90330000 |  | FIFO | NSK Nakanishi | [8 empty] | 0 | 0 | 0 | 1 | 0 | 0 | [7 empty] | 1 |  | NSK/HP/SP/M600LG B2DYNAMO CASE ASSY-10001425
IM05349 | Dental Handpiece Spares-NSK-M95L Inner Elbow C1141250 | 114004M95LELBOWC1141250 |  | A Class |  |  | I-Inventory | FG-Finish Good | C | Spares | Handpeice-Spares | Dental Equiment | Main Location | 90330000 |  | FIFO | NSK Nakanishi | [8 empty] | 0 | 0 | 0 | 1 | 0 | 0 | [7 empty] | 1 |  | NSK/HP/SP/M95L INNER ELBOW C1141250
IM05350 | Dental Handpiece Spares-NSK-Nmc-Mu03-Nsk Cartridge Oh Handpiece P047 | 114004P047 |  | A Class |  |  | I-Inventory | FG-Finish Good | R | Spares | Handpeice-Spares | Dental Equiment | Main Location | 90330000 |  | FIFO | NSK Nakanishi | [8 empty] | 0 | 0 | 0 | 1 | 0 | 0 | [7 empty] | 1 |  | NSK/HP/SP/NMC-MU03-NSK CARTRIDGE OH HANDPIECE P047
IM05351 | Dental Handpiece Spares-NSK-Nmc-Su03-Nsk Cartridge Ofhandpiece P045 | 114004P045 |  | A Class |  |  | I-Inventory | FG-Finish Good | R | Spares | Handpeice-Spares | Dental Equiment | Main Location | 90330000 |  | FIFO | NSK Nakanishi | [8 empty] | 0 | 0 | 0 | 1 | 0 | 0 | [7 empty] | 1 |  | NSK/HP/SP/NMC-SU03-NSK CARTRIDGE OFHANDPIECE P045
IM05352 | Dental Handpiece Spares-NSK-Nmc-Tu03-Nsk Cartridge Of Handpiece P046 | 114004P046 |  | A Class |  |  | I-Inventory | FG-Finish Good | R | Spares | Handpeice-Spares | Dental Equiment | Main Location | 90330000 |  | FIFO | NSK Nakanishi | [8 empty] | 0 | 0 | 0 | 1 | 0 | 0 | [7 empty] | 1 |  | NSK/HP/SP/NMC-TU03-NSK CARTRIDGE OF HANDPIECE P046
IM05353 | Dental Handpiece Spares-NSK- Cartridge Of Sg20 C101050 | 114004C101050 |  | A Class |  |  | I-Inventory | FG-Finish Good | R | Spares | Handpeice-Spares | Dental Equiment | Main Location | 90330000 |  | FIFO | NSK Nakanishi | [8 empty] | 0 | 0 | 0 | 1 | 0 | 0 | [7 empty] | 1 |  | NSK/HP/SP/NSK CARTRIDGE OF SG20 C101050
IM05354 | Dental Handpiece Spares-NSK- Cartridge Sx-Mu 03 P1001250 | 114004P1001250 |  | A Class |  |  | I-Inventory | FG-Finish Good | R | Spares | Handpeice-Spares | Dental Equiment | Main Location | 90330000 |  | FIFO | NSK Nakanishi | [8 empty] | 0 | 0 | 0 | 1 | 0 | 0 | [7 empty] | 1 |  | NSK/HP/SP/NSK CARTRIDGE SX-MU 03 P1001250
IM05355 | Dental Handpiece Spares-NSK- Cartridge Sx-Su 03 P1002250 | 114004P1002250 |  | A Class |  |  | I-Inventory | FG-Finish Good | R | Spares | Handpeice-Spares | Dental Equiment | Main Location | 90330000 |  | FIFO | NSK Nakanishi | [8 empty] | 0 | 0 | 0 | 1 | 0 | 0 | [7 empty] | 1 |  | NSK/HP/SP/NSK CARTRIDGE SX-SU 03 P1002250
IM05356 | Dental Handpiece Spares-NSK- Fxp-Sx3-Su04 Head Cap | 114004FXPSX3SU04HEADCAP |  | A Class |  |  | I-Inventory | FG-Finish Good | R | Spares | Handpeice-Spares | Dental Equiment | Main Location | 90330000 |  | FIFO | NSK Nakanishi | [8 empty] | 0 | 0 | 0 | 1 | 0 | 0 | [7 empty] | 1 |  | NSK/HP/SP/NSK FXP-SX3-SU04 HEAD CAP
IM05357 | Dental Handpiece Spares-NSK- Handpiece Ta Lamp Set Y900132 | 114004Y900132 |  | A Class |  |  | I-Inventory | FG-Finish Good | R | Spares | Handpeice-Spares | Dental Equiment | Main Location | 90330000 |  | FIFO | NSK Nakanishi | [8 empty] | 0 | 0 | 0 | 1 | 0 | 0 | [7 empty] | 1 |  | NSK/HP/SP/NSK HANDPIECE TA LAMP SET Y900132
IM05358 | Dental Handpiece Spares-NSK- Head Cap Sg20-10000228 | 114004Y10000228 |  | A Class |  |  | I-Inventory | FG-Finish Good | R | Spares | Handpeice-Spares | Dental Equiment | Main Location | 90330000 |  | FIFO | NSK Nakanishi | [8 empty] | 0 | 0 | 0 | 1 | 0 | 0 | [7 empty] | 1 |  | NSK/HP/SP/NSK HEAD CAP SG20-10000228
IM05359 | Dental Handpiece Spares-NSK- Sg20 Dog Clutch- 10000233001 | 11405210000233000 |  | A Class |  |  | I-Inventory | FG-Finish Good | R | Spares | Handpeice-Spares | Dental Equiment | Main Location | 90330000 |  | FIFO | NSK Nakanishi | [8 empty] | 0 | 0 | 0 | 1 | 0 | 0 | [7 empty] | 1 |  | NSK/HP/SP/NSK SG20 Dog Clutch- 10000233001
IM05360 | Dental Handpiece Spares-NSK- Sg20 Shaft Retainer- 10000231001 | 11405210000231000 |  | A Class |  |  | I-Inventory | FG-Finish Good | R | Spares | Handpeice-Spares | Dental Equiment | Main Location | 90330000 |  | FIFO | NSK Nakanishi | [8 empty] | 0 | 0 | 0 | 1 | 0 | 0 | [7 empty] | 1 |  | NSK/HP/SP/NSK SG20 Shaft Retainer- 10000231001
IM05361 | Dental Handpiece Spares-NSK- Sg20 Washer C369060 | 114052WASHERC369060 |  | A Class |  |  | I-Inventory | FG-Finish Good | R | Spares | Handpeice-Spares | Dental Equiment | Main Location | 90330000 |  | FIFO | NSK Nakanishi | [8 empty] | 0 | 0 | 0 | 1 | 0 | 0 | [7 empty] | 1 |  | NSK/HP/SP/NSK SG20 Washer C369060
IM05362 | Dental Handpiece Spares-NSK- Sg20I Dental Surgical Mini Head Sgm-1 C293001 | 114004C293001 |  | A Class |  |  | I-Inventory | FG-Finish Good | R | Spares | Handpeice-Spares | Dental Equiment | Main Location | 90330000 |  | FIFO | NSK Nakanishi | [8 empty] | 0 | 0 | 0 | 1 | 0 | 0 | [7 empty] | 1 |  | NSK/HP/SP/NSK SG20I DENTAL SURGICAL MINI HEAD SGM-1 C293001
IM05363 | Dental Handpiece Spares-NSK- Sucric Pro Calibration Bur | 114004CALIBRATIONBUR |  | A Class |  |  | I-Inventory | FG-Finish Good | R | Spares | Handpeice-Spares | Dental Equiment | Main Location | 90330000 |  | FIFO | NSK Nakanishi | [8 empty] | 0 | 0 | 0 | 1 | 0 | 0 | [7 empty] | 1 |  | NSK/HP/SP/NSK SUCRIC PRO CALIBRATION BUR
IM05364 | Dental Handpiece Spares-NSK- Va Bulb Handpiece Lamp Y9001107 | 114004Y9001107 |  | A Class |  |  | I-Inventory | FG-Finish Good | C | Spares | Handpeice-Spares | Dental Equiment | Main Location | 90330000 |  | FIFO | NSK Nakanishi | [8 empty] | 0 | 0 | 0 | 1 | 0 | 0 | [7 empty] | 1 |  | NSK/HP/SP/NSK VA BULB HANDPIECE LAMP Y9001107
IM05365 | Dental Handpiece Spares-NSK-Pico Cartridge Sx-Pu03 P1140200 | 114004P1140200 |  | A Class |  |  | I-Inventory | FG-Finish Good | R | Spares | Handpeice-Spares | Dental Equiment | Main Location | 90330000 |  | FIFO | NSK Nakanishi | [8 empty] | 0 | 0 | 0 | 1 | 0 | 0 | [7 empty] | 1 |  | NSK/HP/SP/PICO CARTRIDGE SX-PU03 P1140200
IM05366 | Dental Handpiece Spares-NSK-Pico Handpiece Head Cap-Sx-Pu04-P1140500 | 114004PICOHPCAPSXPU04P1104500 |  | A Class |  |  | I-Inventory | FG-Finish Good | R | Spares | Handpeice-Spares | Dental Equiment | Main Location | 90330000 |  | FIFO | NSK Nakanishi | [8 empty] | 0 | 0 | 0 | 1 | 0 | 0 | [7 empty] | 1 |  | NSK/HP/SP/PICO HANDPIECE HEAD CAP-SX-PU04-P1140500
IM05367 | Dental Handpiece Spares-NSK-Positioning Sleev Pusher Dt400 | 114004DT400 |  | A Class |  |  | I-Inventory | FG-Finish Good | R | Spares | Handpeice-Spares | Dental Equiment | Main Location | 90330000 |  | FIFO | NSK Nakanishi | [8 empty] | 0 | 0 | 0 | 1 | 0 | 0 | [7 empty] | 1 |  | NSK/HP/SP/POSITIONING SLEEV PUSHER DT400
IM05368 | Dental Handpiece Spares-NSK-Sg 20 Head Assy C1010911 | 114004C1010911 |  | A Class |  |  | I-Inventory | FG-Finish Good | R | Spares | Handpeice-Spares | Dental Equiment | Main Location | 90330000 |  | FIFO | NSK Nakanishi | [5 empty] | NSK/SP/SG 20 HEAD ASSY C1010911 |  |  | 0 | 0 | 0 | 1 | 0 | 0 | [7 empty] | 1 |  | NSK/HP/SP/SG 20 HEAD ASSY C1010911
IM05369 | Dental Handpiece Spares-NSK-Sg20 Blue Washers | 114004BLLUEWASHERSG20 |  | A Class |  |  | I-Inventory | FG-Finish Good | R | Spares | Handpeice-Spares | Dental Equiment | Main Location | 90330000 |  | FIFO | NSK Nakanishi | [8 empty] | 0 | 0 | 0 | 1 | 0 | 0 | [7 empty] | 1 |  | NSK/HP/SP/SG20 BLUE WASHERS
IM05370 | Dental Handpiece Spares-NSK-Sg20 Complete Head Assy | 114004SG20HEADASSY |  | A Class |  |  | I-Inventory | FG-Finish Good | R | Spares | Handpeice-Spares | Dental Equiment | Main Location | 90330000 |  | FIFO | NSK Nakanishi | [8 empty] | 0 | 0 | 0 | 1 | 0 | 0 | [7 empty] | 1 |  | NSK/HP/SP/SG20 COMPLETE HEAD ASSY
IM05371 | Dental Handpiece Spares-NSK-Shaped Joint Pipe-P401428 | 114004P401428 |  | A Class |  |  | I-Inventory | FG-Finish Good | R | Spares | Handpeice-Spares | Dental Equiment | Main Location | 90330000 |  | FIFO | NSK Nakanishi | [8 empty] | 0 | 0 | 0 | 1 | 0 | 0 | [7 empty] | 1 |  | NSK/HP/SP/SHAPED JOINT PIPE-P401428
IM05372 | Dental Handpiece Spares-NSK-Surgic Pro Y Connector-C823752 | 114004C823752 |  | A Class |  |  | I-Inventory | FG-Finish Good | R | Spares | Handpeice-Spares | Dental Equiment | Main Location | 90330000 |  | FIFO | NSK Nakanishi | [8 empty] | 0 | 0 | 0 | 1 | 0 | 0 | [7 empty] | 1 |  | NSK/HP/SP/SURGIC PRO Y CONNECTOR-C823752
IM05373 | Dental Handpiece Spares-NSK-Suric Pro Internalspray Nossel 10000324 | 114004NOSSEL10000324 |  | A Class |  |  | I-Inventory | FG-Finish Good | R | Spares | Handpeice-Spares | Dental Equiment | Main Location | 90330000 |  | FIFO | NSK Nakanishi | [8 empty] | 0 | 0 | 0 | 1 | 0 | 0 | [7 empty] | 1 |  | NSK/HP/SP/SURIC PRO INTERNALSPRAY NOSSEL 10000324
IM05374 | Dental Handpiece Spares-NSK-Tc2 Rear Cover-E346105 | 114004TC2REARCOVERE346105 |  | A Class |  |  | I-Inventory | FG-Finish Good | R | Spares | Handpeice-Spares | Dental Equiment | Main Location | 90330000 |  | FIFO | NSK Nakanishi | [8 empty] | 0 | 0 | 0 | 1 | 0 | 0 | [7 empty] | 1 |  | NSK/HP/SP/TC2 REAR COVER-E346105
IM05375 | Dental Handpiece Spares-NSK-Tool Dt-403 | 114004DT403 |  | A Class |  |  | I-Inventory | FG-Finish Good | R | Spares | Handpeice-Spares | Dental Equiment | Main Location | 90330000 |  | FIFO | NSK Nakanishi | [8 empty] | 0 | 0 | 0 | 1 | 0 | 0 | [7 empty] | 1 |  | NSK/HP/SP/TOOL DT-403
IM05376 | Dental Handpiece Spares-NSK-Tool Dt-418 | 114004TOOLDT418 |  | A Class |  |  | I-Inventory | FG-Finish Good | R | Spares | Handpeice-Spares | Dental Equiment | Main Location | 90330000 |  | FIFO | NSK Nakanishi | [8 empty] | 0 | 0 | 0 | 1 | 0 | 0 | [7 empty] | 1 |  | NSK/HP/SP/TOOL DT-418
IM05377 | Dental Handpiece Spares-NSK-Tool Dt-479 | 114004ROOLDT479 |  | A Class |  |  | I-Inventory | FG-Finish Good | R | Spares | Handpeice-Spares | Dental Equiment | Main Location | 90330000 |  | FIFO | NSK Nakanishi | [8 empty] | 0 | 0 | 0 | 1 | 0 | 0 | [7 empty] | 1 |  | NSK/HP/SP/TOOL DT-479
IM05378 | Dental Handpiece Spares-NSK-Tool Dt-487 | 114004TOOL487 |  | A Class |  |  | I-Inventory | FG-Finish Good | R | Spares | Handpeice-Spares | Dental Equiment | Main Location | 90330000 |  | FIFO | NSK Nakanishi | [8 empty] | 0 | 0 | 0 | 1 | 0 | 0 | [7 empty] | 1 |  | NSK/HP/SP/TOOL DT-487
IM05379 | Dental Handpiece Spares-NSK-Tool For Bit Grip-60000631 | 114004BITGRIP60000631 |  | A Class |  |  | I-Inventory | FG-Finish Good | R | Spares | Handpeice-Spares | Dental Equiment | Main Location | 90330000 |  | FIFO | NSK Nakanishi | [8 empty] | 0 | 0 | 0 | 1 | 0 | 0 | [7 empty] | 1 |  | NSK/HP/SP/TOOL FOR BIT GRIP-60000631
IM05380 | Dental Handpiece Spares-NSK-Tool For Sg20 60000033 | 1140046000033SG20 |  | A Class |  |  | I-Inventory | FG-Finish Good | R | Spares | Handpeice-Spares | Dental Equiment | Main Location | 90330000 |  | FIFO | NSK Nakanishi | [8 empty] | 0 | 0 | 0 | 1 | 0 | 0 | [7 empty] | 1 |  | NSK/HP/SP/TOOL FOR SG20 60000033
IM05381 | Dental Handpiece Spares-NSK-Tube Retaining Ring-U42711 | 114004U42711 |  | A Class |  |  | I-Inventory | FG-Finish Good | R | Spares | Handpeice-Spares | Dental Equiment | Main Location | 90330000 |  | FIFO | NSK Nakanishi | [8 empty] | 0 | 0 | 0 | 1 | 0 | 0 | [7 empty] | 1 |  | NSK/HP/SP/TUBE RETAINING RING-u42711
IM05382 | Dental Handpiece Spares-NSK-Tubing-U374563 | 114004U374563 |  | A Class |  |  | I-Inventory | FG-Finish Good | R | Spares | Handpeice-Spares | Dental Equiment | Main Location |  |  | FIFO | NSK Nakanishi | [8 empty] | 0 | 0 | 0 | 1 | 0 | 0 | [7 empty] | 1 |  | NSK/HP/SP/TUBING-U374563
IM05383 | Dental Handpiece Spares-NSK-Various Va2 Handpiece | 114004VA2HP |  | A Class |  |  | I-Inventory | FG-Finish Good | R | Spares | Handpeice-Spares | Dental Equiment | Main Location | 90330000 |  | FIFO | NSK Nakanishi | [8 empty] | 0 | 0 | 0 | 1 | 0 | 0 | [7 empty] | 1 |  | NSK/HP/SP/VARIOUS VA2 HANDPIECE
IM05384 | Dental Handpiece Spares-NSK-Version-2 M25L Cartridge-C1038015 | 114004V2M25LCARTRIDGEC1038015 |  | A Class |  |  | I-Inventory | FG-Finish Good | R | Spares | Handpeice-Spares | Dental Equiment | Main Location | 90330000 |  | FIFO | NSK Nakanishi | [8 empty] | 0 | 0 | 0 | 1 | 0 | 0 | [7 empty] | 1 |  | NSK/HP/SP/VERSION-2 M25L CARTRIDGE-C1038015
IM05385 | Dental Handpiece Spares-NSK-X500L Nsk Cartridge Of TIX-MU03 Y900200 | 114004Y900200 |  | A Class |  |  | I-Inventory | FG-Finish Good | R | Spares | Handpeice-Spares | Dental Equiment | Main Location | 90330000 |  | FIFO | NSK Nakanishi | [8 empty] | 0 | 0 | 0 | 1 | 0 | 0 | [7 empty] | 1 |  | NSK/HP/SP/X500L NSK CARTRIDGE OF TIX-MU03 Y900200
IM05386 | Dental Handpiece Spares-NSK-X600L Nsk Cartridge Of Tix-Su03 Y1001022 | 114004Y1001022 |  | A Class |  |  | I-Inventory | FG-Finish Good | R | Spares | Handpeice-Spares | Dental Equiment | Main Location | 90330000 |  | FIFO | NSK Nakanishi | [8 empty] | 0 | 0 | 0 | 1 | 0 | 0 | [7 empty] | 1 |  | NSK/HP/SP/X600L NSK CARTRIDGE OF TIX-SU03 Y1001022
IM05387 | Dental Handpiece Spares-NSK-X600L Nsk Cartridge Of Tix-Su03 Y900201 | 114004Y900201 |  | A Class |  |  | I-Inventory | FG-Finish Good | R | Spares | Handpeice-Spares | Dental Equiment | Main Location | 90330000 |  | FIFO | NSK Nakanishi | [8 empty] | 0 | 0 | 0 | 1 | 0 | 0 | [7 empty] | 1 |  | NSK/HP/SP/X600L NSK CARTRIDGE OF TIX-SU03 Y900201
IM05388 | Dental Handpiece Spares-NSK-X700L Nsk Cartridge Of Tix-Tu03 Y1001023 | 114004Y1001023 |  | A Class |  |  | I-Inventory | FG-Finish Good | R | Spares | Handpeice-Spares | Dental Equiment | Main Location | 90330000 |  | FIFO | NSK Nakanishi | [8 empty] | 0 | 0 | 0 | 1 | 0 | 0 | [7 empty] | 1 |  | NSK/HP/SP/X700L NSK CARTRIDGE OF TIX-TU03 Y1001023
IM05389 | Dental Handpiece Spares-NSK-X700L Nsk Cartridge Of Tix-Tu03 Y900202 | 114004Y900202 |  | A Class |  |  | I-Inventory | FG-Finish Good | R | Spares | Handpeice-Spares | Dental Equiment | Main Location | 90330000 |  | FIFO | NSK Nakanishi | [8 empty] | 0 | 0 | 0 | 1 | 0 | 0 | [7 empty] | 1 |  | NSK/HP/SP/X700L NSK CARTRIDGE OF TIX-TU03 Y900202
IM05390 | Dental Handpiece Spares-NSK-Dentalp/B H/P/ Cap Sx-Su04Head Cap P1002500 | 114004P1002500 |  | A Class |  |  | I-Inventory | FG-Finish Good | R | Spares | Handpeice-Spares | Dental Equiment | Main Location | 90330000 |  | FIFO | NSK Nakanishi | [8 empty] | 0 | 0 | 0 | 1 | 0 | 0 | [7 empty] | 1 |  | NSK/HP/SP/DENTALP/B H/P/ CAP SX-SU04HEAD CAP P1002500
IM05391 | Dental Handpiece Spares-NSK-Handpiece Cart X95L/C600F015 | 114004HPCARTX95LC600F015 |  | A Class |  |  | I-Inventory | FG-Finish Good | R | Spares | Handpeice-Spares | Dental Equiment | Main Location | 90330000 |  | FIFO | NSK Nakanishi | [8 empty] | 0 | 0 | 0 | 1 | 0 | 0 | [7 empty] | 1 |  | NSK/HP/SP/HANDPIECE CART X95L/C600F015
IM05392 | Dental Handpiece Spares-NSK-M95L Handpiece Body Without Cap/Cartridge | 114004HPM95LWOCAPCART |  | A Class |  |  | I-Inventory | FG-Finish Good | R | Spares | Handpeice-Spares | Dental Equiment | Main Location | 90330000 |  | FIFO | NSK Nakanishi | [8 empty] | 0 | 0 | 0 | 1 | 0 | 0 | [7 empty] | 1 |  | NSK/HP/SP/M95L HANDPIECE BODY WITHOUT CAP/CARTRIDGE
IM05393 | Dental Handpiece Spares-NSK-Mc-Su05 Head Cap Wrench/P040765ÃÂ | 114052P04075WRENCH |  | A Class |  |  | I-Inventory | FG-Finish Good | C | Spares | Handpeice-Spares | Dental Equiment | Main Location | 90330000 |  | FIFO | NSK Nakanishi | [8 empty] | 0 | 0 | 0 | 1 | 0 | 0 | [7 empty] | 1 |  | NSK/HP/SP/MC-SU05 HEAD CAP WRENCH/P040765ÃÂ
IM05394 | Dental Handpiece Spares-NSK-Mp-Y/Assembly C 547 | 114004C547 |  | A Class |  |  | I-Inventory | FG-Finish Good | R | Spares | Handpeice-Spares | Dental Equiment | Main Location | 90330000 |  | FIFO | NSK Nakanishi | [5 empty] | . |  |  | 0 | 0 | 0 | 1 | 0 | 0 | [7 empty] | 1 |  | NSK/HP/SP/MP-Y/ASSEMBLY C 547
IM05395 | Dental Handpiece Spares-NSK-/Hp/Sp/M600Lg Dynamo Socket Assy-10001909001 | 114004M600LGSOCKETASSY10001909001 |  | A Class |  |  | I-Inventory | FG-Finish Good | R | Spares | Handpeice-Spares | Dental Equiment | Main Location | 90330000 |  | FIFO | NSK Nakanishi | [8 empty] | 0 | 0 | 0 | 1 | 0 | 0 | [7 empty] | 1 |  | NSK/HP/SP/NSK/HP/SP/M600LG DYNAMO SOCKET ASSY-10001909001
IM05396 | Dental Handpiece Spares-NSK-Pana Air Rotor H/P Body | 114004ARHPBODY |  | A Class |  |  | I-Inventory | FG-Finish Good | R | Spares | Handpeice-Spares | Dental Equiment | Main Location | 90330000 |  | FIFO | NSK Nakanishi | [8 empty] | 0 | 0 | 0 | 1 | 0 | 0 | [7 empty] | 1 |  | NSK/HP/SP/PANA AIR ROTOR H/P BODY
IM05397 | Dental Handpiece Spares-NSK-Sp/Copper Plier | 114004COPPERPLIER |  | A Class |  |  | I-Inventory | FG-Finish Good | R | Spares | Handpeice-Spares | Dental Equiment | Main Location | 90330000 |  | FIFO | NSK Nakanishi | [8 empty] | 0 | 0 | 0 | 1 | 0 | 0 | [7 empty] | 1 |  | NSK/HP/SP/SP/COPPER PLIER
IM05398 | Dental Handpiece Spares-NSK-Tix45-Su04 Head Cap/P1078500Â | 114052P1078500 |  | A Class |  |  | I-Inventory | FG-Finish Good | R | Spares | Handpeice-Spares | Dental Equiment | Main Location | 90330000 |  | FIFO | NSK Nakanishi | [8 empty] | 0 | 0 | 0 | 1 | 0 | 0 | [7 empty] | 1 |  | NSK/HP/SP/TIX45-SU04 HEAD CAP/P1078500Â
IM05399 | Dental Surgical Laser System- Biolase Waterlase MDX300- 8 Watt | 151043MDX300 |  | A Class |  |  | I-Inventory | FG-Finish Good | R | Equipment | Hard Tissue Laser | Dental Equiment | Main Location | 90184900 |  | FIFO | Biolase | [8 empty] | 0 | 0 | 0 | 1 | 0 | 0 | [7 empty] | 1 |  | BL/LS/MC/DENTAL SURGICAL WATERLASE 8WATT MDX300
IM05400 | Dental Surgical Laser System-Biolase Waterlase MDX450- 8 Watt | 151043MDX450 |  | A Class |  |  | I-Inventory | FG-Finish Good | R | Equipment | Hard Tissue Laser | Dental Equiment | Main Location | 90184900 |  | FIFO | Biolase | [8 empty] | 0 | 0 | 0 | 1 | 0 | 0 | [7 empty] | 1 |  | BL/LS/MC/DENTAL SURGICAL WATERLASE 8WATT MDX450
IM05401 | Dentla Surgical Laser System-Biolase WaterLase I Plus | 151043IPLUS |  | A Class |  |  | I-Inventory | FG-Finish Good | R | Equipment | Hard Tissue Laser | Dental Equiment | Main Location | 90184900 |  | FIFO | Biolase | [5 empty] | Faster, easier to use, and with greater power to grow your practice than any other dental technology, the dual wavelength Waterlase iPlus all tissue laser is the finest dental laser you can own.*Faster than the drill, without the delay of anesthetic Patented laser technology delivers 10 watts of power Up to 100 pulses per sec. for superior soft tissue cutting. *Enables multiquadrant sameday procedures.* Painless no shot necessary *No microfractures or thermal damage.* NO cross contamination as with bur*More precise, minimally invasive *The iPlus features the only illuminated contraangle handpiece on any dental Laser. *The iPlus handpiece is also the smallest handpiece adding on to comfortable pedo patient treatment and treatments in the back of the mouth *Technical Specifications *Wavelength : Er¾Cr:YSGG, 2780 nm *Power : 10 W *Pulse Repetition Rates 5:100 *Hz Clinician Selectable *Pulse Energy 600mJ *Laser Classification IV *Presets >50 *Pulse Duration *Hard Tissue: 60¼Sec per Soft Tissue: 700¼Sec *LASER ENGINE *R Powered for 200 percent Faster Cutting rate *Operating Voltage 100,230VAC *Touch Screen 6.75in X 5in *Dimensions 28 x 48 x 84 cm¾ 11 x 19 x 33 inches *Weight 34 kg ,75 pounds *Standard Accessories: *ON OFF KEYS *REMOTE INTERLOCK *FOOTSWITCH *POWER CORD USA *POWER CORD EUROPE *AIR HOSE *Various Colour Options Available *NOTE: IT IS NECESSARY TO HAVE A 5KVA UPS, VOLTAGE STABILIZER AND A DEDICATED OIL FREE 1HP AIR COMPRESSOR WITH AMOISTURE FILTER FOR SAFE FUNCTION OF THE LASER EQUIPMENT. |  |  | 0 | 0 | 0 | 1 | 0 | 0 | [7 empty] | 1 |  | BL/LS/MC/DENTAL SURGICAL WATERLASE IPLUS SYSTEM
IM05402 | Dental Surgical Laser System-Biolase Waterlase MD-CPO | 151043MDCPO |  | A Class |  |  | I-Inventory | FG-Finish Good | R | Equipment | Hard Tissue Laser | Dental Equiment | Main Location | 90184900 |  | FIFO | Biolase | [8 empty] | 0 | 0 | 0 | 1 | 0 | 0 | [7 empty] | 1 |  | BL/LS/MC/DENTAL SURGICAL WATERLASE/MD-CPO
IM05403 | Dental Surgical Laser System-Biolase Waterlase MD-Turbo | 151043MDTURBO |  | A Class |  |  | I-Inventory | FG-Finish Good | R | Equipment | Hard Tissue Laser | Dental Equiment | Main Location |  |  | FIFO | Biolase | [8 empty] | 0 | 0 | 0 | 1 | 0 | 0 | [7 empty] | 1 |  | BL/LS/MC/DENTAL SURGICAL WATERLASE/MD-TURBO
IM05404 | Dental Surgical Laser System-Biolase Waterlase MD-Turbo-Refurb | 151043MDTURBOREFURB |  | A Class |  |  | I-Inventory | FG-Finish Good | R | Equipment | Hard Tissue Laser | Dental Equiment | Main Location | 90184900 |  | FIFO | Biolase | [8 empty] | 0 | 0 | 0 | 1 | 0 | 0 | [7 empty] | 1 |  | BL/LS/MC/DENTAL SURGICAL WATERLASE/MD-TURBO REFURB
IM05405 | Dental Surgical Laser Accessories-Waterlase Tip MZ8 ZIP | 151054MZ8ZIPTIPS |  | A Class |  |  | I-Inventory | FG-Finish Good | R | Accessories | Hard Tissue Laser-Accessories | Dental Equiment | Main Location |  |  | FIFO | Biolase | [8 empty] | 0 | 0 | 0 | 1 | 0 | 0 | [7 empty] | 1 |  | BL/AC/WATERLASE TIP/MZ8/ZIP
IM05406 | Dental Surigcal Laser Accessories-Fractional Handpiece for I Plus System | 151004FRACTIONALHPIPLUS |  | A Class |  |  | I-Inventory | FG-Finish Good | R | Accessories | Hard Tissue Laser-Accessories | Dental Equiment | Main Location | 90184900 |  | FIFO | Biolase | [8 empty] | 0 | 0 | 0 | 1 | 0 | 0 | [7 empty] | 1 |  | BL/AC/FRACTIONAL HANDPIECE FOR IPLUS SYSTEM
IM05407 | Dental Surigcal Laser Accessories-Waterlase Tip MT4-6 MM | 151043TIPMT46MM |  | A Class |  |  | I-Inventory | FG-Finish Good | R | Accessories | Hard Tissue Laser-Accessories | Dental Equiment | Main Location | 90184900 |  | FIFO | Biolase | [8 empty] | 0 | 0 | 0 | 1 | 0 | 0 | [7 empty] | 1 |  | BL/AC/WATERLASE TIPS MT4-6MM
IM05408 | Dental Surigcal Laser Accessories-Waterlase Tip MZ5-6 MM ZIP | 151054TIPMZ56MM ZIP |  | A Class |  |  | I-Inventory | FG-Finish Good | R | Accessories | Hard Tissue Laser-Accessories | Dental Equiment | Main Location | 90184900 |  | FIFO | Biolase | [8 empty] | 0 | 0 | 0 | 1 | 0 | 0 | [7 empty] | 1 |  | BL/AC/WATERLASE TIPS MZ5-6MM ZIP
IM05409 | Dental Surigcal Laser Accessories-Waterlase Tip MZ6-6 MM | 151043TIPMZ66MM |  | A Class |  |  | I-Inventory | FG-Finish Good | R | Accessories | Hard Tissue Laser-Accessories | Dental Equiment | Main Location | 90184900 |  | FIFO | Biolase | [8 empty] | 0 | 0 | 0 | 1 | 0 | 0 | [7 empty] | 1 |  | BL/AC/WATERLASE TIPS MZ6-6MM
IM05410 | Dental Surigcal Laser Accessories-Waterlase Tip MZ6-9 MM | 151043TIPMZ69MM |  | A Class |  |  | I-Inventory | FG-Finish Good | R | Accessories | Hard Tissue Laser-Accessories | Dental Equiment | Main Location | 90184900 |  | FIFO | Biolase | [8 empty] | 0 | 0 | 0 | 1 | 0 | 0 | [7 empty] | 1 |  | BL/AC/WATERLASE TIPS MZ6-9MM
IM05411 | Dental Surigcal Laser Accessories-Waterlase- Final Trunk Fiber | 151043TRUNKFIBRE |  | A Class |  |  | I-Inventory | TG-Trading Good |  | Accessories | Hard Tissue Laser-Accessories | Dental Equiment | Main Location |  |  | FIFO | Biolase | [8 empty] | 0 | 0 | 0 | 1 | 0 | 0 | [7 empty] | 1 |  | BL/AC/WL/FINAL TRUNK FIBER FOR WATERLASE IPLUS
IM05412 | Dental Surigcal Laser Accessories-WaterLase- Tip MX7 | 151043TIPMX7 |  | A Class |  |  | I-Inventory | FG-Finish Good | R | Accessories | Hard Tissue Laser-Accessories | Dental Equiment | Main Location |  |  | FIFO | Biolase | [8 empty] | 0 | 0 | 0 | 1 | 0 | 0 | [7 empty] | 1 |  | BL/LS/AC/BIOLASE WATERLASE TIP/MX7
IM05413 | Dental Surigcal Laser Accessories-WaterLase- Tip MX9 | 151043TIPMX9 |  | A Class |  |  | I-Inventory | TG-Trading Good |  | Accessories | Hard Tissue Laser-Accessories | Dental Equiment | Main Location |  |  | FIFO | Biolase | [8 empty] | 0 | 0 | 0 | 1 | 0 | 0 | [7 empty] | 1 |  | BL/LS/AC/BIOLASE WATERLASE TIP/MX9
IM05414 | Dental Surigcal Laser Accessories-Biolase- Protective Googles | 151043EPICXGOOGLE |  | A Class |  |  | I-Inventory | FG-Finish Good | R | Accessories | Hard Tissue Laser-Accessories | Dental Equiment | Main Location | 90184900 |  | FIFO | Biolase | [8 empty] | 0 | 0 | 0 | 1 | 0 | 0 | [7 empty] | 1 |  | BL/LS/AC/EPIC/PROTECTIVE GOOGLES FOR EPIC X
IM05415 | Dental Surigcal Laser Accessories-Biolase- Radial Firing Tip-RFT 2-21 MM | 151043TIPRFT221MM |  | A Class |  |  | I-Inventory | FG-Finish Good | R | Accessories | Hard Tissue Laser-Accessories | Dental Equiment | Main Location | 90184900 |  | FIFO | Biolase | [8 empty] | 0 | 0 | 0 | 1 | 0 | 0 | [7 empty] | 1 |  | BL/LS/AC/RFT-2-21MM/RADIAL FIRING TIP
IM05416 | Dental Surigcal Laser Accessories-Biolase- Radial Firing Tip-RFT 2-25 MM | 151043TIPRFT225MM |  | A Class |  |  | I-Inventory | FG-Finish Good | R | Accessories | Hard Tissue Laser-Accessories | Dental Equiment | Main Location | 90184900 |  | FIFO | Biolase | [8 empty] | 0 | 0 | 0 | 1 | 0 | 0 | [7 empty] | 1 |  | BL/LS/AC/RFT-2-25MM/RADIAL FIRING TIP
IM05417 | Dental Surigcal Laser Accessories-Biolase- Radial Firing Tip-RFT 3-17 MM | 151043TIPRFT317MM |  | A Class |  |  | I-Inventory | FG-Finish Good | R | Accessories | Hard Tissue Laser-Accessories | Dental Equiment | Main Location | 90184900 |  | FIFO | Biolase | [8 empty] | 0 | 0 | 0 | 1 | 0 | 0 | [7 empty] | 1 |  | BL/LS/AC/RFT-3-17MM/RADIAL FIRING TIP
IM05418 | Dental Surigcal Laser Accessories-Biolase- Radial Firing Tip-RFT 3-21 MM | 151043TIPRFT321MM |  | A Class |  |  | I-Inventory | FG-Finish Good | R | Accessories | Hard Tissue Laser-Accessories | Dental Equiment | Main Location | 90184900 |  | FIFO | Biolase | [8 empty] | 0 | 0 | 0 | 1 | 0 | 0 | [7 empty] | 1 |  | BL/LS/AC/RFT-3-21MM/RADIAL FIRING TIP
IM05419 | Dental Surigcal Laser Accessories- Biolase-Waterlase Tip- MGG6-6 MM | 151043TIPMGG66MM |  | A Class |  |  | I-Inventory | FG-Finish Good | R | Accessories | Hard Tissue Laser-Accessories | Dental Equiment | Main Location | 90184900 |  | FIFO | Biolase | [8 empty] | 0 | 0 | 0 | 1 | 0 | 0 | [7 empty] | 1 |  | BL/LS/AC/WATERLASE TIPS MGG6 6MM
IM05420 | Dental Surigcal Laser Accessories-Biolase-Waterlase Tip- MGG6-9 MM | 151043TIPMGG69MM |  | A Class |  |  | I-Inventory | FG-Finish Good | R | Accessories | Hard Tissue Laser-Accessories | Dental Equiment | Main Location | 90184900 |  | FIFO | Biolase | [8 empty] | 0 | 0 | 0 | 1 | 0 | 0 | [7 empty] | 1 |  | BL/LS/AC/WATERLASE TIPS MGG6 9MM
IM05421 | Dental Surigcal Laser Accessories-Biolase- Radial Firing Tip-RFPT 5-14 MM | 151043TIPRFPT514MM |  | A Class |  |  | I-Inventory | FG-Finish Good | C | Accessories | Hard Tissue Laser-Accessories | Dental Equiment | Main Location | 90184900 |  | FIFO | Biolase | [8 empty] | 0 | 0 | 0 | 1 | 0 | 0 | [7 empty] | 1 |  | BL/LS/AC/WATERLASE TIPS RFPT5 -14MM
IM05422 | Dental Surigcal Laser Accessories-Biolase- Radial Firing Tip-RFPT 8-14 MM | 151043TIPRFPT814MM |  | A Class |  |  | I-Inventory | FG-Finish Good | R | Accessories | Hard Tissue Laser-Accessories | Dental Equiment | Main Location | 90184900 |  | FIFO | Biolase | [8 empty] | 0 | 0 | 0 | 1 | 0 | 0 | [7 empty] | 1 |  | BL/LS/AC/WATERLASE TIPS RFPT8 -14MM
IM05423 | Implant Motor- Strong- Implant Micromotor 20:1 Hand Piece Set X Cube | 164013XCUBE |  | A Class |  |  | I-Inventory | FG-Finish Good | R | Equipment | Implant Motor | Dental Equiment | Main Location | 90184900 |  | FIFO | Strong | [8 empty] | 0 | 0 | 0 | 1 | 0 | 0 | [7 empty] | 1 |  | ST/MC/IMPLANT MICROMOTOR/20:1 HAND PIECE SET X-CUBE
IM05424 | Implant Motor- Strong- Implant Micromotor 20:1 Hand Piece Set X Cube I | 164013MMXCUBEI |  | A Class |  |  | I-Inventory | FG-Finish Good | R | Equipment | Implant Motor | Dental Equiment | Main Location | 90184900 |  | FIFO | Strong | [8 empty] | 0 | 0 | 0 | 1 | 0 | 0 | [7 empty] | 1 |  | ST/MM/MC/IMPLANT MICROMOTOR/20:1 HAND PIECE SET X-CUBE I
IM05425 | Implant Motor-Woodpecker Implant X Without Handpiece | 118028IMPLANTXWOHP |  | A Class |  |  | I-Inventory | FG-Finish Good | R | Equipment | Implant Motor | Dental Equiment | Main Location | 90184900 |  | FIFO | Gulin Woodpecker | [8 empty] | 0 | 0 | 0 | 1 | 0 | 0 | [7 empty] | 1 |  | GW/IM/MC/WOODPECKER PHYSIO DISPEN. IMPLANTX W/O HP
IM05426 | Implant Motor-Woodpecker Implant X | 118028IMPLANTX |  | A Class |  |  | I-Inventory | FG-Finish Good | R | Equipment | Implant Motor | Dental Equiment | Main Location | 90184900 |  | FIFO | Gulin Woodpecker | [8 empty] | 0 | 0 | 0 | 1 | 0 | 0 | [7 empty] | 1 |  | GW/IM/MC/WOODPECKER PHYSIO DISPENSER MODEL IMPLANTX
IM05427 | Implant Motor-Woodpecker Microsurgic | 118028MICROSURGIC |  | A Class |  |  | I-Inventory | FG-Finish Good | R | Equipment | Implant Motor | Dental Equiment | Main Location | 90184900 |  | FIFO | Gulin Woodpecker | [8 empty] | 0 | 0 | 0 | 1 | 0 | 0 | [7 empty] | 1 |  | GW/IM/MC/WOODPECKER/IMPLANT MOTOR MODEL MICROSURGIC
IM05428 | Implant Motor-Woodpecker Model Ultrasurgery 70W Surgery X | 11802970WSURGERYX |  | A Class |  |  | I-Inventory | FG-Finish Good | R | Equipment | Implant Motor | Dental Equiment | Main Location | 90184900 |  | FIFO | Gulin Woodpecker | [8 empty] | 0 | 0 | 0 | 1 | 0 | 0 | [7 empty] | 1 |  | GW/PS/MC/WOODPECKER /ULTRASURGERY 70W/MOD-SURGERY X
IM05429 | Implant Motor-Woodpecker Piezo Ultrasurgery | 118029PIEZO30W |  | A Class |  |  | I-Inventory | FG-Finish Good | R | Equipment | Implant Motor | Dental Equiment | Main Location | 90184900 |  | FIFO | Gulin Woodpecker | [8 empty] | 0 | 0 | 0 | 1 | 0 | 0 | [7 empty] | 1 |  | GW/PS/MC/WOODPECKER PIEZO-ULTRASURGERY
IM05430 | Implant Motor-Woodpecker Piezo Ultrasurgery 60W | 118029PIEZO60W |  | A Class |  |  | I-Inventory | FG-Finish Good | R | Equipment | Implant Motor | Dental Equiment | Main Location | 90184900 |  | FIFO | Gulin Woodpecker | [8 empty] | 0 | 0 | 0 | 1 | 0 | 0 | [7 empty] | 1 |  | GW/PS/MC/WOODPECKER PIEZO-ULTRASURGERY 60W
IM05431 | Implant Motor-Woodpecker Piezo Ultrasurgery with LED | 118029PIEZOLED |  | A Class |  |  | I-Inventory | FG-Finish Good | R | Equipment | Implant Motor | Dental Equiment | Main Location | 90184900 |  | FIFO | Gulin Woodpecker | [8 empty] | 0 | 0 | 0 | 1 | 0 | 0 | [7 empty] | 1 |  | GW/PS/MC/WOODPECKER PIEZO-ULTRASURGERY WITH LED
IM05432 | Implant Motor-Woodpecker Piezo Ultrasurgery 60W with LED | 118029PIEZOLED60WLED |  | A Class |  |  | I-Inventory | FG-Finish Good | R | Equipment | Implant Motor | Dental Equiment | Main Location | 90184900 |  | FIFO | Gulin Woodpecker | [8 empty] | 0 | 0 | 0 | 1 | 0 | 0 | [7 empty] | 1 |  | GW/PS/MC/WOODPECKER PIEZO-ULTRASURGERY WITH LED 60W
IM05433 | Implant Motor- NSK- Implant Surgic AP Non Optic Y1002184 | 114028Y1002184SURGICAP |  | A Class |  |  | I-Inventory | FG-Finish Good | R | Equipment | Implant Motor | Dental Equiment | Main Location | 90184900 |  | FIFO | NSK Nakanishi | [8 empty] | 0 | 0 | 0 | 1 | 0 | 0 | [7 empty] | 1 |  | NSK/IM/MC/NSK IMPANT SURGIC AP NON-OPT Y1002184
IM05434 | Implant Motor- NSK- Implant Surgic Pro Fiber Optic-Y1001933 | 114033Y1001933 |  | A Class |  |  | I-Inventory | FG-Finish Good | R | Equipment | Implant Motor | Dental Equiment | Main Location | 90184900 |  | FIFO | NSK Nakanishi | [5 empty] | Large illuminated LCD*Autoclavable, thermo disinfect able and maintenance free brushless design*Adjustable light Intensity High/Low/Off * Control Unit with ATC High torque accuracy) * Slim high performance pump * 8 Different Implant Systems*Foot Control : Program Button, Speed Control Pedal, Coolant Solution Flow Volume Button, Forward/ Reverse Button *Technical Specification:*Power Supply: AC120V or 230V 50/60Hz*Max. Pump Output: 75ml/min*Dimensions: W265 X D220 X H100 (mm)*Torque: 5-80 Ncm*Motor Speed: 200-40,000 min -1*Light Power : Over 32,000 LUX |  |  | 0 | 0 | 0 | 1 | 0 | 0 | [7 empty] | 1 |  | NSK/IM/MC/NSK IMPANT SURGIC PRO FO Y1001933
IM05435 | Implant Motor- NSK- Implant Surgic Pro Non Optic-Y1001934 | 114033Y1001934 |  | A Class |  |  | I-Inventory | FG-Finish Good | R | Equipment | Implant Motor | Dental Equiment | Main Location | 90184900 |  | FIFO | NSK Nakanishi | [5 empty] | Large illuminated LCD*Autoclavable, thermo- disinfect able and maintenance free brushless design*Control Unit with ATC ( High torque accuracy)*Slim high performance pump*8 Different Implant Systems*Foot Control : Program Button, Speed Control Pedal, Coolant Solution Flow Volume Button, Forward/ Reverse Button *Technical Specification:*Power Supply: AC120V or 230V 50/60Hz*Max. Pump Output: 75ml/min*Dimensions: W265 X D220 X H100 (mm)*Torque: 5-80 Ncm*Motor Speed: 200-40,000 min -1 |  |  | 0 | 0 | 0 | 1 | 0 | 0 | [7 empty] | 1 |  | NSK/IM/MC/NSK IMPANT SURGIC PRO N-OPT Y1001934
IM05436 | Implant Motor- NSK- Implant Surgic Pro Plus Fiber Optic-Y1002096 | 114033Y1002096 |  | A Class |  |  | I-Inventory | FG-Finish Good | R | Equipment | Implant Motor | Dental Equiment | Main Location | 90184900 |  | FIFO | NSK Nakanishi | [5 empty] | Large illuminated LCD shows remaining capacity of the built-in memory and status of USB Stick when inserted*Autoclavable, thermo- disinfect able and maintenance free brushless design*Control Unit with ATC ( High torque accuracy)*Slim high performance pump*Data Accessibility using USB Memory Stick*Data Recording Time of 100 min*8 Different Implant Systems*Along with High torque dismantling Surgical Contra Angle Hand piece*Foot Control : Program Button, Speed Control Pedal, Coolant Solution Flow Volume Button, Forward/ Reverse Button *Technical Specification:*Power Supply: AC120V or 230V 50/60Hz*Max. Pump Output: 75ml/min*Dimensions: W265 X D220 X H100 (mm)*Torque: 5-80 Ncm*Motor Speed: 200-40,000 min -1 |  |  | 0 | 0 | 0 | 1 | 0 | 0 | [7 empty] | 1 |  | NSK/IM/MC/NSK IMPANT SURGIC PRO PLUS FO Y1002096
IM05437 | Implant Motor Accessories- Woodpecker Ultrasurgery X Handpiece | 11800SURGERYXHANDPIECE |  | A Class |  |  | I-Inventory | FG-Finish Good | R | Accessories | Implant Motor-Accessories | Dental Equiment | Main Location | 90184900 |  | FIFO | Gulin Woodpecker | [8 empty] | 0 | 0 | 0 | 1 | 0 | 0 | [7 empty] | 1 |  | GW/PS/AC/WOODPECKER /ULTRASURGERY SURGERY X/HANDPIECE
IM05438 | Implant Motor Spares-NSK-Implant Surgic AP Non Optic Micro Motor SG50MS-E290 | 114013MMSURGICAPNOSG50MSE290 |  | A Class |  |  | I-Inventory | FG-Finish Good | R | Spares | Implant Motor-Spares | Dental Equiment | Main Location |  |  | FIFO | NSK Nakanishi | [8 empty] | 0 | 0 | 0 | 1 | 0 | 0 | [7 empty] | 1 |  | NSK/MM/MC/SP/IMPLANT SURGIC AP NON OPTIC MICRO MOTOR SG50MS (E290)
IM05439 | Implant Motor Spares-Woodpecker- Implant X Contra Angle Hand Piece | 118004IMPLANTXHP |  | A Class |  |  | I-Inventory | FG-Finish Good | R | Spares | Implant Motor-Spares | Dental Equiment | Main Location | 90330000 |  | FIFO | Gulin Woodpecker | [8 empty] | 0 | 0 | 0 | 1 | 0 | 0 | [7 empty] | 1 |  | GW/CA/SP/WOODPECKER IMPLANT X CONTRA ANGLE HAND PIECE
IM05440 | Implant Motor Spares-Woodpecker- Implant X Contra Angle Hand Piece Cap | 118052HPCAP |  | A Class |  |  | I-Inventory | FG-Finish Good | R | Spares | Implant Motor-Spares | Dental Equiment | Main Location | 90330000 |  | FIFO | Gulin Woodpecker | [8 empty] | 0 | 0 | 0 | 1 | 0 | 0 | [7 empty] | 1 |  | GW/CA/SP/WOODPECKER IMPLANT X CONTRA ANGLE HAND PIECE CAP
IM05441 | Implant Motor Spares-Woodpecker- Implant X Contra Angle Hand Piece Cartridge | 118002IMPLANTXCAHPCARTRIDGE |  | A Class |  |  | I-Inventory | FG-Finish Good | R | Spares | Implant Motor-Spares | Dental Equiment | Main Location | 90330000 |  | FIFO | Gulin Woodpecker | [8 empty] | 0 | 0 | 0 | 1 | 0 | 0 | [7 empty] | 1 |  | GW/CA/SP/WOODPECKER IMPLANT X CONTRA ANGLE HAND PIECE CARTRIDGE
IM05442 | Implant Motor Spares-Woodpecker- Implant X Contra Angle Hand Piece Clutch | 118004IMPLANTXCAHPCLUTCH |  | A Class |  |  | I-Inventory | FG-Finish Good | R | Spares | Implant Motor-Spares | Dental Equiment | Main Location | 90330000 |  | FIFO | Gulin Woodpecker | [8 empty] | 0 | 0 | 0 | 1 | 0 | 0 | [7 empty] | 1 |  | GW/CA/SP/WOODPECKER IMPLANT X CONTRA ANGLE HAND PIECE CLUTCH
IM05443 | Implant Motor Spares-Woodpecker- Implant X Contra Angle Hand Piece Shaft | 118002IMPLANTXCAHPSHAFT |  | A Class |  |  | I-Inventory | FG-Finish Good | R | Spares | Implant Motor-Spares | Dental Equiment | Main Location | 90330000 |  | FIFO | Gulin Woodpecker | [8 empty] | 0 | 0 | 0 | 1 | 0 | 0 | [7 empty] | 1 |  | GW/CA/SP/WOODPECKER IMPLANT X CONTRA ANGLE HAND PIECE SHAFT
IM05444 | Implant Motor Spares-Woodpecker- Implant X Foot Control Mf4 | 118002FOOTCONTROLMF4 |  | A Class |  |  | I-Inventory | FG-Finish Good | R | Spares | Implant Motor-Spares | Dental Equiment | Main Location | 90330000 |  | FIFO | Gulin Woodpecker | [8 empty] | 0 | 0 | 0 | 1 | 0 | 0 | [7 empty] | 1 |  | GW/CA/SP/WOODPECKER IMPLANT X FOOT CONTROL MF4
IM05445 | Implant Motor Spares-Woodpecker- Implant X Led Micro Motor | 118IMPLANTXLEDMICROMOTOR |  | A Class |  |  | I-Inventory | FG-Finish Good | R | Spares | Implant Motor-Spares | Dental Equiment | Main Location | 90330000 |  | FIFO | Gulin Woodpecker | [8 empty] | 0 | 0 | 0 | 1 | 0 | 0 | [7 empty] | 1 |  | GW/CA/SP/WOODPECKER IMPLANT X LED MICRO MOTOR
IM05446 | Implant Motor Spares-Woodpecker- Implantx Main Pcb | 118028IMPLANTXPCB |  | A Class |  |  | I-Inventory | FG-Finish Good | R | Spares | Implant Motor-Spares | Dental Equiment | Main Location | 90330000 |  | FIFO | Gulin Woodpecker | [8 empty] | 0 | 0 | 0 | 1 | 0 | 0 | [7 empty] | 1 |  | GW/IM/MC/WOODPECKER IMPLANTX MAIN PCB
IM05447 | Implant Motor Spares-Woodpecker- Implant X Tubing | 109007IMPLANTXTUBING |  | A Class |  |  | I-Inventory | FG-Finish Good | R | Spares | Implant Motor-Spares | Dental Equiment | Main Location | 90330000 |  | FIFO | Gulin Woodpecker | [8 empty] | 0 | 0 | 0 | 1 | 0 | 0 | [7 empty] | 1 |  | GW/IX/SP/WOODPECKER IMPLANT X TUBING
IM05448 | Implant Motor Spares-NSK- Ap Irregation Tube(5 Pack Of 5) Y900197 | 114028TUBEY900197 |  | A Class |  |  | I-Inventory | FG-Finish Good | R | Spares | Implant Motor-Spares | Dental Equiment | Main Location | 90330000 |  | FIFO | NSK Nakanishi | [8 empty] | 0 | 0 | 0 | 1 | 0 | 0 | [7 empty] | 1 |  | NSK/AP/SP/SURGIC AP IRREGATION TUBE(5 PACK OF 5) Y900197
IM05449 | Implant Motor Spares-NSK- Surgic Ap Foot Control- Z283001 | 114052FTCTRZ283001 |  | A Class |  |  | I-Inventory | FG-Finish Good | R | Spares | Implant Motor-Spares | Dental Equiment | Main Location | 90330000 |  | FIFO | NSK Nakanishi | [8 empty] | 0 | 0 | 0 | 1 | 0 | 0 | [7 empty] | 1 |  | NSK/MC/SP/IMPLAT SURGIC AP FOOT CONTROL- Z283001
IM05450 | Implant Motor Spares-NSK- Surgic Ap N-Optic Micro Motor Cord-E290051 | 114049NOPMMCORDE290051 |  | A Class |  |  | I-Inventory | FG-Finish Good | R | Spares | Implant Motor-Spares | Dental Equiment | Main Location | 90330000 |  | FIFO | NSK Nakanishi | [8 empty] | 0 | 0 | 0 | 1 | 0 | 0 | [7 empty] | 1 |  | NSK/MC/SP/IMPLAT SURGIC AP N-OPTIC MICRO MOTOR CORD-E290051
IM05451 | Implant Motor Spares-NSK- Surgic Pro N-Optic Micro Motor Cord | 114049PRONOPMMCORD |  | A Class |  |  | I-Inventory | FG-Finish Good | R | Spares | Implant Motor-Spares | Dental Equiment | Main Location | 90330000 |  | FIFO | NSK Nakanishi | [8 empty] | 0 | 0 | 0 | 1 | 0 | 0 | [7 empty] | 1 |  | NSK/MC/SP/IMPLAT SURGIC PRO N-OPTIC MICRO MOTOR CORD
IM05452 | Implant Motor Spares-NSK- Surgic Pro N-Optic Micro Motor With Cord-E1023061 | 114017E1023061 |  | A Class |  |  | I-Inventory | FG-Finish Good | R | Spares | Implant Motor-Spares | Dental Equiment | Main Location | 90330000 |  | FIFO | NSK Nakanishi | [8 empty] | 0 | 0 | 0 | 1 | 0 | 0 | [7 empty] | 1 |  | NSK/MC/SP/IMPLAT SURGIC PRO N-OPTIC MICRO MOTOR WITH CORD-E1023061
IM05453 | Implant Motor Spares-NSK- Surgic Pro N-Optic Micro Motor Without Cord | 114049PRONOPMMWOCORD |  | A Class |  |  | I-Inventory | FG-Finish Good | R | Spares | Implant Motor-Spares | Dental Equiment | Main Location | 90330000 |  | FIFO | NSK Nakanishi | [8 empty] | 0 | 0 | 0 | 1 | 0 | 0 | [7 empty] | 1 |  | NSK/MC/SP/IMPLAT SURGIC PRO N-OPTIC MICRO MOTOR WITHOUT CORD
IM05454 | Implant Motor Spares-NSK- Surgic Pro Pump Assy-10001763 | 114006PROPUMP10001763 |  | A Class |  |  | I-Inventory | FG-Finish Good | R | Spares | Implant Motor-Spares | Dental Equiment | Main Location | 90330000 |  | FIFO | NSK Nakanishi | [8 empty] | 0 | 0 | 0 | 1 | 0 | 0 | [7 empty] | 1 |  | NSK/MC/SP/IMPLAT SURGIC PRO PUMP ASSY-10001763
IM05455 | Implant Motor Spares-NSK- Ap PCB Board Assy Set-U510023 | 175013PCBU510023 |  | A Class |  |  | I-Inventory | FG-Finish Good | R | Spares | Implant Motor-Spares | Dental Equiment | Main Location | 90330000 |  | FIFO | NSK Nakanishi | [8 empty] | 0 | 0 | 0 | 1 | 0 | 0 | [7 empty] | 1 |  | NSK/MC/SP/SURGIC AP PCB BOARD ASSY SET-U510023
IM05456 | Implant Motor Spares-NSK- Surgic Ap Unit Upper Body-U510101A | 114052UBODYU510101A |  | A Class |  |  | I-Inventory | FG-Finish Good | C | Spares | Implant Motor-Spares | Dental Equiment | Main Location | 90330000 |  | FIFO | NSK Nakanishi | [8 empty] | 0 | 0 | 0 | 1 | 0 | 0 | [7 empty] | 1 |  | NSK/MM/MC/SP/IMPLANT SURGIC AP UNIT UPPER BODY-U510101A
IM05457 | Implant Motor Spares-NSK-Autoclave Plugs For Surgic Pro | 114006PLUG |  | A Class |  |  | I-Inventory | FG-Finish Good | R | Spares | Implant Motor-Spares | Dental Equiment | Main Location | 90330000 |  | FIFO | NSK Nakanishi | [8 empty] | 0 | 0 | 0 | 1 | 0 | 0 | [7 empty] | 1 |  | NSK/SP/AUTOCLAVE PLUGS FOR SURGIC PRO
IM05458 | Implant Motor Spares-NSK- Surgic Pro Display PCB | 114033DISPLAYPCB |  | A Class |  |  | I-Inventory | FG-Finish Good | R | Spares | Implant Motor-Spares | Dental Equiment | Main Location | 90330000 |  | FIFO | NSK Nakanishi | [8 empty] | 0 | 0 | 0 | 1 | 0 | 0 | [7 empty] | 1 |  | NSK/SP/MC/NSK IMPANT SURGIC PRO DISPLAY PCB
IM05459 | Implant Motor Spares-NSK- Surgic Pro Motor Stand | 114033MOTORSTAND |  | A Class |  |  | I-Inventory | FG-Finish Good | R | Spares | Implant Motor-Spares | Dental Equiment | Main Location | 90330000 |  | FIFO | NSK Nakanishi | [8 empty] | 0 | 0 | 0 | 1 | 0 | 0 | [7 empty] | 1 |  | NSK/SP/MC/NSK IMPANT SURGIC PRO MOTOR STAND
IM05460 | Implant Motor Spares-NSK-Surgic Pro Non Optic Main PCB- U1037029 | 104033U1037029 |  | A Class |  |  | I-Inventory | TG-Trading Good |  | Spares | Implant Motor-Spares | Dental Equiment | Main Location |  |  | FIFO | NSK Nakanishi | [8 empty] | 0 | 0 | 0 | 1 | 0 | 0 | [7 empty] | 1 |  | NSK/SP/SURGIC PRO NON OPTIC MAIN PCB- U1037029
IM05461 | Implant Motor Spares-NSK-Surgic Proelectric Micro Motor- E1025 | 114013E1025 |  | A Class |  |  | I-Inventory | FG-Finish Good | R | Spares | Implant Motor-Spares | Dental Equiment | Main Location | 90330000 |  | FIFO | NSK Nakanishi | [8 empty] | 0 | 0 | 0 | 1 | 0 | 0 | [7 empty] | 1 |  | NSK/SP/SURGIC PROELECTRIC MICRO MOTOR- E1025
IM05462 | Implant Motor Spares-NSK-Surgic Pro Power Cord | 114033POWERCORD |  | A Class |  |  | I-Inventory | FG-Finish Good | R | Spares | Implant Motor-Spares | Dental Equiment | Main Location | 90330000 |  | FIFO | NSK Nakanishi | [8 empty] | 0 | 0 | 0 | 1 | 0 | 0 | [7 empty] | 1 |  | NSK/SURPRO/SP/SURGIC PRO POWER CORD
IM05463 | Implant Motor Spares-NSK-Surgic XT Knob | 114026SXKNOB |  | A Class |  |  | I-Inventory | FG-Finish Good | R | Spares | Implant Motor-Spares | Dental Equiment | Main Location | 90330000 |  | FIFO | NSK Nakanishi | [8 empty] | 0 | 0 | 0 | 1 | 0 | 0 | [7 empty] | 1 |  | NSK/SX/SP/SURGIC XT KNOB
IM05464 | Implant Motor Spares-NSK-Surgic XT Pc Board Assy (Set) U370A001 | 114026U370A001 |  | A Class |  |  | I-Inventory | FG-Finish Good | R | Spares | Implant Motor-Spares | Dental Equiment | Main Location | 90330000 |  | FIFO | NSK Nakanishi | [8 empty] | 0 | 0 | 0 | 1 | 0 | 0 | [7 empty] | 1 |  | NSK/SX/SP/SURGIC XT PC BOARD ASSY (SET) U370A001
IM05465 | Implant Motor Spares-NSK-Surgic XT PCB | 114026SXPCB |  | A Class |  |  | I-Inventory | FG-Finish Good | R | Spares | Implant Motor-Spares | Dental Equiment | Main Location | 90330000 |  | FIFO | NSK Nakanishi | [8 empty] | 0 | 0 | 0 | 1 | 0 | 0 | [7 empty] | 1 |  | NSK/SX/SP/SURGIC XT PCB
IM05466 | Implant Motor Spares-NSK-Surgic XT Plus Motor Bulb | 114026SXMOTORBULB |  | A Class |  |  | I-Inventory | FG-Finish Good | C | Spares | Implant Motor-Spares | Dental Equiment | Main Location | 90330000 |  | FIFO | NSK Nakanishi | [8 empty] | 0 | 0 | 0 | 1 | 0 | 0 | [7 empty] | 1 |  | NSK/SX/SP/SURGIC XT PLUS MOTOR BULB
IM05467 | Implant Motor Spares-NSK- Pro/Sgl M (No Motor Case)-E1023050 | 114033SGLME1023050 |  | A Class |  |  | I-Inventory | FG-Finish Good | R | Spares | Implant Motor-Spares | Dental Equiment | Main Location | 90330000 |  | FIFO | NSK Nakanishi | [8 empty] | 0 | 0 | 0 | 1 | 0 | 0 | [7 empty] | 1 |  | NSK/SG/SP/SURGIC PRO/SGL M (NO MOTOR CASE)-E1023050
IM05468 | Implant Motor Spares-NSK-Surgic Pronon Optic/Transformer U1039150 | 114029U1039150 |  | A Class |  |  | I-Inventory | FG-Finish Good | R | Spares | Implant Motor-Spares | Dental Equiment | Main Location | 90330000 |  | FIFO | NSK Nakanishi | [8 empty] | 0 | 0 | 0 | 1 | 0 | 0 | [7 empty] | 1 |  | NSK/SP/SURGIC PRONON OPTIC/TRANSFORMER U1039150
IM05469 | Implant Motor Spares-NSK-Surgic Pro/Lever 20002969 | 11403320002969 |  | A Class |  |  | I-Inventory | FG-Finish Good | R | Spares | Implant Motor-Spares | Dental Equiment | Main Location | 90330000 |  | FIFO | NSK Nakanishi | [8 empty] | 0 | 0 | 0 | 1 | 0 | 0 | [7 empty] | 1 |  | NSK/SPRO/SP/SURGIC PRO/LEVER 20002969
IM05470 | Implant Motor Spares-Strong- X Cube Head Assy ACLB41L-A2 | 164004ACLB41LA2 |  | A Class |  |  | I-Inventory | FG-Finish Good | R | Spares | Implant Motor-Spares | Dental Equiment | Main Location | 9033000 |  | FIFO | Strong | [8 empty] | 0 | 0 | 0 | 1 | 0 | 0 | [7 empty] | 1 |  | ST/CH/SP/XCUBE HEAD ASSY ACLB41L-A2
IM05471 | Implant Motor Spares-Strong- X Cube Irrigation Tube for Implant Micromotor | 164004IRREGATIONTUBE |  | A Class |  |  | I-Inventory | FG-Finish Good | R | Spares | Implant Motor-Spares | Dental Equiment | Main Location |  |  | FIFO | Strong | [8 empty] | 0 | 0 | 0 | 1 | 0 | 0 | [7 empty] | 1 |  | ST/IRREGATION TUBE FOR X-CUBE IMPLANT MICROMOTOR (PCS)
IM05472 | Implant Motor Spares- Woodpecker Implant X Handpiece | 118028IMPLANTXHP |  | A Class |  |  | I-Inventory | FG-Finish Good | R | Spares | Implant Motor-Spares | Dental Equiment | Main Location | 90184900 |  | FIFO | Gulin Woodpecker | [8 empty] | 0 | 0 | 0 | 1 | 0 | 0 | [7 empty] | 1 |  | GW/IM/MC/WOODPECKER IMPLANTX HANDPIECE
IM05473 | API-Impression Tray E-Dentulous N-Perforated (EDPN) (Set Of 8) | IMPRESSION TRAY E-DENTULOUS N-PERFORATED (EDPN) (SET OF 8) |  | A Class |  |  | I-Inventory | FG-Finish Good | R | Equipment | Impression Tray | Dental Equiment | Main Location | 90184900 |  | FIFO | API | [8 empty] | 0 | 0 | 0 | 1 | 0 | 0 | [7 empty] | 1 |  | IMPRESSION TRAY E-DENTULOUS N-PERFORATED (EDPN) (SET OF 8)
IM05474 | API-Impression Tray Dentulous Perforated (DP) (Set Of 10) | IMPRESSION TRAY DENTULOUS PERFORATED (DP) (SET OF 10) |  | A Class |  |  | I-Inventory | FG-Finish Good | R | Equipment | Impression Tray | Dental Equiment | Main Location | 90184900 |  | FIFO | API | [8 empty] | 0 | 0 | 0 | 1 | 0 | 0 | [7 empty] | 1 |  | IMPRESSION TRAY DENTULOUS PERFORATED (DP) (SET OF 10)
IM05475 | Kit 100-Dental X Ray Runyes Wall Mount | KIT100DENTALXRAYKIT |  | A Class |  |  | I-Inventory | FG-Finish Good | C | Spares | Installation Kit | Dental Equiment | Main Location | 90220000 |  | FIFO | Indian Product | [8 empty] | 0 | 0 | 0 | 1 | 0 | 0 | [7 empty] | 1 |  | KIT 100-DENTAL X RAY RUNYES WALL MOUNT
IM05476 | Kit 101 - Csn Wall Mount X-Ray | KIT101 CSN XRAYKIT |  | A Class |  |  | I-Inventory | FG-Finish Good | C | Spares | Installation Kit | Dental Equiment | Main Location | 90229090 |  | FIFO | Indian Product | [8 empty] | 0 | 0 | 0 | 1 | 0 | 0 | [7 empty] | 1 |  | KIT 101 - CSN WALL MOUNT X-RAY
IM05477 | Kit 104-Installtion Kit Of Satelec X-Ray Machine | KIT104SATELACXRAY |  | A Class |  |  | I-Inventory | FG-Finish Good | C | Spares | Installation Kit | Dental Equiment | Main Location | 90221300 |  | FIFO | Indian Product | [8 empty] | 0 | 0 | 0 | 1 | 0 | 0 | [7 empty] | 1 |  | KIT 104-INSTALLTION KIT OF SATELEC X-RAY MACHINE
IM05478 | Kit 106-Flex Trolly 3 | KIT106FORFLEXTROLLY |  | A Class |  |  | I-Inventory | FG-Finish Good | C | Spares | Installation Kit | Dental Equiment | Main Location | 90330000 |  | FIFO | Indian Product | [8 empty] | 0 | 0 | 0 | 1 | 0 | 0 | [7 empty] | 1 |  | KIT 106-FLEX TROLLY 3
IM05479 | Kit 200-Sample Kit | KIT200 |  | A Class |  |  | I-Inventory | FG-Finish Good | R | Spares | Installation Kit | Dental Equiment | Main Location | 90330000 |  | FIFO | Indian Product | [8 empty] | 0 | 0 | 0 | 1 | 0 | 0 | [7 empty] | 1 |  | KIT 200-SAMPLE KIT
IM05480 | Kit 52 - Dental Chair Installation Kit For All Gnatus Chair Led Light | 101001KIT52 |  | A Class |  |  | I-Inventory | FG-Finish Good | C | Spares | Installation Kit | Dental Equiment | Main Location | 90184900 |  | FIFO | Indian Product | [8 empty] | 0 | 0 | 0 | 1 | 0 | 0 | [7 empty] | 1 |  | KIT 52 - DENTAL CHAIR INSTALLATION KIT FOR ALL GNATUS CHAIR LED LIGHT
IM05481 | Kit 54 -Chair Installation Kit For Victor Chair | 101001KIT54 |  | A Class |  |  | I-Inventory | FG-Finish Good | R | Spares | Installation Kit | Dental Equiment | Main Location | 90184900 |  | FIFO | Indian Product | [8 empty] | 0 | 0 | 0 | 1 | 0 | 0 | [7 empty] | 1 |  | KIT 54 -CHAIR INSTALLATION KIT FOR VICTOR CHAIR
IM05482 | Kit 55 - Chair Installation Kit For Dci All Models | 101001KIT55 |  | A Class |  |  | I-Inventory | FG-Finish Good | R | Spares | Installation Kit | Dental Equiment | Main Location | 90184900 |  | FIFO | Indian Product | [8 empty] | 0 | 0 | 0 | 1 | 0 | 0 | [7 empty] | 1 |  | KIT 55 - CHAIR INSTALLATION KIT FOR DCI all models
IM05483 | Kit 56-Chair Installation Kit For Anthos All Models | KIT56ANTHOSCHAIR |  | A Class |  |  | I-Inventory | FG-Finish Good | R | Spares | Installation Kit | Dental Equiment | Main Location | 90184900 |  | FIFO | Indian Product | [8 empty] | 0 | 0 | 0 | 1 | 0 | 0 | [7 empty] | 1 |  | KIT 56-CHAIR INSTALLATION KIT FOR ANTHOS ALL MODELS
IM05484 | Kit 61 - Inbuilt Scaler Accessorises Required For Wood Packer V-2 , V-2 Led V-3 Led Scaler With Gnatus G3 | KIT61SCALERKIT |  | A Class |  |  | I-Inventory | FG-Finish Good | C | Spares | Installation Kit | Dental Equiment | Main Location | 90184900 |  | FIFO | Indian Product | [8 empty] | 0 | 0 | 0 | 1 | 0 | 0 | [7 empty] | 1 |  | KIT 61 - INBUILT SCALER ACCESSORISES REQUIRED FOR WOOD PACKER V-2 , V-2 LED V-3 LED SCALER WITH Gnatus G3
IM05485 | Kit 68-Scaler Accessorises Required For Woodpacker D3,D3 Led,D5,D5 Led,D7 Table Top Scaler | KIT68WOODPECKERSCALERKIT |  | A Class |  |  | I-Inventory | FG-Finish Good | R | Spares | Installation Kit | Dental Equiment | Main Location | 90184900 |  | FIFO | Indian Product | [8 empty] | 0 | 0 | 0 | 1 | 0 | 0 | [7 empty] | 1 |  | KIT 68-SCALER ACCESSORISES REQUIRED FOR WOODPACKER D3,D3 LED,D5,D5 LED,D7 TABLE TOP SCALER
IM05486 | Kit 75-Nsk Nlx Inbulit Mm Kit For All Lower Hanging Chair Over Head Chair After Removing One Airrotor Point | KIT75NLXINBUILTMM |  | A Class |  |  | I-Inventory | FG-Finish Good | R | Spares | Installation Kit | Dental Equiment | Main Location | 90184900 |  | FIFO | Indian Product | [8 empty] | 0 | 0 | 0 | 1 | 0 | 0 | [7 empty] | 1 |  | KIT 75-NSK NLX INBULIT MM KIT FOR ALL LOWER HANGING CHAIR OVER HEAD CHAIR AFTER REMOVING ONE AIRROTOR POINT
IM05487 | Kit 77-Inbuilt Micro Motor Control With Gnatus G3 Lower Hanging Model Wo Removing Airrotor Point | KIT77INBUILTMMG3 |  | A Class |  |  | I-Inventory | FG-Finish Good | C | Spares | Installation Kit | Dental Equiment | Main Location | 90184900 |  | FIFO | Indian Product | [8 empty] | 0 | 0 | 0 | 1 | 0 | 0 | [7 empty] | 1 |  | KIT 77-INBUILT MICRO MOTOR CONTROL WITH GNATUS G3 LOWER HANGING MODEL WO REMOVING AIRROTOR POINT
IM05488 | Kit 78-Inbuilt Scaler Accessorises Required For Wood Packer V2 Led,V3 Led Scaler With Gnatus G3 Wo Removing Any Point | KIT78INBUILTSCALER |  | A Class |  |  | I-Inventory | FG-Finish Good | R | Spares | Installation Kit | Dental Equiment | Main Location | 90184900 |  | FIFO | Indian Product | [8 empty] | 0 | 0 | 0 | 1 | 0 | 0 | [7 empty] | 1 |  | KIT 78-INBUILT SCALER ACCESSORISES REQUIRED FOR WOOD PACKER V2 LED,V3 LED SCALER WITH GNATUS G3 WO REMOVING ANY POINT
IM05489 | Kit-108-Dental Chair Installation Kit For Avanya Chair | KIT108AVANYACHAIR |  | A Class |  |  | I-Inventory | TG-Trading Good |  | Spares | Installation Kit | Dental Equiment | Main Location | 90184900 |  | FIFO | Indian Product | [8 empty] | 0 | 0 | 0 | 1 | 0 | 0 | [7 empty] | 1 |  | KIT-108-DENTAL CHAIR INSTALLATION KIT FOR AVANYA CHAIR
IM05490 | Kit-84 Gnatus Biovac Sec Suction Kit Required For Gnatus | KIT84BIOVASUCTIONKIT |  | A Class |  |  | I-Inventory | FG-Finish Good | C | Spares | Installation Kit | Dental Equiment | Main Location | 90184900 |  | FIFO | Indian Product | [8 empty] | 0 | 0 | 0 | 1 | 0 | 0 | [7 empty] | 1 |  | KIT-84 GNATUS BIOVAC SEC SUCTION KIT REQUIRED FOR GNATUS
IM05491 | Kit-85 Gnatus Biovac Sec Suction Kit Required For Chinese Chair | KIT85GNATUS BIOVACSECSUCTIONKITCHINESECH |  | A Class |  |  | I-Inventory | FG-Finish Good | C | Spares | Installation Kit | Dental Equiment | Main Location | 90184900 |  | FIFO | Indian Product | [8 empty] | 0 | 0 | 0 | 1 | 0 | 0 | [7 empty] | 1 |  | KIT-85 GNATUS BIOVAC SEC SUCTION KIT REQUIRED FOR CHINESE CHAIR
IM05492 | Kit 109 For Rolland Milling/Vhf Milling/Renfert Suction/Furnace(Any Model)/ 3 Hp Gnatus/Opg/Cbct | KIT1093PINTOP |  | A Class |  |  | I-Inventory | FG-Finish Good | C | Spares | Installation Kit | Dental Equiment | Main Location | 90229090 |  | FIFO | Indian Product | [8 empty] | 0 | 0 | 0 | 1 | 0 | 0 | [7 empty] | 1 |  | KIT 109 For ROLLAND MILLING/VHF MILLING/RENFERT SUCTION/FURNACE(ANY MODEL)/ 3 HP GNATUS/OPG/CBCT
IM05493 | Kit 33-Nsk 170/ 170 Lux Scaler With Gnatus ,Top / Aqua / Super Gold /X-Press Gold | KIT33 |  | A Class |  |  | I-Inventory | FG-Finish Good | C | Spares | Installation Kit | Dental Equiment | Main Location | 90330000 |  | FIFO | Indian Product | [8 empty] | 0 | 0 | 0 | 1 | 0 | 0 | [7 empty] | 1 |  | KIT 33-NSK 170/ 170 LUX SCALER WITH GNATUS ,TOP / AQUA / SUPER GOLD /X-PRESS GOLD
IM05494 | Kit 51 - Dental Chair Installation Kit For All Gnatus Chair With Halogen Light/Purses Light | 101001KIT51 |  | A Class |  |  | I-Inventory | FG-Finish Good | C | Spares | Installation Kit | Dental Equiment | Main Location | 90184900 |  | FIFO | Indian Product | [8 empty] | 0 | 0 | 0 | 1 | 0 | 0 | [7 empty] | 1 |  | KIT 51 - DENTAL CHAIR INSTALLATION KIT FOR ALL GNATUS CHAIR WITH HALOGEN LIGHT/PURSES LIGHT
IM05495 | Kit 53 - Chair Installation Kit For Planet/Star/Galaxy/Aspire/Runyes Inova Pad/Gold | 101001KIT53 |  | A Class |  |  | I-Inventory | FG-Finish Good | C | Spares | Installation Kit | Dental Equiment | Main Location | 90184900 |  | FIFO | Indian Product | [8 empty] | 0 | 0 | 0 | 1 | 0 | 0 | [7 empty] | 1 |  | KIT 53 - CHAIR INSTALLATION KIT FOR Planet/Star/Galaxy/Aspire/RUNYES INOVA PAD/GOLD
IM05496 | Kit 62 - Inbuilt Scaler Accessorises Required For Woodpacker V2,V2 Led, V3 Led Scaler With Gnatus G8/G4/Top/G3 Plus Wo Removing One Air Rotor Point From Chair | KIT62SCALERKIT |  | A Class |  |  | I-Inventory | FG-Finish Good | C | Spares | Installation Kit | Dental Equiment | Main Location | 90184900 |  | FIFO | Indian Product | [8 empty] | 0 | 0 | 0 | 1 | 0 | 0 | [7 empty] | 1 |  | KIT 62 - INBUILT SCALER ACCESSORISES REQUIRED FOR WOODPACKER V2,V2 LED, V3 LED SCALER WITH GNATUS G8/G4/TOP/G3 Plus WO REMOVING ONE AIR ROTOR POINT FROM CHAIR
IM05497 | Kit 63 - Nsk 170 / 170 Lux Scaler With Gnatus G3 | KIT63NSKSCALERWGNATUSSCHAIR |  | A Class |  |  | I-Inventory | FG-Finish Good | R | Spares | Installation Kit | Dental Equiment | Main Location | 90184900 |  | FIFO | Indian Product | [8 empty] | 0 | 0 | 0 | 1 | 0 | 0 | [7 empty] | 1 |  | KIT 63 - NSK 170 / 170 LUX SCALER WITH Gnatus G3
IM05498 | Kit 64-Nsk 170/ 170 Lux Scaler With Gnatus G8 /G4 /Top/G3 Plus Wo Removing One Air Rotor Point From Chair. | KIT64NSKSCALERKIT |  | A Class |  |  | I-Inventory | FG-Finish Good | C | Spares | Installation Kit | Dental Equiment | Main Location | 90184900 |  | FIFO | Indian Product | [8 empty] | 0 | 0 | 0 | 1 | 0 | 0 | [7 empty] | 1 |  | KIT 64-NSK 170/ 170 LUX SCALER WITH GNATUS G8 /G4 /TOP/G3 Plus WO REMOVING ONE AIR ROTOR POINT FROM CHAIR.
IM05499 | Kit 65-Inbuilt Scaler Accessorises Required For Wood Packer V2 , V2 Led,V3 Led Scaler With Star/Aspire Chairs | KIT65SCALERWITHSTARASPIRECHAIR |  | A Class |  |  | I-Inventory | FG-Finish Good | C | Spares | Installation Kit | Dental Equiment | Main Location | 90184900 |  | FIFO | Indian Product | [8 empty] | 0 | 0 | 0 | 1 | 0 | 0 | [7 empty] | 1 |  | KIT 65-INBUILT SCALER ACCESSORISES REQUIRED FOR WOOD PACKER V2 , V2 LED,V3 LED SCALER WITH Star/Aspire Chairs
IM05500 | Kit 66-Inbuilt Scaler Acces Required For Woodpacker V2,V2 Led,V3 Led Scaler With Gnatus G8/G4/Top/G3 Plus After Removing One Air Rotor Point From Chair | KIT66SCALER |  | A Class |  |  | I-Inventory | FG-Finish Good | C | Spares | Installation Kit | Dental Equiment | Main Location | 90184900 |  | FIFO | Indian Product | [8 empty] | 0 | 0 | 0 | 1 | 0 | 0 | [7 empty] | 1 |  | KIT 66-INBUILT SCALER ACCES REQUIRED FOR WOODPACKER V2,V2 LED,V3 LED SCALER WITH GNATUS G8/G4/TOP/G3 Plus AFTER REMOVING ONE AIR ROTOR POINT FROM CHAIR
IM05501 | Kit 67-Nsk 170/ 170 Lux Scaler With Gnatus G8/G4/Top/G3 Plus After Removing One Air Rotor Point From Chair | KIT67SCALERKIT |  | A Class |  |  | I-Inventory | FG-Finish Good | C | Spares | Installation Kit | Dental Equiment | Main Location | 90184900 |  | FIFO | Indian Product | [8 empty] | 0 | 0 | 0 | 1 | 0 | 0 | [7 empty] | 1 |  | KIT 67-NSK 170/ 170 LUX SCALER WITH GNATUS G8/G4/Top/G3 Plus AFTER REMOVING ONE AIR ROTOR POINT FROM CHAIR
IM05502 | Kit 71-Inbuilt Micro Motor Control With Gnatuis G8/G4 /Top/Gnatus G3 Plus Wo Removing One Air Rotor Point From Chair | 101001KIT71 |  | A Class |  |  | I-Inventory | FG-Finish Good | C | Spares | Installation Kit | Dental Equiment | Main Location | 90184900 |  | FIFO | Indian Product | [8 empty] | 0 | 0 | 0 | 1 | 0 | 0 | [7 empty] | 1 |  | KIT 71-INBUILT MICRO MOTOR CONTROL WITH GNATUIS G8/G4 /TOP/Gnatus G3 Plus WO REMOVING ONE AIR ROTOR POINT FROM CHAIR
IM05503 | Kit 72-Inbuilt Micro Motor Control With Star Underhanging/ Pedo/Aspire/Planet/Galaxy/Runyes Inova Pad | KIT72INBUILTMM |  | A Class |  |  | I-Inventory | FG-Finish Good | C | Spares | Installation Kit | Dental Equiment | Main Location | 90184900 |  | FIFO | Indian Product | [8 empty] | 0 | 0 | 0 | 1 | 0 | 0 | [7 empty] | 1 |  | KIT 72-INBUILT MICRO MOTOR CONTROL WITH STAR UNDERHANGING/ PEDO/Aspire/Planet/Galaxy/Runyes Inova Pad
IM05504 | Kit 73-Inbuilt Micro Motor Control With Star Over Head Model/Runyes Innova Gold | KIT73INBUILTMM |  | A Class |  |  | I-Inventory | FG-Finish Good | R | Spares | Installation Kit | Dental Equiment | Main Location | 90184900 |  | FIFO | Indian Product | [8 empty] | 0 | 0 | 0 | 1 | 0 | 0 | [7 empty] | 1 |  | KIT 73-INBUILT MICRO MOTOR CONTROL WITH STAR OVER HEAD MODEL/RUNYES INNOVA GOLD
IM05505 | Kit 74-Inbuilt Micro Motor Control With Gnatus G8/G4/Top/G3 Plus After Removing One Air Rotor Point From Chair | 101001KIT74 |  | A Class |  |  | I-Inventory | FG-Finish Good | R | Spares | Installation Kit | Dental Equiment | Main Location | 90184900 |  | FIFO | Indian Product | [8 empty] | 0 | 0 | 0 | 1 | 0 | 0 | [7 empty] | 1 |  | KIT 74-INBUILT MICRO MOTOR CONTROL WITH GNATUS G8/G4/TOP/G3 Plus AFTER REMOVING ONE AIR ROTOR POINT FROM CHAIR
IM05506 | Kit 76-Nsk Nlx Inbulit Mm Kit For All Gnatus G8/G4/Top/Gnatus G3 Plus Chair Wo Removing Airrotor Point | KIT76NLXINBUILTMM |  | A Class |  |  | I-Inventory | TG-Trading Good |  | Spares | Installation Kit | Dental Equiment | Main Location | 90184900 |  | FIFO | Indian Product | [8 empty] | 0 | 0 | 0 | 1 | 0 | 0 | [7 empty] | 1 |  | KIT 76-NSK NLX INBULIT MM KIT FOR ALL GNATUS G8/G4/TOP/GNATUS G3 PLUS CHAIR WO REMOVING AIRROTOR POINT
IM05507 | Kit 79-Inbuilt Scaler Accessorises Required For Wood Packerã?Â V2 Led V3 Led Scaler With Star/Aspire Chair | KIT79INBUILTSCALERWSTAR |  | A Class |  |  | I-Inventory | FG-Finish Good | R | Spares | Installation Kit | Dental Equiment | Main Location | 90184900 |  | FIFO | Indian Product | [8 empty] | 0 | 0 | 0 | 1 | 0 | 0 | [7 empty] | 1 |  | KIT 79-INBUILT SCALER ACCESSORISES REQUIRED FOR WOOD PACKERÃ?Â V2 LED V3 LED SCALER WITH STAR/ASPIRE CHAIR
IM05508 | Kit 88-For V-Max 450/1250/1450 Suction-For Chinese Chair (Star/Planet/Galaxy Plus/Runyes Inova Gold/Runyes Inova Pad/Peado/Aspire) | KIT88VMAXSUCTION |  | A Class |  |  | I-Inventory | FG-Finish Good | R | Spares | Installation Kit | Dental Equiment | Main Location | 90184900 |  | FIFO | Indian Product | [8 empty] | 0 | 0 | 0 | 1 | 0 | 0 | [7 empty] | 1 |  | KIT 88-FOR VMAX 450/1250/1450 SUCTION-FOR CHINESE CHAIR (Star/Planet/Galaxy Plus/Runyes Inova Gold/Runyes Inova Pad/Peado/Aspire)
IM05509 | Kit 92-Anthos X-Ray W/M | KIT92ANTHOSXRAY |  | A Class |  |  | I-Inventory | FG-Finish Good | R | Spares | Installation Kit | Dental Equiment | Main Location | 90229090 |  | FIFO | Indian Product | [8 empty] | 0 | 0 | 0 | 1 | 0 | 0 | [7 empty] | 1 |  | KIT 92-ANTHOS X-RAY W/M
IM05510 | Kit For V-Max 450/1250/1450 High Suction Separarely Kit For Star Chair/Galaxy Chair Model | KITVMAX |  | A Class |  |  | I-Inventory | FG-Finish Good | C | Spares | Installation Kit | Dental Equiment | Main Location |  |  | FIFO | Indian Product | [8 empty] | 0 | 0 | 0 | 1 | 0 | 0 | [7 empty] | 1 |  | KIT for Vmax 450/1250/1450 HIGH SUCTION SEPARARELY KIT FOR STAR CHAIR/GALAXY CHAIR MODEL
IM05511 | Kit-103 Nsk 700L Timax F/O Handpiece With All Chairs | KIT103NSK700L TIMAXFOHP |  | A Class |  |  | I-Inventory | FG-Finish Good | C | Spares | Installation Kit | Dental Equiment | Main Location | 90330000 |  | FIFO | Indian Product | [8 empty] | 0 | 0 | 0 | 1 | 0 | 0 | [7 empty] | 1 |  | KIT-103 NSK 700L TIMAX F/O HANDPIECE WITH ALL CHAIRS
IM05512 | Kit Spares Parts-V-Max Suction Reducer | 148052KSPSUCTIONREDUCER |  | A Class |  |  | I-Inventory | FG-Finish Good | R | Spares | Installation Kit-Spares | Dental Equiment | Main Location | 90330000 |  | FIFO | Indian Product | [8 empty] | 0 | 0 | 0 | 1 | 0 | 0 | [7 empty] | 1 |  | KSP/V-MAX SUCTION REDUCER
IM05513 | Kit Spares Parts-3 Core Wire | 148052K3COREWIRE |  | A Class |  |  | I-Inventory | FG-Finish Good | R | Spares | Installation Kit-Spares | Dental Equiment | Main Location | 90330000 |  | FIFO | Indian Product | [8 empty] | 0 | 0 | 0 | 1 | 0 | 0 | [7 empty] | 1 |  | KSP-3 CORE WIRE
IM05514 | Kit Spares Parts-3 Pin Top 5Amp | 1480523PINTOP5AMP |  | A Class |  |  | I-Inventory | FG-Finish Good | C | Spares | Installation Kit-Spares | Dental Equiment | Main Location | 90330000 |  | FIFO | Indian Product | [8 empty] | 0 | 0 | 0 | 1 | 0 | 0 | [7 empty] | 1 |  | KSP-3 PIN TOP 5AMP
IM05515 | Kit Spares Parts-6 Core Wire | 148052K6CORE |  | A Class |  |  | I-Inventory | FG-Finish Good | C | Spares | Installation Kit-Spares | Dental Equiment | Main Location | 90330000 |  | FIFO | Indian Product | [8 empty] | 0 | 0 | 0 | 1 | 0 | 0 | [7 empty] | 1 |  | KSP-6 CORE WIRE
IM05516 | Kit Spares Parts-Avanya Chair Straight Joint 6Mm To 8Mm | KSP-AVANYA CHAIR STRAIGHT JOINT 6MM TO 8MM |  | A Class |  |  | I-Inventory | FG-Finish Good | R | Spares | Installation Kit-Spares | Dental Equiment | Main Location | 90330000 |  | FIFO | Indian Product | [8 empty] | 0 | 0 | 0 | 1 | 0 | 0 | [7 empty] | 1 |  | KSP-AVANYA CHAIR STRAIGHT JOINT 6MM TO 8MM
IM05517 | Kit Spares Parts-Gnatus Over Head Arm With Air Switch And With Lock | 148052KSPAIRSWITCH |  | A Class |  |  | I-Inventory | FG-Finish Good | R | Spares | Installation Kit-Spares | Dental Equiment | Main Location | 90330000 |  | FIFO | Indian Product | [8 empty] | 0 | 0 | 0 | 1 | 0 | 0 | [7 empty] | 1 |  | KSP-GNATUS OVER HEAD ARM WITH AIR SWITCH AND WITH LOCK
IM05518 | Kit Spares Parts-Inbuilt Micro Motor Control Panel | 148052CONTROLPANEL |  | A Class |  |  | I-Inventory | FG-Finish Good | R | Spares | Installation Kit-Spares | Dental Equiment | Main Location | 90330000 |  | FIFO | Indian Product | [8 empty] | 0 | 0 | 0 | 1 | 0 | 0 | [7 empty] | 1 |  | KSP-INBUILT MICRO MOTOR CONTROL PANEL
IM05519 | Kit Spares Parts-Power Cord For Chair | 148052KPOWERCORD |  | A Class |  |  | I-Inventory | FG-Finish Good | C | Spares | Installation Kit-Spares | Dental Equiment | Main Location | 90330000 |  | FIFO | Indian Product | [8 empty] | 0 | 0 | 0 | 1 | 0 | 0 | [7 empty] | 1 |  | KSP-POWER CORD FOR CHAIR
IM05520 | Kit Spares Parts-Vibration Control For Nsk Inbuilt Scaler | 148052VIBCNTR |  | A Class |  |  | I-Inventory | FG-Finish Good | C | Spares | Installation Kit-Spares | Dental Equiment | Main Location | 90330000 |  | FIFO | Indian Product | [8 empty] | 0 | 0 | 0 | 1 | 0 | 0 | [7 empty] | 1 |  | KSP-VIBRATION CONTROL FOR NSK INBUILT SCALER
IM05521 | Kit Spares Parts-Micro On /Off Switch | 148052MICONOFFSWITCH |  | A Class |  |  | I-Inventory | FG-Finish Good | R | Spares | Installation Kit-Spares | Dental Equiment | Main Location | 90330000 |  | FIFO | Indian Product | [8 empty] | 0 | 0 | 0 | 1 | 0 | 0 | [7 empty] | 1 |  | KSP-MICRO ON /OFF SWITCH
IM05522 | Kit Spares Parts- Tube Reducer 15M/M To10 M/M | 148052TUBEREDUCER |  | A Class |  |  | I-Inventory | FG-Finish Good | R | Spares | Installation Kit-Spares | Dental Equiment | Main Location | 90330000 |  | FIFO | Indian Product | [8 empty] | 0 | 0 | 0 | 1 | 0 | 0 | [7 empty] | 1 |  | KSP- TUBE REDUCER 15M/M TO10 M/M
IM05523 | Kit Spares Parts-Air Filter 2000/Nozzle 6/8 | 148052AIRFILTERNOZZLE68 |  | A Class |  |  | I-Inventory | FG-Finish Good | C | Spares | Installation Kit-Spares | Dental Equiment | Main Location | 90330000 |  | FIFO | Indian Product | [8 empty] | 0 | 0 | 0 | 1 | 0 | 0 | [7 empty] | 1 |  | Ksp-Air Filter 2000/Nozzle 6/8
IM05524 | Kit Spares Parts-2 Core Wire | KSP-2 Core wire |  | A Class |  |  | I-Inventory | TG-Trading Good |  | Spares | Installation Kit-Spares | Dental Equiment | Main Location |  |  | FIFO | Indian Product | [8 empty] | 0 | 0 | 0 | 1 | 0 | 0 | [7 empty] | 1 |  | KSP-2 Core wire
IM05525 | Kit Spares Parts-24 Volt Relay | 14805224VRELAY |  | A Class |  |  | I-Inventory | FG-Finish Good | C | Spares | Installation Kit-Spares | Dental Equiment | Main Location | 90330000 |  | FIFO | Indian Product | [8 empty] | 0 | 0 | 0 | 1 | 0 | 0 | [7 empty] | 1 |  | KSP-24 VOLT RELAY
IM05526 | Kit Spares Parts-3 Core Wire | 1480523COREWIRE |  | A Class |  |  | I-Inventory | FG-Finish Good | R | Spares | Installation Kit-Spares | Dental Equiment | Main Location | 90330000 |  | FIFO | Indian Product | [8 empty] | 0 | 0 | 0 | 1 | 0 | 0 | [7 empty] | 1 |  | KSP-3 CORE WIRE
IM05527 | Kit Spares Parts-6 X 8 Air Tubing | 1480526X8TUBING |  | A Class |  |  | I-Inventory | FG-Finish Good | C | Spares | Installation Kit-Spares | Dental Equiment | Main Location | 90330000 |  | FIFO | Indian Product | [8 empty] | 0 | 0 | 0 | 1 | 0 | 0 | [7 empty] | 1 |  | KSP-6 X 8 AIR TUBING
IM05528 | Kit Spares Parts-Micromotor Eng. Straight Cord | 148052STRAIGHTCORD |  | A Class |  |  | I-Inventory | FG-Finish Good | R | Spares | Installation Kit-Spares | Dental Equiment | Main Location | 90330000 |  | FIFO | Indian Product | [8 empty] | 0 | 0 | 0 | 1 | 0 | 0 | [7 empty] | 1 |  | Ksp-Micromotor Eng. Straight Cord
IM05529 | Kit Spares Parts-Power Cord For Chair 15 Amp | 148052POWERCORD15AMP |  | A Class |  |  | I-Inventory | FG-Finish Good | R | Spares | Installation Kit-Spares | Dental Equiment | Main Location | 90330000 |  | FIFO | Indian Product | [5 empty] | . |  |  | 0 | 0 | 0 | 1 | 0 | 0 | [7 empty] | 1 |  | KSP-POWER CORD FOR CHAIR 15 AMP
IM05530 | Kit Spares Parts-Suction Nozzle | 148052SUCTIONNOZZLE |  | A Class |  |  | I-Inventory | FG-Finish Good | R | Spares | Installation Kit-Spares | Dental Equiment | Main Location | 90330000 |  | FIFO | Indian Product | [8 empty] | 0 | 0 | 0 | 1 | 0 | 0 | [7 empty] | 1 |  | Ksp-Suction Nozzle
IM05531 | API-PMT D/E (Set Of 3) | PMT D/E (SET OF 3) |  | A Class |  |  | I-Inventory | FG-Finish Good | R | Equipment | PMT | Dental Equiment | Main Location | 90184900 |  | FIFO | API | [8 empty] | 0 | 0 | 0 | 1 | 0 | 0 | [7 empty] | 1 |  | PMT D/E (SET OF 3)
IM05532 | API-PMT S/E (Set Of 3) | PMT S/E (SET OF 3) |  | A Class |  |  | I-Inventory | FG-Finish Good | R | Equipment | PMT | Dental Equiment | Main Location | 90184900 |  | FIFO | API | [8 empty] | 0 | 0 | 0 | 1 | 0 | 0 | [7 empty] | 1 |  | PMT S/E (SET OF 3)
IM05533 | API-Lubrication Spray | LUBRICATION SPRAY |  | A Class |  |  | I-Inventory | FG-Finish Good | R | Consumables | Oil Bottle | Dental Equiment | Main Location | 3403 |  | FIFO | API | [8 empty] | 0 | 0 | 0 | 1 | 0 | 0 | [7 empty] | 1 |  | LUBRICATION SPRAY
IM05534 | API-Luxatome (Set Of 4) | LUXATOME (SET OF 4) |  | A Class |  |  | I-Inventory | FG-Finish Good | R | Equipment | Elevator | Dental Equiment | Main Location | 90184900 |  | FIFO | API | [8 empty] | 0 | 0 | 0 | 1 | 0 | 0 | [7 empty] | 1 |  | LUXATOME (SET OF 4)
IM05535 | API-Luxatome (Set Of 9) | LUXATOME (SET OF 9) |  | A Class |  |  | I-Inventory | FG-Finish Good | R | Equipment | Elevator | Dental Equiment | Main Location | 90184900 |  | FIFO | API | [8 empty] | 0 | 0 | 0 | 1 | 0 | 0 | [7 empty] | 1 |  | LUXATOME (SET OF 9)
IM05536 | API-New Clinic Setup Kit (Package I) | APIKITI |  | A Class |  |  | I-Inventory | FG-Finish Good | R | Equipment | Package | Dental Equiment | Main Location | 90184900 |  | FIFO | API | [8 empty] | 0 | 0 | 0 | 1 | 0 | 0 | [7 empty] | 1 |  | NEW CLINIC SETUP KIT (PACKAGE I)
IM05537 | API-New Clinic Setup Kit (Package II) | APIKITII |  | A Class |  |  | I-Inventory | FG-Finish Good | R | Equipment | Package | Dental Equiment | Main Location | 90184900 |  | FIFO | API | [8 empty] | 0 | 0 | 0 | 1 | 0 | 0 | [7 empty] | 1 |  | NEW CLINIC SETUP KIT (PACKAGE II)
IM05538 | API-Oral Surgical Instrument (Set Of 10) | ORAL SURGICAL INSTRUMENT (SET OF 10) |  | A Class |  |  | I-Inventory | FG-Finish Good | R | Equipment | Oral Surgery | Dental Equiment | Main Location | 90184900 |  | FIFO | API | [8 empty] | 0 | 0 | 0 | 1 | 0 | 0 | [7 empty] | 1 |  | ORAL SURGICAL INSTRUMENT (SET OF 10)
IM05539 | API-Perio Scaler (Set Of 8) | PERIO SCALER (SET OF 8) |  | A Class |  |  | I-Inventory | FG-Finish Good | R | Equipment | Scaler | Dental Equiment | Main Location | 90184900 |  | FIFO | API | [8 empty] | 0 | 0 | 0 | 1 | 0 | 0 | [7 empty] | 1 |  | PERIO SCALER (SET OF 8)
IM05540 | Intral Oral Camera-Acteon- IOC Model SOPROCARE | 193032SOPRCARE |  | A Class |  |  | I-Inventory | FG-Finish Good | R | Equipment | Intra Oral Camera | CAD CAM | Main Location | 90184900 |  | FIFO | Acteon India | [8 empty] | 0 | 0 | 0 | 1 | 0 | 0 | [7 empty] | 1 |  | AC/IOC/MC/ACTEON/INTRA ORAL CAM/SOPROCARE
IM05541 | Intra Oral Camera- Cristofolio IOC Model Easy with Wifi | 116032IOCEASYWIFI |  | A Class |  |  | I-Inventory | FG-Finish Good | R | Equipment | Intra Oral Camera | Dental Equiment | Main Location | 90184900 |  | FIFO | Cristofolio | [8 empty] | 0 | 0 | 0 | 1 | 0 | 0 | [7 empty] | 1 |  | CR/IOC/MC/INTRA ORAL CAMERA MODEL EASY WITH WI-FI
IM05542 | Intra Oral Camera- Cristofolio IOC Cam Model Easy | 116032IOCEASY |  | A Class |  |  | I-Inventory | FG-Finish Good | R | Equipment | Intra Oral Camera | Dental Equiment | Main Location | 90184900 |  | FIFO | Cristofolio | [8 empty] | 0 | 0 | 0 | 1 | 0 | 0 | [7 empty] | 1 |  | CR/IOC/MC/IO CAM MODEL EASY
IM05543 | Intra Oral Camera- Accordex Camera With 17 Inch TFT AIC5888A | 14701617AIC5888A |  | A Class |  |  | I-Inventory | FG-Finish Good | R | Equipment | Intra Oral Camera | Dental Equiment | Main Location | 90184900 |  | FIFO | Accordex | [8 empty] | 0 | 0 | 0 | 1 | 0 | 0 | [7 empty] | 1 |  | AC/IOC/AC/ACCX/INTRA ORAL CAM WITH 17 INCH TFT AIC5888A
IM05544 | Intra Oral Camera- Codyson CAM Model WS 650 | 115016WS650 |  | A Class |  |  | I-Inventory | FG-Finish Good | R | Equipment | Intra Oral Camera | Dental Equiment | Main Location | 90184900 |  | FIFO | Codyson | [8 empty] | 0 | 0 | 0 | 1 | 0 | 0 | [7 empty] | 1 |  | CO/IOC/MC/CODYSON IO CAM MODEL WS-650
IM05545 | Intra Oral Camera- Codyson USB Cam Model WS-716 | 115016WS716 |  | A Class |  |  | I-Inventory | FG-Finish Good | R | Equipment | Intra Oral Camera | Dental Equiment | Main Location | 90184900 |  | FIFO | Codyson | [8 empty] | 0 | 0 | 0 | 1 | 0 | 0 | [7 empty] | 1 |  | CO/IOC/MC/CODYSON USB IO CAM MODEL WS-716
IM05546 | Intra Oral Camera-TJ Dental-Intra Oral Cam With TFT | 191032IOCWITHTFT |  | A Class |  |  | I-Inventory | FG-Finish Good | R | Equipment | Intra Oral Camera | Dental Equiment | Main Location | 90184900 |  | FIFO | TJ Dental | [8 empty] | 0 | 0 | 0 | 1 | 0 | 0 | [7 empty] | 1 |  | TD/IOC/AC/TJ DENTAL/INTRA ORAL CAM WITH TFT
IM05547 | Intra Oral Camera-TJ Dental USB Intra Oral Cam | 191032IOCUSB |  | A Class |  |  | I-Inventory | FG-Finish Good | R | Equipment | Intra Oral Camera | Dental Equiment | Main Location | 90184900 |  | FIFO | TJ Dental | [8 empty] | 0 | 0 | 0 | 1 | 0 | 0 | [7 empty] | 1 |  | TD/IOC/AC/TJ DENTAL/USB INTRA ORAL CAM
IM05548 | Intra Oral Camera Spares-Accordex Camera Remote | 147016IOCREMOTE |  | A Class |  |  | I-Inventory | FG-Finish Good | R | Spares | Intra Oral Camera-Spares | Dental Equiment | Main Location | 90330000 |  | FIFO | Accordex | [8 empty] | 0 | 0 | 0 | 1 | 0 | 0 | [7 empty] | 1 |  | AC/IOC/AC/ACCX INTRA ORAL CAMERA REMOTE
IM05549 | Intra Oral Camera Spares-Accordex TPC TFT Monitor Pen Drive | 147032TFTMONITORPENDRIVE |  | A Class |  |  | I-Inventory | FG-Finish Good | R | Spares | Intra Oral Camera-Spares | Dental Equiment | Main Location | 90330000 |  | FIFO | Accordex | [8 empty] | 0 | 0 | 0 | 1 | 0 | 0 | [7 empty] | 1 |  | AC/IOC/AC/ACCX TPC TFT MONITOR PEN DRIVE
IM05550 | Intra Oral Camera Spares-Accordex TPC TFT Monitor Stand | 147032TFTMONITORSTAND |  | A Class |  |  | I-Inventory | FG-Finish Good | R | Spares | Intra Oral Camera-Spares | Dental Equiment | Main Location | 90330000 |  | FIFO | Accordex | [8 empty] | 0 | 0 | 0 | 1 | 0 | 0 | [7 empty] | 1 |  | AC/IOC/AC/ACCX TPC TFT MONITOR STAND
IM05551 | Intra Oral Camera Spares-Accordex Camera Without Monitor | 147016WOMONITOR |  | A Class |  |  | I-Inventory | FG-Finish Good | R | Spares | Intra Oral Camera-Spares | Dental Equiment | Main Location | 90184900 |  | FIFO | Accordex | [8 empty] | 0 | 0 | 0 | 1 | 0 | 0 | [7 empty] | 1 |  | AC/IOC/AC/ACCX/INTRA ORAL CAM WO MONITOR
IM05552 | Intra Oral Camera Spares-Accordex Camera Connecting Cable | 147016IOCCABLE |  | A Class |  |  | I-Inventory | FG-Finish Good | R | Spares | Intra Oral Camera-Spares | Dental Equiment | Main Location | 90330000 |  | FIFO | Accordex | [8 empty] | 0 | 0 | 0 | 1 | 0 | 0 | [7 empty] | 1 |  | AC/IOC/AC/ACCX/INTRA ORAL CAMERA CONNECTING CABLE
IM05553 | Intra Oral Camera Spares-Accordex Camera Holder | 147016IOCHOLDER |  | A Class |  |  | I-Inventory | FG-Finish Good | R | Spares | Intra Oral Camera-Spares | Dental Equiment | Main Location |  |  | FIFO | Accordex | [8 empty] | 0 | 0 | 0 | 1 | 0 | 0 | [7 empty] | 1 |  | AC/IOC/AC/ACCX/INTRA ORAL CAMERA HOLDER
IM05554 | Intra Oral Camera Spares-Cristofolio- Adapter | 116016IOCADAPTER |  | A Class |  |  | I-Inventory | FG-Finish Good | R | Spares | Intra Oral Camera-Spares | Dental Equiment | Main Location | 90330000 |  | FIFO | Cristofolio | [8 empty] | 0 | 0 | 0 | 1 | 0 | 0 | [7 empty] | 1 |  | Cr/Sp/Intra Oral Camera Adapter
IM05555 | Intra Oral Camera Spares-Cristofolio- Adaptor Conversion Plug | 116016CONVERSIONPLUG |  | A Class |  |  | I-Inventory | FG-Finish Good | R | Spares | Intra Oral Camera-Spares | Dental Equiment | Main Location | 90330000 |  | FIFO | Cristofolio | [8 empty] | 0 | 0 | 0 | 1 | 0 | 0 | [7 empty] | 1 |  | Cr/Sp/Intra Oral Camera Adaptor Conversion Plug
IM05556 | Intra Oral Camera Spares-Cristofolio- AV Cable | 116016AVCABLE |  | A Class |  |  | I-Inventory | FG-Finish Good | R | Spares | Intra Oral Camera-Spares | Dental Equiment | Main Location | 90330000 |  | FIFO | Cristofolio | [8 empty] | 0 | 0 | 0 | 1 | 0 | 0 | [7 empty] | 1 |  | Cr/Sp/Intra Oral Camera AV Cable
IM05557 | Intra Oral Camera Spares-Cristofolio- AV LCD Cable | 116016LCDCABLE |  | A Class |  |  | I-Inventory | FG-Finish Good | R | Spares | Intra Oral Camera-Spares | Dental Equiment | Main Location | 90330000 |  | FIFO | Cristofolio | [8 empty] | 0 | 0 | 0 | 1 | 0 | 0 | [7 empty] | 1 |  | Cr/Sp/Intra Oral Camera AV LCD Cable
IM05558 | Intra Oral Camera Spares-Cristofolio- Battery | 116016IOCBATTERY |  | A Class |  |  | I-Inventory | FG-Finish Good | R | Spares | Intra Oral Camera-Spares | Dental Equiment | Main Location | 90330000 |  | FIFO | Cristofolio | [8 empty] | 0 | 0 | 0 | 1 | 0 | 0 | [7 empty] | 1 |  | Cr/Sp/Intra Oral Camera Battery
IM05559 | Intra Oral Camera Spares-Cristofolio- LCD | 116016IOCLCD |  | A Class |  |  | I-Inventory | FG-Finish Good | R | Spares | Intra Oral Camera-Spares | Dental Equiment | Main Location | 90330000 |  | FIFO | Cristofolio | [8 empty] | 0 | 0 | 0 | 1 | 0 | 0 | [7 empty] | 1 |  | Cr/Sp/Intra Oral Camera LCD
IM05560 | Intra Oral Camera Spares-Cristofolio- Handpiece Camera | 116016IOCHANDPIECE |  | A Class |  |  | I-Inventory | FG-Finish Good | R | Spares | Intra Oral Camera-Spares | Dental Equiment | Main Location | 90330000 |  | FIFO | Cristofolio | [8 empty] | 0 | 0 | 0 | 1 | 0 | 0 | [7 empty] | 1 |  | Cr/Sp/Intra Oral IOC Handpiece Camera
IM05561 | Intra Oral Scanner-3 Shape-Dental Imaging Sys. Model Trios 3 Color Pod /Cdu | 159064TRIOS3COLORPODCDU |  | A Class |  |  | I-Inventory | FG-Finish Good | R | Equipment | Intra Oral Scanner | CAD CAM | Main Location | 90184900 |  | FIFO | 3 Shape | [8 empty] | 0 | 0 | 0 | 1 | 0 | 0 | [7 empty] | 1 |  | 3SHAPE/MS/DENTAL IMAGING SYS. MODEL TRIOS 3 COLOR POD /CDU
IM05562 | Intra Oral Scanner-3 Shape-Dental Imaging System Model Trios 3 Color Pod W/L | 159064TRIOS3COLORPODWL |  | A Class |  |  | I-Inventory | FG-Finish Good | R | Equipment | Intra Oral Scanner | CAD CAM | Main Location | 90184900 |  | FIFO | 3 Shape | [8 empty] | 0 | 0 | 0 | 1 | 0 | 0 | [7 empty] | 1 |  | 3SHAPE/MS/DENTAL IMAGING SYSTEM MODEL TRIOS 3 COLOR POD W/L
IM05563 | Intra Oral Scanner-3 Shape-Dental Imaging System Model Trios 3 Color Pod W/L(Rep) | 159064TRIOS3COLORPODWLREP |  | A Class |  |  | I-Inventory | FG-Finish Good | R | Equipment | Intra Oral Scanner | CAD CAM | Main Location | 90184900 |  | FIFO | 3 Shape | [8 empty] | 0 | 0 | 0 | 1 | 0 | 0 | [7 empty] | 1 |  | 3SHAPE/MS/DENTAL IMAGING SYSTEM MODEL TRIOS 3 COLOR POD W/L(REP)
IM05564 | Intra Oral Scanner-3 Shape-Dental Imaging System Mod. Trios 3 Color Move | 159064TRIOS3COLORMOVE |  | A Class |  |  | I-Inventory | FG-Finish Good | R | Equipment | Intra Oral Scanner | CAD CAM | Main Location | 90184900 |  | FIFO | 3 Shape | [8 empty] | 0 | 0 | 0 | 1 | 0 | 0 | [7 empty] | 1 |  | 3SHAPE/3SN/MS/DENTAL IMAGING SYSTEM MOD. TRIOS 3 COLOR MOVE
IM05565 | Intra Oral Scanner-3 Shape-Dental Imaging System Mod Trios 3 Color Pod Base-CDU | 159046PODBASE |  | A Class |  |  | I-Inventory | FG-Finish Good | R | Equipment | Intra Oral Scanner | CAD CAM | Main Location | 90184900 |  | FIFO | 3 Shape | [8 empty] | 0 | 0 | 0 | 1 | 0 | 0 | [7 empty] | 1 |  | 3SHAPE/MS/DENTAL IMAGING SYS. MOD TRIOS 3 COLOR POD BASE/CDU
IM05566 | Intra Oral Scanner-3 Shape-Dental Imaging System Model Trios | 159064TRIOSCOLORPOD |  | A Class |  |  | I-Inventory | FG-Finish Good | R | Equipment | Intra Oral Scanner | CAD CAM | Main Location | 90184900 |  | FIFO | 3 Shape | [8 empty] | 0 | 0 | 0 | 1 | 0 | 0 | [7 empty] | 1 |  | 3SHAPE/MS/DENTAL IMAGING SYSTEM MODEL TRIOS
IM05567 | Intra Oral Scanner-3 Shape-Dental Imaging System Model Trios 3 Color Cart | 159064TRIOS3COLORCART |  | A Class |  |  | I-Inventory | FG-Finish Good | R | Equipment | Intra Oral Scanner | CAD CAM | Main Location | 90184900 |  | FIFO | 3 Shape | [8 empty] | 0 | 0 | 0 | 1 | 0 | 0 | [7 empty] | 1 |  | 3SHAPE/MS/DENTAL IMAGING SYSTEM MODEL TRIOS 3 COLOR CART
IM05568 | Intra Oral Scanner-3 Shape-Dental Imaging System Model Trios 3 Color Cart Edu | 159064TRIOS3COLORCARTEDU |  | A Class |  |  | I-Inventory | TG-Trading Good |  | Equipment | Intra Oral Scanner | CAD CAM | Main Location | 90184900 |  | FIFO | 3 Shape | [8 empty] | 0 | 0 | 0 | 1 | 0 | 0 | [7 empty] | 1 |  | 3SHAPE/MS/DENTAL IMAGING SYSTEM MODEL TRIOS 3 COLOR CART EDU
IM05569 | Intra Oral Scanner-3 Shape-Dental Imaging System Model Trios 3 Color Cart Wireless | 159064TRIOS3COLORCARTWL |  | A Class |  |  | I-Inventory | FG-Finish Good | R | Equipment | Intra Oral Scanner | CAD CAM | Main Location | 90221300 |  | FIFO | 3 Shape | [8 empty] | 0 | 0 | 0 | 1 | 0 | 0 | [7 empty] | 1 |  | 3SHAPE/MS/DENTAL IMAGING SYSTEM MODEL TRIOS 3 COLOR CART WIRELESS
IM05570 | Intra Oral Scanner-3 Shape-Dental Imaging System Model Trios 3 Color Pod | 159064TRIOS3COLORPOD |  | A Class |  |  | I-Inventory | FG-Finish Good | R | Equipment | Intra Oral Scanner | CAD CAM | Main Location | 90184900 |  | FIFO | 3 Shape | [8 empty] | 0 | 0 | 0 | 1 | 0 | 0 | [7 empty] | 1 |  | 3SHAPE/MS/DENTAL IMAGING SYSTEM MODEL TRIOS 3 COLOR POD
IM05571 | Intra Oral Scanner-3 Shape-Dental Imaging System Model Trios Color Cart | 159064TRIOSCOLORCART |  | A Class |  |  | I-Inventory | FG-Finish Good | R | Equipment | Intra Oral Scanner | CAD CAM | Main Location | 90184900 |  | FIFO | 3 Shape | [8 empty] | 0 | 0 | 0 | 1 | 0 | 0 | [7 empty] | 1 |  | 3SHAPE/MS/DENTAL IMAGING SYSTEM MODEL TRIOS COLOR CART
IM05572 | Intra Oral Scanner-3 Shape-Dental Imaging System Model Trios Color Pod | 159064IMGTRIOSCOLORPOD |  | A Class |  |  | I-Inventory | FG-Finish Good | R | Equipment | Intra Oral Scanner | CAD CAM | Main Location | 90184900 |  | FIFO | 3 Shape | [5 empty] | TRIOS enables you to be more efficient, more precise and your patients more comfortable through fast, easy and documented accurate digital color impressions. As an open system, you can combine a seamless digital workflow with labs, coupled with same day dentistry for one stop visits with our TRIOS Practice Lab software |  |  | 0 | 0 | 0 | 1 | 0 | 0 | [7 empty] | 1 |  | 3SHAPE/MS/DENTAL IMAGING SYSTEM MODEL TRIOS COLOR POD
IM05573 | Intra Oral Scanner-3 Shape-Dental Imaging System Model Trios Std Pod. | 159064TRIOSSTDPOD |  | A Class |  |  | I-Inventory | FG-Finish Good | R | Equipment | Intra Oral Scanner | CAD CAM | Main Location | 997339 |  | FIFO | 3 Shape | [8 empty] | 0 | 0 | 0 | 1 | 0 | 0 | [7 empty] | 1 |  | 3SHAPE/MS/DENTAL IMAGING SYSTEM MODEL TRIOS STD POD.
IM05574 | Intra Oral Scanner-3Shape- Dental Imaging System Model Trios 3 Color Move (Rep) | 159064TRIOS3COLORMOVEREP |  | A Class |  |  | I-Inventory | FG-Finish Good | R | Equipment | Intra Oral Scanner | CAD CAM | Main Location | 90184900 |  | FIFO | 3 Shape | [8 empty] | 0 | 0 | 0 | 1 | 0 | 0 | [7 empty] | 1 |  | Intra Oral Scanner-3Shape- Dental Imaging System Model Trios 3 Color Move (REP)
IM05575 | Intra Oral Scanner-3Shape- Dental Imaging System Model Trios 3 Mono Pod | 159064TRIOS3MONOPOD |  | A Class |  |  | I-Inventory | FG-Finish Good | R | Equipment | Intra Oral Scanner | CAD CAM | Main Location | 90184900 |  | FIFO | 3 Shape | [8 empty] | 0 | 0 | 0 | 1 | 0 | 0 | [7 empty] | 1 |  | Intra Oral Scanner-3Shape- Dental Imaging System Model Trios 3 Mono POD
IM05576 | Intra Oral Scanner-3Shape- Dental Imaging System Model Trios 3 Ortho Pod | 159064TRIOS3ORTHOPOD |  | A Class |  |  | I-Inventory | FG-Finish Good | R | Equipment | Intra Oral Scanner | CAD CAM | Main Location | 90184900 |  | FIFO | 3 Shape | [8 empty] | 0 | 0 | 0 | 1 | 0 | 0 | [7 empty] | 1 |  | Intra Oral Scanner-3Shape- Dental Imaging System Model Trios 3 Ortho POD
IM05577 | Intra Oral Scanner-3Shape- Dental Imaging System Model Trios 3 Ortho Pod Education | 159064TRIOS3ORTHOPODEDU |  | A Class |  |  | I-Inventory | FG-Finish Good | R | Equipment | Intra Oral Scanner | CAD CAM | Main Location | 90184900 |  | FIFO | 3 Shape | [8 empty] | 0 | 0 | 0 | 1 | 0 | 0 | [7 empty] | 1 |  | Intra Oral Scanner-3Shape- Dental Imaging System Model Trios 3 Ortho POD Education
IM05578 | Intra Oral Scanner-3Shape- Dental Imaging System Model Trios 3 Pod Wireless | 159064TRIOS3PODWL |  | A Class |  |  | I-Inventory | FG-Finish Good | R | Equipment | Intra Oral Scanner | CAD CAM | Main Location | 90184900 |  | FIFO | 3 Shape | [8 empty] | 0 | 0 | 0 | 1 | 0 | 0 | [7 empty] | 1 |  | Intra Oral Scanner-3Shape- Dental Imaging System Model Trios 3 POD Wireless
IM05579 | Intra Oral Scanner-3 Shape- Dental Imaging System Model Trios 3 Color Head P13(REP) | 159064HEADP13REP |  | A Class |  |  | I-Inventory | FG-Finish Good | R | Equipment | Intra Oral Scanner | CAD CAM | Main Location | 90184900 |  | FIFO | 3 Shape | [8 empty] | 0 | 0 | 0 | 1 | 0 | 0 | [7 empty] | 1 |  | 3SHAPE/3SN/MC/DENTAL IMAGING SYS TRIOS COLOR HEAD P13 (REP)
IM05580 | Intral Oral Scanner- 3 Disc- Dental Imaging System Model Heron | 213064SCANNERHERON |  | A Class |  |  | I-Inventory | FG-Finish Good | R | Equipment | Intra Oral Scanner | CAD CAM | Main Location | 90184900 |  | FIFO | 3 Disc | [8 empty] | 0 | 0 | 0 | 1 | 0 | 0 | [7 empty] | 1 |  | 3DISC/SN/MC/DENTAL IMAGING SYSTEM MODEL HERON
IM05581 | Intral Oral Scanner- 3 Shape- Dental Imaging System Model Trios 3 Color POD Wireless | Intra Oral Scanner |  | A Class |  |  | I-Inventory | FG-Finish Good | R | Equipment | Intra Oral Scanner | CAD CAM | Main Location | 90184900 |  | FIFO | 3 Shape | [8 empty] | 0 | 0 | 0 | 1 | 0 | 0 | [7 empty] | 1 |  | 3SHAPE/3SN/MC/DENTAL IMAGING SYSTEM MOD.TRIOS 3 COLOR POD EDU
IM05582 | Intral Oral Scanner- 3 Shape- Dental Imaging System Model Trios 3 Color POD Wireless Educational | Intra Oral Scanner |  | A Class |  |  | I-Inventory | FG-Finish Good | R | Equipment | Intra Oral Scanner | CAD CAM | Main Location | 90184900 |  | FIFO | 3 Shape | [8 empty] | 0 | 0 | 0 | 1 | 0 | 0 | [7 empty] | 1 |  | 3SHAPE/3SN/MC/DENTAL IMAGING SYSTEM MOD.TRIOS 3 COLOR POD W/L EDU
IM05583 | Intral Oral Scanner- 3 Shape- Dental Imaging System Model Trios 4 Color POD Wireless | Intra Oral Scanner |  | A Class |  |  | I-Inventory | FG-Finish Good | R | Equipment | Intra Oral Scanner | CAD CAM | Main Location | 90184900 |  | FIFO | 3 Shape | [8 empty] | 0 | 0 | 0 | 1 | 0 | 0 | [7 empty] | 1 |  | 3SHAPE/3SN/MC/DENTAL IMAGING SYSTEM MOD.TRIOS 4 COLOR POD W/L
IM05584 | Intral Oral Scanner- 3 Shape- Dental Imaging System Model Trios 4 Color POD Wireless Educational | Intra Oral Scanner |  | A Class |  |  | I-Inventory | FG-Finish Good | R | Equipment | Intra Oral Scanner | CAD CAM | Main Location | 90184900 |  | FIFO | 3 Shape | [8 empty] | 0 | 0 | 0 | 1 | 0 | 0 | [7 empty] | 1 |  | 3SHAPE/3SN/MC/DENTAL IMAGING SYSTEM MOD.TRIOS 4 COLOR POD W/L EDU
IM05585 | Intral Oral Scanner- 3 Shape- Dental Imaging System Model Trios 4 Move Plus | Intra Oral Scanner |  | A Class |  |  | I-Inventory | FG-Finish Good | R | Equipment | Intra Oral Scanner | CAD CAM | Main Location | 90184900 |  | FIFO | 3 Shape | [8 empty] | 0 | 0 | 0 | 1 | 0 | 0 | [7 empty] | 1 |  | 3SHAPE/3SN/MC/DENTAL IMAGING SYSTEM MOD.TRIOS 4 MOVE PLUS
IM05586 | Intra Oral Scanner-3 Shape- Dental Imaging System Model Trios 3 Colour POD Wireless Special Configuration | 159064CPODWLSPCLCONF |  | A Class |  |  | I-Inventory | FG-Finish Good | R | Equipment | Intra Oral Scanner | Dental Equiment | Main Location | 90184900 |  | FIFO | 3 Shape | [8 empty] | 0 | 0 | 0 | 1 | 0 | 0 | [7 empty] | 1 |  | 3SHAPE/3SN/MS/DENTAL IMAGING SYSTEM MODEL TRIOS 3 COLOR POD W/L SPCL CONF.
IM05587 | Intra Oral Scanner-3 Shape- Dental Imging System Model Trios 3 Color Pod (Rep) | 159064TRIOS3COLORPODREP |  | A Class |  |  | I-Inventory | FG-Finish Good | R | Equipment | Intra Oral Scanner | Dental Equiment | Main Location | 90184900 |  | FIFO | 3 Shape | [8 empty] | 0 | 0 | 0 | 1 | 0 | 0 | [7 empty] | 1 |  | Intra Oral Scanner-3 Shape- Dental Imging System Model Trios 3 Color POD (REP)
IM05588 | Intra Oral Scanner-3 Shape- Dental Imging System Model Trios 3 Color Pod Cdu Wireless | 159064TRIOS3COLORPODCDUWL |  | A Class |  |  | I-Inventory | FG-Finish Good | R | Equipment | Intra Oral Scanner | Dental Equiment | Main Location | 90184900 |  | FIFO | 3 Shape | [8 empty] | 0 | 0 | 0 | 1 | 0 | 0 | [7 empty] | 1 |  | Intra Oral Scanner-3 Shape- Dental Imging System Model Trios 3 Color POD CDU Wireless
IM05589 | Intra Oral Scanner-3 Shape- Dental Imging System Model Trios 3 Color Pod Wireless Without Battery & Tips | 159064TRIOS3SPCLCONFWOBTRY |  | A Class |  |  | I-Inventory | FG-Finish Good | R | Equipment | Intra Oral Scanner | Dental Equiment | Main Location | 90184900 |  | FIFO | 3 Shape | [8 empty] | 0 | 0 | 0 | 1 | 0 | 0 | [7 empty] | 1 |  | Intra Oral Scanner-3 Shape- Dental Imging System Model Trios 3 Color POD Wireless without Battery & Tips
IM05590 | Intral Oral Scanner- 3 Shape- Dental Imaging System Model Trios 3 MONO POD/CDU | 159064TRIOS3MONOPODCDU |  | A Class |  |  | I-Inventory | FG-Finish Good | R | Equipment | Intra Oral Scanner | CAD CAM | Main Location | 90184900 |  | FIFO | 3 Shape | [8 empty] | 0 | 0 | 0 | 1 | 0 | 0 | [7 empty] | 1 |  | 3SHAPE/3SN/DENTAL IMAGING SYSTEM MOD.TRIOS 3 MONO POD/CDU
IM05591 | Intra Oral Scanner Spares- Trios 3 Calibration Kit | 159046CALLIBRATIONKIT |  | A Class |  |  | I-Inventory | FG-Finish Good | R | Spares | Intra Oral Scanner-Spares | CAD CAM | Main Location | 90184900 |  | FIFO | 3 Shape | [8 empty] | 0 | 0 | 0 | 1 | 0 | 0 | [7 empty] | 1 |  | Intra Oral Scanner Spares- Trios 3 Calibration Kit
IM05592 | Intra Oral Scanner Spares- Trios 3 Calibration Kit 3D | 159063TRIOS3CALIBRATIONKIT3D |  | A Class |  |  | I-Inventory | FG-Finish Good | C | Spares | Intra Oral Scanner-Spares | CAD CAM | Main Location | 90330000 |  | FIFO | 3 Shape | [8 empty] | 0 | 0 | 0 | 1 | 0 | 0 | [7 empty] | 1 |  | Intra Oral Scanner Spares- Trios 3 Calibration Kit 3D
IM05593 | Intra Oral Scanner Spares-3 Shape-Trios 3-W-Mirroe (Set Of 3) | 159063TRIOSMIRRORSET3 |  | A Class |  |  | I-Inventory | FG-Finish Good | R | Spares | Intra Oral Scanner-Spares | CAD CAM | Main Location | 90184900 |  | FIFO | 3 Shape | [8 empty] | 0 | 0 | 0 | 1 | 0 | 0 | [7 empty] | 1 |  | 3SHAPE/AC/TRIOS 3/W/MIRROE (SET OF 3)
IM05594 | Intra Oral Scanner Spares-3 Shape-Trios Color Cart Handle | 159063CARTHANDLE |  | A Class |  |  | I-Inventory | FG-Finish Good | R | Spares | Intra Oral Scanner-Spares | CAD CAM | Main Location | 90184900 |  | FIFO | 3 Shape | [8 empty] | 0 | 0 | 0 | 1 | 0 | 0 | [7 empty] | 1 |  | 3SHAPE/AC/TRIOS COLOR CART HANDLE
IM05595 | Intra Oral Scanner Spares-3 Shape-Trios-Calibration Kit 3D | 159063TRIOSCALIBRATIONKIT3D |  | A Class |  |  | I-Inventory | FG-Finish Good | C | Spares | Intra Oral Scanner-Spares | CAD CAM | Main Location | 90330000 |  | FIFO | 3 Shape | [8 empty] | 0 | 0 | 0 | 1 | 0 | 0 | [7 empty] | 1 |  | 3SHAPE/AC/TRIOS/CALIBRATION KIT 3D
IM05596 | Intra Oral Scanner Spares-3 Shape-Trios-Ethernet Cable | 159063ETHERNETCABLE |  | A Class |  |  | I-Inventory | FG-Finish Good | R | Spares | Intra Oral Scanner-Spares | CAD CAM | Main Location | 90184900 |  | FIFO | 3 Shape | [8 empty] | 0 | 0 | 0 | 1 | 0 | 0 | [7 empty] | 1 |  | 3SHAPE/SP/TRIOS/ETHERNET CABLE
IM05597 | Intra Oral Scanner Spare-3 Shape- Trios 2 Mirror TIP | 159063TRIOSMIRRORTIP |  | A Class |  |  | I-Inventory | FG-Finish Good | C | Spares | Intra Oral Scanner-Spares | CAD CAM | Main Location | 90330000 |  | FIFO | 3 Shape | [8 empty] | 0 | 0 | 0 | 1 | 0 | 0 | [7 empty] | 1 |  | 3SHAPE/3SN/AC/TRIOS 2/MIRROR TIP
IM05598 | Intra Oral Scanner Spare-3 Shape- Trios 3 Wireless Mirror TIP | 159063TRIOS3WLMIRRORTIP |  | A Class |  |  | I-Inventory | FG-Finish Good | R | Spares | Intra Oral Scanner-Spares | CAD CAM | Main Location | 90330000 |  | FIFO | 3 Shape | [8 empty] | 0 | 0 | 0 | 1 | 0 | 0 | [7 empty] | 1 |  | 3SHAPE/3SN/AC/TRIOS 3/W MIRROR TIP
IM05599 | Intra Oral Scanner Spare-3 Shape- Trios 4 Mirror TIP | 159063TRIOS4MIRRORTIP |  | A Class |  |  | I-Inventory | FG-Finish Good | C | Spares | Intra Oral Scanner-Spares | CAD CAM | Main Location | 90330000 |  | FIFO | 3 Shape | [8 empty] | 0 | 0 | 0 | 1 | 0 | 0 | [7 empty] | 1 |  | 3SHAPE/3SN/AC/TRIOS 4/MIRROR TIP
IM05600 | Intra Oral Scanner Spare- 3 Shape- Trios Color Head P13 | 159064TRIOSCOLORHEADP13 |  | A Class |  |  | I-Inventory | FG-Finish Good | R | Spares | Intra Oral Scanner-Spares | CAD CAM | Main Location | 90330000 |  | FIFO | 3 Shape | [8 empty] | 0 | 0 | 0 | 1 | 0 | 0 | [7 empty] | 1 |  | 3SHAPE/3SN/MC/DENTAL IMAGING SYS TRIOS COLOR HEAD P13
IM05601 | Intra Oral Scanner-Shining 3D -Scanner Main Pcb | 194064MAINPCB |  | A Class |  |  | I-Inventory | FG-Finish Good | R | Spares | Intra Oral Scanner-Spares | CAD CAM | Main Location | 90330000 |  | FIFO | Shining 3D | [8 empty] | 0 | 0 | 0 | 1 | 0 | 0 | [7 empty] | 1 |  | SHINING/3SN/SP/SHINING 3D SCANNER MAIN PCB
IM05602 | Intra Oral Scanner-Spares-3 Shape- Power Adaptor | 159064POWERADAPTOR |  | A Class |  |  | I-Inventory | FG-Finish Good | R | Spares | Intra Oral Scanner-Spares | Dental Equiment | Main Location | 90330000 |  | FIFO | 3 Shape | [8 empty] | 0 | 0 | 0 | 1 | 0 | 0 | [7 empty] | 1 |  | 3SHAPE/3SN/AC/POWER ADAPTOR
IM05603 | Intra Oral Scanner Spare-3 Shape-Trios 3 Wireless- Adopter | 159063TRIOADOPTER |  | A Class |  |  | I-Inventory | FG-Finish Good | C | Spares | Intra Oral Scanner-Spares | Dental Equiment | Main Location | 90184900 |  | FIFO | 3 Shape | [8 empty] | 0 | 0 | 0 | 1 | 0 | 0 | [7 empty] | 1 |  | 3SHAPE/3SN/AC/TRIOS 3/W ADOPTER
IM05604 | Intra Oral Scanner-Spares-3 Shape- Trios 3 Wireless-Handle Battery | 159063TRIOS3WLBATTERY |  | A Class |  |  | I-Inventory | FG-Finish Good | R | Spares | Intra Oral Scanner-Spares | Dental Equiment | Main Location | 90330000 |  | FIFO | 3 Shape | [8 empty] | 0 | 0 | 0 | 1 | 0 | 0 | [7 empty] | 1 |  | 3SHAPE/3SN/SP/TRIOS 3 W/L HANDLE/BATTERY
IM05605 | Intra Oral Scanner-Spares-3 Shape- Trios 3 Wireless-Handle Charger | 159063TRIOS3WLCHARGER |  | A Class |  |  | I-Inventory | FG-Finish Good | R | Spares | Intra Oral Scanner-Spares | Dental Equiment | Main Location | 90330000 |  | FIFO | 3 Shape | [8 empty] | 0 | 0 | 0 | 1 | 0 | 0 | [7 empty] | 1 |  | 3SHAPE/3SN/SP/TRIOS 3 W/L HANDLE/CHARGER
IM05606 | Intra Oral Scanner-Spares-3 Shape- Trios 3 Wireless-Pen Battery | 159052TRIOS3WLPENBTRY |  | A Class |  |  | I-Inventory | FG-Finish Good | C | Spares | Intra Oral Scanner-Spares | Dental Equiment | Main Location | 85079090 |  | FIFO | 3 Shape | [8 empty] | 0 | 0 | 0 | 1 | 0 | 0 | [7 empty] | 1 |  | 3SHAPE/3SN/SP/TRIOS 3 W/L PEN/BATTERY
IM05607 | Intra Oral Scanner-Spares-3 Shape- Trios 3 Wireless-Pen Charger | 159052TRIOSWLPENCHARGER |  | A Class |  |  | I-Inventory | FG-Finish Good | R | Spares | Intra Oral Scanner-Spares | Dental Equiment | Main Location | 90330000 |  | FIFO | 3 Shape | [8 empty] | 0 | 0 | 0 | 1 | 0 | 0 | [7 empty] | 1 |  | 3SHAPE/3SN/SP/TRIOS 3 W/L PEN/CHARGER
IM05608 | Intra Oral Scanner-Spares-3 Shape- Trios USB To Ethernet Adapter | 159052TRIOSETHADAPTER |  | A Class |  |  | I-Inventory | FG-Finish Good | C | Spares | Intra Oral Scanner-Spares | Dental Equiment | Main Location | 84717090 |  | FIFO | 3 Shape | [8 empty] | 0 | 0 | 0 | 1 | 0 | 0 | [7 empty] | 1 |  | 3SHAPE/SP/TRIOS/USB TO ETHERNET ADAPTER
IM05609 | Intral Oral Camera Spares-Codyson Remote | 115032IOCREMOTE |  | A Class |  |  | I-Inventory | FG-Finish Good | R | Spares | Intra Oral Camera-Spares | Dental Equiment | Main Location | 90330000 |  | FIFO | Codyson | [8 empty] | 0 | 0 | 0 | 1 | 0 | 0 | [7 empty] | 1 |  | CD/DP/CODYSON REMOTE
IM05610 | Intral Oral Camera Spares-Codyson Camera Cable | 115032IOCCAMERACABLE |  | A Class |  |  | I-Inventory | FG-Finish Good | R | Spares | Intra Oral Camera-Spares | Dental Equiment | Main Location | 90330000 |  | FIFO | Codyson | [8 empty] | 0 | 0 | 0 | 1 | 0 | 0 | [7 empty] | 1 |  | CD/SP/CODYSON CAMERA CABLE
IM05611 | Intral Oral Camera Spares-Codyson Camera Head | 115032IOCCAMERAHEAD |  | A Class |  |  | I-Inventory | FG-Finish Good | R | Spares | Intra Oral Camera-Spares | Dental Equiment | Main Location | 90330000 |  | FIFO | Codyson | [8 empty] | 0 | 0 | 0 | 1 | 0 | 0 | [7 empty] | 1 |  | CD/SP/CODYSON CAMERA HEAD
IM05612 | Intral Oral Camera Spares-Codyson Foot Control | 115032IOCFOOTCNTRL |  | A Class |  |  | I-Inventory | FG-Finish Good | R | Spares | Intra Oral Camera-Spares | Dental Equiment | Main Location | 90330000 |  | FIFO | Codyson | [8 empty] | 0 | 0 | 0 | 1 | 0 | 0 | [7 empty] | 1 |  | CD/SP/CODYSON FOOT CONTROL
IM05613 | Intral Oral Camera Spares-Codyson Holder | 115032IOCHOLDER |  | A Class |  |  | I-Inventory | FG-Finish Good | R | Spares | Intra Oral Camera-Spares | Dental Equiment | Main Location | 90330000 |  | FIFO | Codyson | [8 empty] | 0 | 0 | 0 | 1 | 0 | 0 | [7 empty] | 1 |  | CD/SP/CODYSON HOLDER
IM05614 | Intral Oral Camera Spares-Codyson IOC Camera Head | 115032IOCCAMERA HEAD |  | A Class |  |  | I-Inventory | FG-Finish Good | R | Spares | Intra Oral Camera-Spares | Dental Equiment | Main Location | 90330000 |  | FIFO | Codyson | [8 empty] | 0 | 0 | 0 | 1 | 0 | 0 | [7 empty] | 1 |  | CD/SP/CODYSON IOC CAMERA HEAD
IM05615 | Intral Oral Camera Spares-Codyson Power Adaptor | 115032IOCPOWERADOPTER |  | A Class |  |  | I-Inventory | FG-Finish Good | R | Spares | Intra Oral Camera-Spares | Dental Equiment | Main Location | 90330000 |  | FIFO | Codyson | [8 empty] | 0 | 0 | 0 | 1 | 0 | 0 | [7 empty] | 1 |  | CD/SP/CODYSON POWER ADAPTOR
IM05616 | Intral Oral Camera Spares-Codyson Sleeves | 115032IOCSLEEVES |  | A Class |  |  | I-Inventory | FG-Finish Good | R | Spares | Intra Oral Camera-Spares | Dental Equiment | Main Location | 90330000 |  | FIFO | Codyson | [8 empty] | 0 | 0 | 0 | 1 | 0 | 0 | [7 empty] | 1 |  | CD/SP/CODYSON SLEEVES
IM05617 | Intral Oral Camera Spares-Codyson USB Boxes | 115032IOCUSBBOXES |  | A Class |  |  | I-Inventory | FG-Finish Good | R | Spares | Intra Oral Camera-Spares | Dental Equiment | Main Location | 90330000 |  | FIFO | Codyson | [8 empty] | 0 | 0 | 0 | 1 | 0 | 0 | [7 empty] | 1 |  | CD/SP/CODYSON USB BOXES
IM05618 | Intral Oral Camera Spares-Codyson USB Cable | 115032IOCUSBBCABLE |  | A Class |  |  | I-Inventory | FG-Finish Good | R | Spares | Intra Oral Camera-Spares | Dental Equiment | Main Location | 90330000 |  | FIFO | Codyson | [8 empty] | 0 | 0 | 0 | 1 | 0 | 0 | [7 empty] | 1 |  | CD/SP/CODYSON USB CABLE
IM05619 | Intral Oral Camera Spares-Codyson Vga Cable | 115032IOCVGACABLE |  | A Class |  |  | I-Inventory | FG-Finish Good | R | Spares | Intra Oral Camera-Spares | Dental Equiment | Main Location | 90330000 |  | FIFO | Codyson | [8 empty] | 0 | 0 | 0 | 1 | 0 | 0 | [7 empty] | 1 |  | CD/SP/CODYSON VGA CABLE
IM05620 | Lab Engine Spares-Saeshin-Lab Spindle Assey | 164013SPINDLEASSEY |  | A Class |  |  | I-Inventory | FG-Finish Good | R | Spares | Lab Engine-Spares | Dental Equiment | Main Location | 90330000 |  | FIFO | Saeshin | [8 empty] | 0 | 0 | 0 | 1 | 0 | 0 | [7 empty] | 1 |  | SE/LB/SP/SAESHIN LAB SPINDLE ASSEY
IM05621 | Lab Engine Spares-Strong-1 Nose Tip | 164013105L1NOSETIP |  | A Class |  |  | I-Inventory | FG-Finish Good | R | Spares | Lab Engine-Spares | Dental Equiment | Main Location | 90330000 |  | FIFO | Strong | [8 empty] | 0 | 0 | 0 | 1 | 0 | 0 | [7 empty] | 1 |  | ST/LB/SP/1 NOSE TIP
IM05622 | Lab Engine Spares-Strong-11 Coil Spring | 164013105L11COILSPRING |  | A Class |  |  | I-Inventory | FG-Finish Good | C | Spares | Lab Engine-Spares | Dental Equiment | Main Location | 90330000 |  | FIFO | Strong | [8 empty] | 0 | 0 | 0 | 1 | 0 | 0 | [7 empty] | 1 |  | ST/LB/SP/11 COIL SPRING
IM05623 | Lab Engine Spares-Strong-13 Collect Chuck A | 164013105L13COLLECTCHUCKA |  | A Class |  |  | I-Inventory | FG-Finish Good | R | Spares | Lab Engine-Spares | Dental Equiment | Main Location | 90330000 |  | FIFO | Strong | [8 empty] | 0 | 0 | 0 | 1 | 0 | 0 | [7 empty] | 1 |  | ST/LB/SP/13 COLLECT CHUCK A
IM05624 | Lab Engine Spares-Strong-14 Collect Chuch Case | 164013105L14COLLECTCHUCHCASE |  | A Class |  |  | I-Inventory | FG-Finish Good | R | Spares | Lab Engine-Spares | Dental Equiment | Main Location | 90330000 |  | FIFO | Strong | [8 empty] | 0 | 0 | 0 | 1 | 0 | 0 | [7 empty] | 1 |  | ST/LB/SP/14 COLLECT CHUCH CASE
IM05625 | Lab Engine Spares-Strong-15 Compressor Spring | 164013105L15SPRING |  | A Class |  |  | I-Inventory | FG-Finish Good | C | Spares | Lab Engine-Spares | Dental Equiment | Main Location | 90330000 |  | FIFO | Strong | [8 empty] | 0 | 0 | 0 | 1 | 0 | 0 | [7 empty] | 1 |  | ST/LB/SP/15 COMPRESSOR SPRING
IM05626 | Lab Engine Spares-Strong-16 Chuck Joint | 164013105L16CHUCKJOINT |  | A Class |  |  | I-Inventory | FG-Finish Good | C | Spares | Lab Engine-Spares | Dental Equiment | Main Location | 90330000 |  | FIFO | Strong | [8 empty] | 0 | 0 | 0 | 1 | 0 | 0 | [7 empty] | 1 |  | ST/LB/SP/16 CHUCK JOINT
IM05627 | Lab Engine Spares-Strong-17 O Ring | 164013105L17ORING |  | A Class |  |  | I-Inventory | FG-Finish Good | C | Spares | Lab Engine-Spares | Dental Equiment | Main Location | 90330000 |  | FIFO | Strong | [8 empty] | 0 | 0 | 0 | 1 | 0 | 0 | [7 empty] | 1 |  | ST/LB/SP/17 O RING
IM05628 | Lab Engine Spares-Strong-18 Delrin Joint | 164013105L18DELRINJOINT |  | A Class |  |  | I-Inventory | FG-Finish Good | C | Spares | Lab Engine-Spares | Dental Equiment | Main Location | 90330000 |  | FIFO | Strong | [8 empty] | 0 | 0 | 0 | 1 | 0 | 0 | [7 empty] | 1 |  | ST/LB/SP/18 DELRIN JOINT
IM05629 | Lab Engine Spares-Strong-2 C Snap Ring | 164013105L2CSNAPRING |  | A Class |  |  | I-Inventory | FG-Finish Good | R | Spares | Lab Engine-Spares | Dental Equiment | Main Location | 90330000 |  | FIFO | Strong | [8 empty] | 0 | 0 | 0 | 1 | 0 | 0 | [7 empty] | 1 |  | ST/LB/SP/2 C SNAP RING
IM05630 | Lab Engine Spares-Strong-20 Spring Cover | 16401320105LSPRINGCOVER |  | A Class |  |  | I-Inventory | FG-Finish Good | C | Spares | Lab Engine-Spares | Dental Equiment | Main Location | 90330000 |  | FIFO | Strong | [8 empty] | 0 | 0 | 0 | 1 | 0 | 0 | [7 empty] | 1 |  | ST/LB/SP/20 SPRING COVER
IM05631 | Lab Engine Spares-Strong-21 Coil Spring | 16401321105LCOILSPRING |  | A Class |  |  | I-Inventory | FG-Finish Good | C | Spares | Lab Engine-Spares | Dental Equiment | Main Location | 90330000 |  | FIFO | Strong | [8 empty] | 0 | 0 | 0 | 1 | 0 | 0 | [7 empty] | 1 |  | ST/LB/SP/21 COIL SPRING
IM05632 | Lab Engine Spares-Strong-22 Flat Washer | 164013105L22FLTWASHER |  | A Class |  |  | I-Inventory | FG-Finish Good | R | Spares | Lab Engine-Spares | Dental Equiment | Main Location | 90330000 |  | FIFO | Strong | [8 empty] | 0 | 0 | 0 | 1 | 0 | 0 | [7 empty] | 1 |  | ST/LB/SP/22 FLAT WASHER
IM05633 | Lab Engine Spares-Strong-23-1 Roller Ring | 164013105L23-1ROLLERRING |  | A Class |  |  | I-Inventory | FG-Finish Good | R | Spares | Lab Engine-Spares | Dental Equiment | Main Location | 90330000 |  | FIFO | Strong | [8 empty] | 0 | 0 | 0 | 1 | 0 | 0 | [7 empty] | 1 |  | ST/LB/SP/23-1 ROLLER RING
IM05634 | Lab Engine Spares-Strong-23-2 Roller | 164013105L232ROLLER |  | A Class |  |  | I-Inventory | FG-Finish Good | R | Spares | Lab Engine-Spares | Dental Equiment | Main Location | 90330000 |  | FIFO | Strong | [8 empty] | 0 | 0 | 0 | 1 | 0 | 0 | [7 empty] | 1 |  | ST/LB/SP/23-2 ROLLER
IM05635 | Lab Engine Spares-Strong-24 Handle Assy | 164013105L24HANDLEASSY |  | A Class |  |  | I-Inventory | FG-Finish Good | R | Spares | Lab Engine-Spares | Dental Equiment | Main Location | 90330000 |  | FIFO | Strong | [8 empty] | 0 | 0 | 0 | 1 | 0 | 0 | [7 empty] | 1 |  | ST/LB/SP/24 HANDLE ASSY
IM05636 | Lab Engine Spares-Strong-25 Thrust Washer | 164013105L25THRUSTWASHER |  | A Class |  |  | I-Inventory | FG-Finish Good | R | Spares | Lab Engine-Spares | Dental Equiment | Main Location | 90330000 |  | FIFO | Strong | [8 empty] | 0 | 0 | 0 | 1 | 0 | 0 | [7 empty] | 1 |  | ST/LB/SP/25 THRUST WASHER
IM05637 | Lab Engine Spares-Strong-26 Retainer Assy | 164013105L26RETAINERASSY |  | A Class |  |  | I-Inventory | FG-Finish Good | R | Spares | Lab Engine-Spares | Dental Equiment | Main Location | 90330000 |  | FIFO | Strong | [8 empty] | 0 | 0 | 0 | 1 | 0 | 0 | [7 empty] | 1 |  | ST/LB/SP/26 RETAINER ASSY
IM05638 | Lab Engine Spares-Strong-27 Thrust Washer | 164013105L27THRUSTWASHER |  | A Class |  |  | I-Inventory | FG-Finish Good | R | Spares | Lab Engine-Spares | Dental Equiment | Main Location | 90330000 |  | FIFO | Strong | [8 empty] | 0 | 0 | 0 | 1 | 0 | 0 | [7 empty] | 1 |  | ST/LB/SP/27 THRUST WASHER
IM05639 | Lab Engine Spares-Strong-29 Bolt | 164013105L29BOLT |  | A Class |  |  | I-Inventory | FG-Finish Good | R | Spares | Lab Engine-Spares | Dental Equiment | Main Location | 90330000 |  | FIFO | Strong | [8 empty] | 0 | 0 | 0 | 1 | 0 | 0 | [7 empty] | 1 |  | ST/LB/SP/29 BOLT
IM05640 | Lab Engine Spares-Strong-3 Inner Dia Collar | 164013105L3INNERDIACOLLAR |  | A Class |  |  | I-Inventory | FG-Finish Good | R | Spares | Lab Engine-Spares | Dental Equiment | Main Location | 90330000 |  | FIFO | Strong | [8 empty] | 0 | 0 | 0 | 1 | 0 | 0 | [7 empty] | 1 |  | ST/LB/SP/3 INNER DIA COLLAR
IM05641 | Lab Engine Spares-Strong-30 Ball Bearing (940Zz) | 164013105L30BALLBERING |  | A Class |  |  | I-Inventory | FG-Finish Good | C | Spares | Lab Engine-Spares | Dental Equiment | Main Location | 90330000 |  | FIFO | Strong | [8 empty] | 0 | 0 | 0 | 1 | 0 | 0 | [7 empty] | 1 |  | ST/LB/SP/30 BALL BEARING (940ZZ)
IM05642 | Lab Engine Spares-Strong-31 Front Bearing Flat Washer | 164013105L31FRONTBEARINGWASHER |  | A Class |  |  | I-Inventory | FG-Finish Good | R | Spares | Lab Engine-Spares | Dental Equiment | Main Location | 90330000 |  | FIFO | Strong | [8 empty] | 0 | 0 | 0 | 1 | 0 | 0 | [7 empty] | 1 |  | ST/LB/SP/31 FRONT BEARING FLAT WASHER
IM05643 | Lab Engine Spares-Strong-32 Armature Assy | 164013105L32ARMATURE |  | A Class |  |  | I-Inventory | FG-Finish Good | R | Spares | Lab Engine-Spares | Dental Equiment | Main Location | 90330000 |  | FIFO | Strong | [8 empty] | 0 | 0 | 0 | 1 | 0 | 0 | [7 empty] | 1 |  | ST/LB/SP/32 ARMATURE ASSY
IM05644 | Lab Engine Spares-Strong-33 Rear Bearing Flat Washer B | 164013105L33REARBEARINGWASHER |  | A Class |  |  | I-Inventory | FG-Finish Good | R | Spares | Lab Engine-Spares | Dental Equiment | Main Location | 90330000 |  | FIFO | Strong | [8 empty] | 0 | 0 | 0 | 1 | 0 | 0 | [7 empty] | 1 |  | ST/LB/SP/33 REAR BEARING FLAT WASHER B
IM05645 | Lab Engine Spares-Strong-34 Ball Bearing (830Zz) | 164013108E9BEARING830ZZ |  | A Class |  |  | I-Inventory | FG-Finish Good | C | Spares | Lab Engine-Spares | Dental Equiment | Main Location | 90330000 |  | FIFO | Strong | [8 empty] | 0 | 0 | 0 | 1 | 0 | 0 | [7 empty] | 1 |  | ST/LB/SP/34 BALL BEARING (830ZZ)
IM05646 | Lab Engine Spares-Strong-35 Terminal B | 164013105L35TERMINALB |  | A Class |  |  | I-Inventory | FG-Finish Good | R | Spares | Lab Engine-Spares | Dental Equiment | Main Location | 90330000 |  | FIFO | Strong | [8 empty] | 0 | 0 | 0 | 1 | 0 | 0 | [7 empty] | 1 |  | ST/LB/SP/35 TERMINAL B
IM05647 | Lab Engine Spares-Strong-38 Washer | 164013105L38WASHER |  | A Class |  |  | I-Inventory | FG-Finish Good | R | Spares | Lab Engine-Spares | Dental Equiment | Main Location | 90330000 |  | FIFO | Strong | [8 empty] | 0 | 0 | 0 | 1 | 0 | 0 | [7 empty] | 1 |  | ST/LB/SP/38 WASHER
IM05648 | Lab Engine Spares-Strong-39 O Ring | 164013105L39ORING |  | A Class |  |  | I-Inventory | FG-Finish Good | C | Spares | Lab Engine-Spares | Dental Equiment | Main Location | 90330000 |  | FIFO | Strong | [8 empty] | 0 | 0 | 0 | 1 | 0 | 0 | [7 empty] | 1 |  | ST/LB/SP/39 O RING
IM05649 | Lab Engine Spares-Strong-4 Outer Dia Collar | 164013105L4OUTERDIACOLLAR |  | A Class |  |  | I-Inventory | FG-Finish Good | R | Spares | Lab Engine-Spares | Dental Equiment | Main Location | 90330000 |  | FIFO | Strong | [8 empty] | 0 | 0 | 0 | 1 | 0 | 0 | [7 empty] | 1 |  | ST/LB/SP/4 OUTER DIA COLLAR
IM05650 | Lab Engine Spares-Strong-40 Brush Holder Screw | 164013105L40BRUSHHOLDERSCREW |  | A Class |  |  | I-Inventory | FG-Finish Good | C | Spares | Lab Engine-Spares | Dental Equiment | Main Location | 90330000 |  | FIFO | Strong | [8 empty] | 0 | 0 | 0 | 1 | 0 | 0 | [7 empty] | 1 |  | ST/LB/SP/40 BRUSH HOLDER SCREW
IM05651 | Lab Engine Spares-Strong-41 Cord Assy | 164013105L41CORDASSY |  | A Class |  |  | I-Inventory | FG-Finish Good | R | Spares | Lab Engine-Spares | Dental Equiment | Main Location | 90330000 |  | FIFO | Strong | [8 empty] | 0 | 0 | 0 | 1 | 0 | 0 | [7 empty] | 1 |  | ST/LB/SP/41 CORD ASSY
IM05652 | Lab Engine Spares-Strong-42 Motor Cap | 164013105L42MOTORCAP |  | A Class |  |  | I-Inventory | FG-Finish Good | R | Spares | Lab Engine-Spares | Dental Equiment | Main Location | 90330000 |  | FIFO | Strong | [8 empty] | 0 | 0 | 0 | 1 | 0 | 0 | [7 empty] | 1 |  | ST/LB/SP/42 MOTOR CAP
IM05653 | Lab Engine Spares-Strong-5 Wave Washer | 164013105L5WAVEWASHER |  | A Class |  |  | I-Inventory | FG-Finish Good | R | Spares | Lab Engine-Spares | Dental Equiment | Main Location | 90330000 |  | FIFO | Strong | [8 empty] | 0 | 0 | 0 | 1 | 0 | 0 | [7 empty] | 1 |  | ST/LB/SP/5 WAVE WASHER
IM05654 | Lab Engine Spares-Strong-6 Flat Washer | 164013105L6FLATWASHER |  | A Class |  |  | I-Inventory | FG-Finish Good | R | Spares | Lab Engine-Spares | Dental Equiment | Main Location | 90330000 |  | FIFO | Strong | [8 empty] | 0 | 0 | 0 | 1 | 0 | 0 | [7 empty] | 1 |  | ST/LB/SP/6 FLAT WASHER
IM05655 | Lab Engine Spares-Strong-7 Ball Bearing (1260Zz) | 164013105L7BALLBEARING1260ZZ |  | A Class |  |  | I-Inventory | FG-Finish Good | C | Spares | Lab Engine-Spares | Dental Equiment | Main Location | 90330000 |  | FIFO | Strong | [8 empty] | 0 | 0 | 0 | 1 | 0 | 0 | [7 empty] | 1 |  | ST/LB/SP/7 BALL BEARING (1260ZZ)
IM05656 | Lab Engine Spares-Strong-8 Bushing | 164013105L8BUSHING |  | A Class |  |  | I-Inventory | FG-Finish Good | R | Spares | Lab Engine-Spares | Dental Equiment | Main Location | 90330000 |  | FIFO | Strong | [8 empty] | 0 | 0 | 0 | 1 | 0 | 0 | [7 empty] | 1 |  | ST/LB/SP/8 BUSHING
IM05657 | Lab Engine Spares-Strong-9 Ball Bearing (1480Zz) | 1640139BALLBEARING1480ZZ |  | A Class |  |  | I-Inventory | FG-Finish Good | C | Spares | Lab Engine-Spares | Dental Equiment | Main Location | 90330000 |  | FIFO | Strong | [8 empty] | 0 | 0 | 0 | 1 | 0 | 0 | [7 empty] | 1 |  | ST/LB/SP/9 BALL BEARING (1480ZZ)
IM05658 | Lab Engine Spares-Strong-Saeshin Strong 210 Control Box Transformer | 164013TRANSFORMER |  | A Class |  |  | I-Inventory | FG-Finish Good | R | Spares | Lab Engine-Spares | Dental Equiment | Main Location | 90330000 |  | FIFO | Strong | [8 empty] | 0 | 0 | 0 | 1 | 0 | 0 | [7 empty] | 1 |  | ST/LB/SP/Saeshin Strong 210 Control Box Transformer
IM05659 | Lab Motor-Strong-Brushless Motor Mod 40K | 16401340K |  | A Class |  |  | I-Inventory | FG-Finish Good | R | Equipment | Lab Motor | Dental Equiment | Main Location | 90184900 |  | FIFO | Strong | [8 empty] | 0 | 0 | 0 | 1 | 0 | 0 | [7 empty] | 1 |  | ST/LM/MC/STRONG/BRUSHLESS MOTOR MOD - 40K
IM05660 | Lab Scanner-3 Shape-3D Dental Imaging System- Complete Resorative E3 | 159064COMPRESTORATIVEE3 |  | A Class |  |  | I-Inventory | FG-Finish Good | R | Equipment | Lab Scanner | CAD CAM | Main Location | 90184900 |  | FIFO | 3 Shape | [8 empty] | 0 | 0 | 0 | 1 | 0 | 0 | [7 empty] | 1 |  | Lab Scanner-3 Shape-3D Dental Imaging System- Complete Resorative E3
IM05661 | Lab Scanner-3 Shape-3D Dental Imaging System- Ds Crown & Bridge Basic E2 | 159064DSCROWNBRIDGEBASICE2 |  | A Class |  |  | I-Inventory | FG-Finish Good | R | Equipment | Lab Scanner | CAD CAM | Main Location | 90184900 |  | FIFO | 3 Shape | [8 empty] | 0 | 0 | 0 | 1 | 0 | 0 | [7 empty] | 1 |  | Lab Scanner-3 Shape-3D Dental Imaging System- DS Crown & Bridge Basic E2
IM05662 | Lab Scanner-3 Shape-3D Dental Imaging System- Ds Crown & Bridge Premium E1 | 150064DSPREMIUME1 |  | A Class |  |  | I-Inventory | FG-Finish Good | R | Equipment | Lab Scanner | CAD CAM | Main Location | 90184900 |  | FIFO | 3 Shape | [8 empty] | 0 | 0 | 0 | 1 | 0 | 0 | [7 empty] | 1 |  | Lab Scanner-3 Shape-3D Dental Imaging System- DS Crown & Bridge Premium E1
IM05663 | Lab Scanner-3 Shape-3D Dental Imaging System- Ds Crown & Bridge Premium E2 | 150064DSPREMIUME2 |  | A Class |  |  | I-Inventory | FG-Finish Good | R | Equipment | Lab Scanner | CAD CAM | Main Location | 90184900 |  | FIFO | 3 Shape | [8 empty] | 0 | 0 | 0 | 1 | 0 | 0 | [7 empty] | 1 |  | Lab Scanner-3 Shape-3D Dental Imaging System- DS Crown & Bridge Premium E2
IM05664 | Lab Scanner-3 Shape-3D Dental Imaging System- Ds Crown & Bridge Premium E3 | 150064DSPREMIUME3 |  | A Class |  |  | I-Inventory | FG-Finish Good | R | Equipment | Lab Scanner | CAD CAM | Main Location | 90184900 |  | FIFO | 3 Shape | [8 empty] | 0 | 0 | 0 | 1 | 0 | 0 | [7 empty] | 1 |  | Lab Scanner-3 Shape-3D Dental Imaging System- DS Crown & Bridge Premium E3
IM05665 | Lab Scanner-3 Shape-3D Dental Imaging System- Ds Scanlt Manager E1 | 159064DSSCANLTMANAGERE1 |  | A Class |  |  | I-Inventory | FG-Finish Good | R | Equipment | Lab Scanner | CAD CAM | Main Location | 90184900 |  | FIFO | 3 Shape | [8 empty] | 0 | 0 | 0 | 1 | 0 | 0 | [7 empty] | 1 |  | Lab Scanner-3 Shape-3D Dental Imaging System- DS Scanlt Manager E1
IM05666 | Lab Scanner-3 Shape-3D Dental Imaging System- Complete Resorative E1 | 159064E1WITHDSCOMPRESTORATIVE |  | A Class |  |  | I-Inventory | FG-Finish Good | R | Equipment | Lab Scanner | CAD CAM | Main Location | 90184900 |  | FIFO | 3 Shape | [8 empty] | 0 | 0 | 0 | 1 | 0 | 0 | [7 empty] | 1 |  | Lab Scanner-3 Shape-3D Dental Imaging System- Complete Resorative E1
IM05667 | Lab Scanner-3 Shape-3D Dental Imaging System-Ds Crown & Bridge Basic E1 | 159064DSCROWNANDBRIDGEBASICE1 |  | A Class |  |  | I-Inventory | FG-Finish Good | R | Equipment | Lab Scanner | CAD CAM | Main Location | 90184900 |  | FIFO | 3 Shape | [8 empty] | 0 | 0 | 0 | 1 | 0 | 0 | [7 empty] | 1 |  | Lab Scanner-3 Shape-3D Dental Imaging System-DS Crown & Bridge Basic E1
IM05668 | Lab Scanner-3 Shape-3D Dental Imaging System-Ds Crown & Bridge Basic E1 Red Lab | 159064DSCROWNANDBRIDGEE1RED |  | A Class |  |  | I-Inventory | FG-Finish Good | R | Equipment | Lab Scanner | CAD CAM | Main Location | 90184900 |  | FIFO | 3 Shape | [8 empty] | 0 | 0 | 0 | 1 | 0 | 0 | [7 empty] | 1 |  | Lab Scanner-3 Shape-3D Dental Imaging System-DS Crown & Bridge Basic E1 Red Lab
IM05669 | Lab Scanner- 3 Shape -Dental Imaging System-Basic Pack-E1 Ortho Premium | 159064ORTHOPREMIUME1 |  | A Class |  |  | I-Inventory | FG-Finish Good | R | Equipment | Lab Scanner | CAD CAM | Main Location | 90184900 |  | FIFO | 3 Shape | [8 empty] | 0 | 0 | 0 | 1 | 0 | 0 | [7 empty] | 1 |  | 3SHAPE/MS/DENTAL IMAGING SYS./BASIC PACK/ E1 ORTHO PREMIUM
IM05670 | Lab Scanner -3 Shape-Dental Imaging System-Basic Pack- E2 Ortho Premium | 159064ORTHOPREMIUME2 |  | A Class |  |  | I-Inventory | FG-Finish Good | R | Equipment | Lab Scanner | CAD CAM | Main Location | 90184900 |  | FIFO | 3 Shape | [8 empty] | 0 | 0 | 0 | 1 | 0 | 0 | [7 empty] | 1 |  | 3SHAPE/MS/DENTAL IMAGING SYS./BASIC PACK/ E2 ORTHO PREMIUM
IM05671 | Lab Scanner -3 Shape-Dental Imaging System Model E1 Lab | 159046E1LAB |  | A Class |  |  | I-Inventory | FG-Finish Good | R | Equipment | Lab Scanner | CAD CAM | Main Location |  |  | FIFO | 3 Shape | [8 empty] | 0 | 0 | 0 | 1 | 0 | 0 | [7 empty] | 1 |  | 3SHAPE/MS/DENTAL IMAGING SYSTEM MODEL E1 LAB
IM05672 | Lab Scanner-3 Shape-Dental System Premium Pack-D2000 | 159064DSPREMIUMD2000 |  | A Class |  |  | I-Inventory | FG-Finish Good | R | Equipment | Lab Scanner | CAD CAM | Main Location | 90184900 |  | FIFO | 3 Shape | [8 empty] | 0 | 0 | 0 | 1 | 0 | 0 | [7 empty] | 1 |  | 3SHAPE/MS/DENTAL SYSTEM PREMIUM PACK/ D2000
IM05673 | Lab Scanner-3 Shape-3D Dental Imaging System -DS Compelte Restorative E3 Edu | 159064DSCOMPRESTORATIVEE3EDU |  | A Class |  |  | I-Inventory | FG-Finish Good | R | Equipment | Lab Scanner | CAD CAM | Main Location | 90184900 |  | FIFO | 3 Shape | [8 empty] | 0 | 0 | 0 | 1 | 0 | 0 | [7 empty] | 1 |  | 3SHAPE/SN/MC/3D DENTAL IMAGING SYS. DS COMP. RESTORATIVE E3 EDU
IM05674 | Lab Scanner-3 Shape- 3D Imaging System with DS Premium E3 | 159046DSPREMIUME3 |  | A Class |  |  | I-Inventory | FG-Finish Good | R | Equipment | Lab Scanner | CAD CAM | Main Location | 90184900 |  | FIFO | 3 Shape | [8 empty] | 0 | 0 | 0 | 1 | 0 | 0 | [7 empty] | 1 |  | 3SHAPE/3SW/MC/3D DENTAL IMAGING SYSTEM WITH DS PREMIUM/E3
IM05675 | Lab Scanner-3 Shpae- Dental Imaging System -DS Complete Restorative Model D1000 | 159064DSCOMPRESTORATIVED1000 |  | A Class |  |  | I-Inventory | FG-Finish Good | R | Equipment | Lab Scanner | CAD CAM | Main Location | 90184900 |  | FIFO | 3 Shape | [8 empty] | 0 | 0 | 0 | 1 | 0 | 0 | [7 empty] | 1 |  | 3SHAPE/3SN/DENTAL SYS COMPLETE RESTORATIVE/D1000
IM05676 | Lab Scanner-3 Shpae- Dental Imaging System- DS Complete Restorative Model D2000 | 159064DSCOMPRESTORATIVED2000 |  | A Class |  |  | I-Inventory | FG-Finish Good | R | Equipment | Lab Scanner | CAD CAM | Main Location | 90184900 |  | FIFO | 3 Shape | [8 empty] | 0 | 0 | 0 | 1 | 0 | 0 | [7 empty] | 1 |  | 3SHAPE/3SN/DENTAL SYS COMPLETE RESTORATIVE/D2000
IM05677 | Lab Scanner-3 Shpae- Dental Imaging System- DS Premium Model E3-Educational | 159064E3DSPREMIUMEDU |  | A Class |  |  | I-Inventory | FG-Finish Good | R | Equipment | Lab Scanner | CAD CAM | Main Location | 90184900 |  | FIFO | 3 Shape | [8 empty] | 0 | 0 | 0 | 1 | 0 | 0 | [7 empty] | 1 |  | 3SHAPE/3SN/MC/3D DENTAL IMAGING SYS. DS PREMIUM E3 EDU
IM05678 | Lab Scanner-3 Shpae- Dental Imaging System- DS Crown and Bridge Model E1 CDU | 159064DSCROWNBRIDGEE1CDU |  | A Class |  |  | I-Inventory | FG-Finish Good | R | Equipment | Lab Scanner | CAD CAM | Main Location | 90184900 |  | FIFO | 3 Shape | [8 empty] | 0 | 0 | 0 | 1 | 0 | 0 | [7 empty] | 1 |  | 3SHAPE/3SN/MC/3D DENTAL IMAGING SYS/DS CROWN AND BRIDGE/E1 CDU
IM05679 | Lab Scanner-3 Shpae- Dental Imaging System- DS Crown and Bridge Model E3 Basic | 159064DSCROWNBRIDGEBASICE3 |  | A Class |  |  | I-Inventory | FG-Finish Good | R | Equipment | Lab Scanner | CAD CAM | Main Location | 90184900 |  | FIFO | 3 Shape | [8 empty] | 0 | 0 | 0 | 1 | 0 | 0 | [7 empty] | 1 |  | 3SHAPE/3SN/MC/3D DENTAL IMAGING SYS/DS CROWN BRIDGE BASIC/E3
IM05680 | Lab Scanner-3 Shpae- Dental Imaging System- DS Ortho Premium Model E3 Educational | 159064ORTHOPREE3EDU |  | A Class |  |  | I-Inventory | FG-Finish Good | R | Equipment | Lab Scanner | CAD CAM | Main Location | 90184900 |  | FIFO | 3 Shape | [8 empty] | 0 | 0 | 0 | 1 | 0 | 0 | [7 empty] | 1 |  | 3SHAPE/3SN/MS/DENTAL IMAGING SYS./ E3 ORTHO PREMIUM EDU
IM05681 | Lab Scanner Accessoires-FebPro 1000 DD System-Print Tray | 159055FABPRO1000 |  | A Class |  |  | I-Inventory | FG-Finish Good | R | Accessories | Lab Scanner-Accessories | CAD CAM | Main Location | 90330000 |  | FIFO | Next Dent | [8 empty] | 0 | 0 | 0 | 1 | 0 | 0 | [7 empty] | 1 |  | 3D/3DP/AC/FABPRO1000 3DSYS/PRINT TRAY
IM05682 | Lab Scanner Accessories-3 Shape- CPU | 1590633CPU |  | A Class |  |  | I-Inventory | FG-Finish Good | R | Accessories | Lab Scanner-Accessories | CAD CAM | Main Location | 90184900 |  | FIFO | 3 Shape | [8 empty] | 0 | 0 | 0 | 1 | 0 | 0 | [7 empty] | 1 |  | 3SHAPE/3SN/AC/CPU
IM05683 | Lab Scanner Spares-3 Shape-Ac/Dental Wax Up Fixture 80200004 | 159063WAXUPFIXTURE |  | A Class |  |  | I-Inventory | FG-Finish Good | R | Spares | Lab Scanner-Spares | CAD CAM | Main Location | 90330000 |  | FIFO | 3 Shape | [8 empty] | 0 | 0 | 0 | 1 | 0 | 0 | [7 empty] | 1 |  | 3SHAPE/3AC/AC/DENTAL WAX UP FIXTURE 80200004
IM05684 | Lab Scanner Spares-3 Shape-Scan Bodies/Straumann Bonelevel Kit | 159063BONELEVELKIT |  | A Class |  |  | I-Inventory | FG-Finish Good | R | Spares | Lab Scanner-Spares | CAD CAM | Main Location | 90330000 |  | FIFO | 3 Shape | [8 empty] | 0 | 0 | 0 | 1 | 0 | 0 | [7 empty] | 1 |  | 3SHAPE/3AC/SCAN BODIES/STRAUMANN BONELEVEL KIT
IM05685 | Lab Scanner Spares-3 Shape-Shape Dongle | 1590633SHAPEDONGLE |  | A Class |  |  | I-Inventory | FG-Finish Good | R | Spares | Lab Scanner-Spares | CAD CAM | Main Location | 90184900 |  | FIFO | 3 Shape | [8 empty] | 0 | 0 | 0 | 1 | 0 | 0 | [7 empty] | 1 |  | 3SHAPE/3AC/SHAPE DONGLE
IM05686 | Lab Scanner Spares-3 Shape-Dental 2 Cast Fixture | 159063CASTFIXTURE |  | A Class |  |  | I-Inventory | FG-Finish Good | R | Spares | Lab Scanner-Spares | CAD CAM | Main Location | 90184900 |  | FIFO | 3 Shape | [8 empty] | 0 | 0 | 0 | 1 | 0 | 0 | [7 empty] | 1 |  | 3SHAPE/AC/DENTAL 2 CAST FIXTURE
IM05687 | Lab Scanner Spares-3 Shape-Dental Impression Fixture | 159063IMPFIXTURE |  | A Class |  |  | I-Inventory | FG-Finish Good | R | Spares | Lab Scanner-Spares | CAD CAM | Main Location | 90184900 |  | FIFO | 3 Shape | [8 empty] | 0 | 0 | 0 | 1 | 0 | 0 | [7 empty] | 1 |  | 3SHAPE/AC/DENTAL IMPRESSION FIXTURE
IM05688 | Lab Scanner Spares-3 Shape-Dental Occlusion Tool | 159063OCCTOOL |  | A Class |  |  | I-Inventory | FG-Finish Good | R | Spares | Lab Scanner-Spares | CAD CAM | Main Location | 90184900 |  | FIFO | 3 Shape | [8 empty] | 0 | 0 | 0 | 1 | 0 | 0 | [7 empty] | 1 |  | 3SHAPE/AC/DENTAL OCCLUSION TOOL
IM05689 | Lab Scanner Spares-3 Shape-Dental Passive Multidie Fixture | 159063MULTIDIEFIXTURE |  | A Class |  |  | I-Inventory | FG-Finish Good | R | Spares | Lab Scanner-Spares | CAD CAM | Main Location | 90330000 |  | FIFO | 3 Shape | [8 empty] | 0 | 0 | 0 | 1 | 0 | 0 | [7 empty] | 1 |  | 3SHAPE/AC/DENTAL PASSIVE MULTIDIE FIXTURE
IM05690 | Lab Scanner Spares-3 Shape-Designer Accessory Analyzer | 159046ACCANALYZER |  | A Class |  |  | I-Inventory | FG-Finish Good | R | Spares | Lab Scanner-Spares | CAD CAM | Main Location | 90184900 |  | FIFO | 3 Shape | [8 empty] | 0 | 0 | 0 | 1 | 0 | 0 | [7 empty] | 1 |  | 3SHAPE/AC/DESIGNER ACCESSORY ANALYZER
IM05691 | Light Cure-Woodpecker Mode DTE O Light | 118005DTEOLIGHT |  | A Class |  |  | I-Inventory | FG-Finish Good | R | Equipment | Light Cure | Dental Equiment | Main Location | 90184900 |  | FIFO | Gulin Woodpecker | [5 empty] | 1 Sec. for curing - Cure 2mm resin in 1 second, with maximum light intensity above 2300mw/cm2, 5 W highpower blue light LED guarantees light intensity output. *** High power LED lights - Imported wick from America, 30% lower current under same light intensity. Lower heating, longer service life. ***â??Ergonomic, feel great in hand - Smooth body line, Good hand-holding feeling, clear shape lines, classical back and white color matching. *** Strong penetration - Strong penetration, without distance limitation. Long distance irradiation does not affect Curing effect. *** Flexibility - 3600 rotation of front connector, easy to reach areas where used to be hard to reach. Enable flexible operation in posterior teeth area. Small mouthopen during operation brings patients comfortable treatment. 900 vertically irradiate operation area bringing higher curing efficiency. ***â??Two modes for option - High Mode is of 2300mw/cm2 - 2500mw/cm2 light intensity is more suitable for orthodontics, porcelain veneer and post-core restoration.Standard Mode is of 1000mw/cm2 - 1200mw/cm2 is suitable for general curing. |  |  | 0 | 0 | 0 | 1 | 0 | 0 | [7 empty] | 1 |  | GW/LC/AC/WOODPECKER LIGHT CURE MODEL DTE O LIGHT
IM05692 | Light Cure-Rolance-Halogen Light Cure Model CU-100A | 110005CU100A |  | A Class |  |  | I-Inventory | FG-Finish Good | R | Equipment | Light Cure | Dental Equiment | Main Location | 90184900 |  | FIFO | Rolance | [8 empty] | 0 | 0 | 0 | 1 | 0 | 0 | [7 empty] | 1 |  | RO/LC/AC/CU-100A ROLENCE HALOGEN L/C UNIT
IM05693 | Light Cure-Rolance-LED Light Cure Model Cute Lite 5W | 1100055WLED |  | A Class |  |  | I-Inventory | FG-Finish Good | R | Equipment | Light Cure | Dental Equiment | Main Location |  |  | FIFO | Rolance | [8 empty] | 0 | 0 | 0 | 1 | 0 | 0 | [7 empty] | 1 |  | RO/LC/AC/CUTE LITE ROLENCE 5W LED LIGHT CURE
IM05694 | Light Cure-Rolance-LED Light Cure Model Cute Lite Elitedent | 110005ELITEDENT |  | A Class |  |  | I-Inventory | FG-Finish Good | R | Equipment | Light Cure | Dental Equiment | Main Location | 90184900 |  | FIFO | Rolance | [5 empty] | High performance LED light cure *Light energy output up to 1400 mW/cm2*5 Seconds to polymerize 2 mm thick composite specimen*Digital timer display, two modes selection: boost and ramp up*Two button easy operation*Timer Setting: 5, 10, 15 and 20 Sec. |  |  | 0 | 0 | 0 | 1 | 0 | 0 | [7 empty] | 1 |  | RO/LC/AC/ROLENCE ELITEDENT CUTE LITE LED LIGHT CURE
IM05695 | Light Cure-Ruyda-Light Cure Model Ezee Cure | 110005EZEECURE |  | A Class |  |  | I-Inventory | FG-Finish Good | R | Equipment | Light Cure | Dental Equiment | Main Location | 90184900 |  | FIFO | Ruyda | [5 empty] | High Power Led,purely dental blue light*Digital display ,adjustable work time*5W led light*No 1 Black Probe |  |  | 0 | 0 | 0 | 1 | 0 | 0 | [7 empty] | 1 |  | Light Cure-Ruyda-Light Cure Model Ezee Cure
IM05696 | Dental Light Cure- Tulip Wireless 100A | 103005TULIP100A |  | A Class |  |  | I-Inventory | FG-Finish Good | R | Equipment | Light Cure | Dental Equiment | Main Location | 90184900 |  | FIFO | Being-Tornado | [8 empty] | 0 | 0 | 0 | 1 | 0 | 0 | [7 empty] | 1 |  | BE/LC/AC/L/CURE WIRELESS BEING TULIP 100A 100 5W
IM05697 | Light Cure- Coxo Curing Light Model DB 682 | 107005DB682 |  | A Class |  |  | I-Inventory | FG-Finish Good | R | Equipment | Light Cure | Dental Equiment | Main Location | 90184900 |  | FIFO | Hongkong Coxo | [8 empty] | 0 | 0 | 0 | 1 | 0 | 0 | [7 empty] | 1 |  | CO/LC/MC/CURING LIGHT-DB 682
IM05698 | Light Cure-Woodpecker Model DTE Lux E | 118005LUXE |  | A Class |  |  | I-Inventory | FG-Finish Good | R | Equipment | Light Cure | Dental Equiment | Main Location | 90184900 |  | FIFO | Gulin Woodpecker | [8 empty] | 0 | 0 | 0 | 1 | 0 | 0 | [7 empty] | 1 |  | GW/LC/AC/ WOODPECKER -LIGHT CURE DTE-LUX E
IM05699 | Light Cure-Woodpecker Mode DTE O Light Plus | 118005DTEOLIGHTPLUS |  | A Class |  |  | I-Inventory | FG-Finish Good | R | Equipment | Light Cure | Dental Equiment | Main Location | 90184900 |  | FIFO | Gulin Woodpecker | [8 empty] | 0 | 0 | 0 | 1 | 0 | 0 | [7 empty] | 1 |  | GW/LC/AC/WOODPECKER LIGHT CURE MODEL DTE O LIGHT PLUS
IM05700 | Light Cure-Woodpecker Mode DTE Lux V | 118002LUXV |  | A Class |  |  | I-Inventory | FG-Finish Good | R | Equipment | Light Cure | Dental Equiment | Main Location | 90184900 |  | FIFO | Gulin Woodpecker | [5 empty] | Strong optical power*Three treatment Modes: Normal, Ramp, Pulse*Intensity much more that 1200 mw/cm2*5 W LED Light with wavelength of 470 nm*Digital Time Setting: 0-60 Sec for LED curing light*Full Color LCD display*Interchangeable battery pack, with both seat charger and direct charger*LED Cold light output can treat all dental tissue, Alarm for low voltage |  |  | 0 | 0 | 0 | 1 | 0 | 0 | [7 empty] | 1 |  | GW/LC/MC/WOODPECKER -LIGHT CURE MODEL DTE-LUX V
IM05701 | Light Cure-Woodpecker Mode DTE Lux VI | 118005DTELUXVI |  | A Class |  |  | I-Inventory | FG-Finish Good | R | Equipment | Light Cure | Dental Equiment | Main Location | 90184900 |  | FIFO | Gulin Woodpecker | [8 empty] | 0 | 0 | 0 | 1 | 0 | 0 | [7 empty] | 1 |  | GW/LC/MC/WOODPECKER -LIGHT CURE MODEL DTE-LUX VI
IM05702 | Light Cure Spares- Acteon- Dental Light Cure Mini LED III Supercharged | 193005MINILEDIIISUPERCHARGED |  | A Class |  |  | I-Inventory | FG-Finish Good | R | Spares | Light Cure-Spares | Dental Equiment | Main Location | 90184900 |  | FIFO | Acteon India | [8 empty] | 0 | 0 | 0 | 1 | 0 | 0 | [7 empty] | 1 |  | AC/LC/AC/ACTEON/DENTAL LIGHT CURE MINI LED III SUPERCHARGED
IM05703 | Light Cure Spares-Woodpecker-Light Cure Intensity Meter | 118005INTENSITYMETER |  | A Class |  |  | I-Inventory | FG-Finish Good | R | Spares | Light Cure-Spares | Dental Equiment | Main Location | 90330000 |  | FIFO | Gulin Woodpecker | [8 empty] | 0 | 0 | 0 | 1 | 0 | 0 | [7 empty] | 1 |  | GW/AC/WOODPACKER-LIGHT CURE INTENSITY METER
IM05704 | Light Cure Spares-Woodpecker-O- Light Battery | 118005OLIGHTBATTERY |  | A Class |  |  | I-Inventory | FG-Finish Good | C | Spares | Light Cure-Spares | Dental Equiment | Main Location | 90330000 |  | FIFO | Gulin Woodpecker | [8 empty] | 0 | 0 | 0 | 1 | 0 | 0 | [7 empty] | 1 |  | GW/LC/SP/WOODPECKER-O- LIGHT BATTERY
IM05705 | Light Cure Spares-Woodpecker-O- Light Battery-1400Mah | 118005OLIGHTBATTERY1400MAH |  | A Class |  |  | I-Inventory | FG-Finish Good | R | Spares | Light Cure-Spares | Dental Equiment | Main Location | 90330000 |  | FIFO | Gulin Woodpecker | [8 empty] | 0 | 0 | 0 | 1 | 0 | 0 | [7 empty] | 1 |  | GW/LC/SP/WOODPECKER-O- LIGHT BATTERY-1400MAH
IM05706 | Light Cure Spares-Woodpecker-O- Light Charging Supply Charger | 118005SUPPLYCHARGER |  | A Class |  |  | I-Inventory | FG-Finish Good | R | Spares | Light Cure-Spares | Dental Equiment | Main Location | 90330000 |  | FIFO | Gulin Woodpecker | [8 empty] | 0 | 0 | 0 | 1 | 0 | 0 | [7 empty] | 1 |  | GW/LC/SP/WOODPECKER-O- LIGHT CHARGING SUPPLY CHARGER
IM05707 | Light Cure Spares-Woodpecker-O- Light Charging Supply Pcb | 118005OLIGHTSUPPLYPCB |  | A Class |  |  | I-Inventory | FG-Finish Good | R | Spares | Light Cure-Spares | Dental Equiment | Main Location | 90330000 |  | FIFO | Gulin Woodpecker | [8 empty] | 0 | 0 | 0 | 1 | 0 | 0 | [7 empty] | 1 |  | GW/LC/SP/WOODPECKER-O- LIGHT CHARGING SUPPLY PCB
IM05708 | Light Cure Spares-Woodpecker-O-Light Pcb | 118005OLIGHTPCB |  | A Class |  |  | I-Inventory | FG-Finish Good | R | Spares | Light Cure-Spares | Dental Equiment | Main Location | 90330000 |  | FIFO | Gulin Woodpecker | [8 empty] | 0 | 0 | 0 | 1 | 0 | 0 | [7 empty] | 1 |  | GW/LC/SP/WOODPECKER-O-LIGHT PCB
IM05709 | Light Cure Spares-Woodpecker-O-Light Plus Probe | 118005OLIGHTPLUSPROBE |  | A Class |  |  | I-Inventory | FG-Finish Good | C | Spares | Light Cure-Spares | Dental Equiment | Main Location | 90330000 |  | FIFO | Gulin Woodpecker | [8 empty] | 0 | 0 | 0 | 1 | 0 | 0 | [7 empty] | 1 |  | GW/LC/SP/WOODPECKER-O-LIGHT PLUS PROBE
IM05710 | Light Cure Spares-Woodpecker-O-Light Probe | 118005OLIGHTPROBE |  | A Class |  |  | I-Inventory | FG-Finish Good | R | Spares | Light Cure-Spares | Dental Equiment | Main Location | 90330000 |  | FIFO | Gulin Woodpecker | [8 empty] | 0 | 0 | 0 | 1 | 0 | 0 | [7 empty] | 1 |  | GW/LC/SP/WOODPECKER-O-LIGHT PROBE
IM05711 | Light Cure Spares-Woodpecker- Lux V Light Cure Main Pcb | 118005LUXVMAINPCB |  | A Class |  |  | I-Inventory | FG-Finish Good | R | Spares | Light Cure-Spares | Dental Equiment | Main Location | 90330000 |  | FIFO | Gulin Woodpecker | [8 empty] | 0 | 0 | 0 | 1 | 0 | 0 | [7 empty] | 1 |  | Gw/Sp/Woodpecker Lux V Light Cure Main Pcb
IM05712 | Light Cure Spares-Woodpecker- Lux V Light Cure Mode Button | 119052LUXMBUTTON |  | A Class |  |  | I-Inventory | FG-Finish Good | C | Spares | Light Cure-Spares | Dental Equiment | Main Location | 90330000 |  | FIFO | Gulin Woodpecker | [8 empty] | 0 | 0 | 0 | 1 | 0 | 0 | [7 empty] | 1 |  | GW/SP/WOODPECKER LUX V LIGHT CURE MODE BUTTON
IM05713 | Light Cure Spares-Woodpecker- Lux V Light Cure Probe | 118005LUXVPROBE |  | A Class |  |  | I-Inventory | FG-Finish Good | R | Spares | Light Cure-Spares | Dental Equiment | Main Location | 90330000 |  | FIFO | Gulin Woodpecker | [8 empty] | 0 | 0 | 0 | 1 | 0 | 0 | [7 empty] | 1 |  | GW/SP/WOODPECKER LUX V LIGHT CURE PROBE
IM05714 | Light Cure Spares-Woodpecker-Lux V Light Cure Adopter | 118005LUXVADOPTER |  | A Class |  |  | I-Inventory | FG-Finish Good | R | Spares | Light Cure-Spares | Dental Equiment | Main Location | 90330000 |  | FIFO | Gulin Woodpecker | [8 empty] | 0 | 0 | 0 | 1 | 0 | 0 | [7 empty] | 1 |  | Gw/Sp/Woodpecker-Lux V Light Cure Adopter
IM05715 | Light Cure Spares-Woodpecker-Lux V Light Cure Battery | 118005LUXVBATTERY |  | A Class |  |  | I-Inventory | FG-Finish Good | R | Spares | Light Cure-Spares | Dental Equiment | Main Location | 90330000 |  | FIFO | Gulin Woodpecker | [8 empty] | 0 | 0 | 0 | 1 | 0 | 0 | [7 empty] | 1 |  | Gw/Sp/Woodpecker-Lux V Light Cure Battery
IM05716 | Light Cure Spares-Woodpecker-Lux V Light Cure Body | 118005LUXVBODY |  | A Class |  |  | I-Inventory | FG-Finish Good | R | Spares | Light Cure-Spares | Dental Equiment | Main Location | 90330000 |  | FIFO | Gulin Woodpecker | [8 empty] | 0 | 0 | 0 | 1 | 0 | 0 | [7 empty] | 1 |  | Gw/Sp/Woodpecker-Lux V Light Cure Body
IM05717 | Light Cure Spares-Woodpecker-Lux V Light Cure Led | 118005LUXVLED |  | A Class |  |  | I-Inventory | FG-Finish Good | R | Spares | Light Cure-Spares | Dental Equiment | Main Location | 90330000 |  | FIFO | Gulin Woodpecker | [8 empty] | 0 | 0 | 0 | 1 | 0 | 0 | [7 empty] | 1 |  | Gw/Sp/Woodpecker-Lux V Light Cure Led
IM05718 | Light Cure Spares-Woodpecker- Lux V Light Cure On/Off Button | 118005LUXVBUTTON |  | A Class |  |  | I-Inventory | FG-Finish Good | R | Spares | Light Cure-Spares | Dental Equiment | Main Location | 90330000 |  | FIFO | Gulin Woodpecker | [8 empty] | 0 | 0 | 0 | 1 | 0 | 0 | [7 empty] | 1 |  | Gw/Sp/Woodpecker Lux V Light Cure On/Off Button
IM05719 | Light Cure Spares-Liange-100A 10Mm Light Guide Stics | 16000510MMGUIDESTICS |  | A Class |  |  | I-Inventory | FG-Finish Good | R | Spares | Light Cure-Spares | Dental Equiment | Main Location | 90330000 |  | FIFO | Liange | [8 empty] | 0 | 0 | 0 | 1 | 0 | 0 | [7 empty] | 1 |  | LI/LC/SP100A 10Mm Light Guide Stics
IM05720 | Light Cure Spares-Liange-100A Charger | 160005100ACHARGER |  | A Class |  |  | I-Inventory | FG-Finish Good | R | Spares | Light Cure-Spares | Dental Equiment | Main Location | 90330000 |  | FIFO | Liange | [8 empty] | 0 | 0 | 0 | 1 | 0 | 0 | [7 empty] | 1 |  | LI/LC/SP100A Charger
IM05721 | Light Cure Spares-Liange-100A Eye Shield | 160005100AEYESHIELD |  | A Class |  |  | I-Inventory | FG-Finish Good | R | Spares | Light Cure-Spares | Dental Equiment | Main Location | 90330000 |  | FIFO | Liange | [8 empty] | 0 | 0 | 0 | 1 | 0 | 0 | [7 empty] | 1 |  | LI/LC/SP100A Eye Shield
IM05722 | Light Cure Spares-Liange-100A Front Panel Sticker | 160005100APANELSTICKER |  | A Class |  |  | I-Inventory | FG-Finish Good | C | Spares | Light Cure-Spares | Dental Equiment | Main Location | 90330000 |  | FIFO | Liange | [8 empty] | 0 | 0 | 0 | 1 | 0 | 0 | [7 empty] | 1 |  | LI/LC/SP100A Front Panel Sticker
IM05723 | Light Cure Spares-Liange-100A Led Bulb | 160005100ABULB |  | A Class |  |  | I-Inventory | FG-Finish Good | C | Spares | Light Cure-Spares | Dental Equiment | Main Location | 90330000 |  | FIFO | Liange | [8 empty] | 0 | 0 | 0 | 1 | 0 | 0 | [7 empty] | 1 |  | LI/LC/SP100A Led Bulb
IM05724 | Light Cure Spares-Liange-100A Lithium Battery | 160005100ABATTERY |  | A Class |  |  | I-Inventory | FG-Finish Good | R | Spares | Light Cure-Spares | Dental Equiment | Main Location | 90330000 |  | FIFO | Liange | [8 empty] | 0 | 0 | 0 | 1 | 0 | 0 | [7 empty] | 1 |  | LI/LC/SP100A Lithium Battery
IM05725 | Light Cure Spares-Liange-100A Main Pcb Card | 160005100APCB |  | A Class |  |  | I-Inventory | FG-Finish Good | R | Spares | Light Cure-Spares | Dental Equiment | Main Location | 90330000 |  | FIFO | Liange | [8 empty] | 0 | 0 | 0 | 1 | 0 | 0 | [7 empty] | 1 |  | LI/LC/SP100A Main Pcb Card
IM05726 | Light Cure Spares-Liange-100A Panel Button Switch | 160005100ASWITCH |  | A Class |  |  | I-Inventory | FG-Finish Good | R | Spares | Light Cure-Spares | Dental Equiment | Main Location | 90330000 |  | FIFO | Liange | [8 empty] | 0 | 0 | 0 | 1 | 0 | 0 | [7 empty] | 1 |  | LI/LC/SP100A Panel Button Switch
IM05727 | Light Cure Spares-Liange-ezee Cure Eye Shield | 160005EZEEEYESHIELD |  | A Class |  |  | I-Inventory | FG-Finish Good | R | Spares | Light Cure-Spares | Dental Equiment | Main Location | 90330000 |  | FIFO | Liange | [8 empty] | 0 | 0 | 0 | 1 | 0 | 0 | [7 empty] | 1 |  | LI/LC/SPEzee Cure Eye Shield
IM05728 | Light Cure Spares-Liange-ezee Cure Front Panel Sticker | 160005EZEEPANELSTICKER |  | A Class |  |  | I-Inventory | FG-Finish Good | C | Spares | Light Cure-Spares | Dental Equiment | Main Location | 90330000 |  | FIFO | Liange | [8 empty] | 0 | 0 | 0 | 1 | 0 | 0 | [7 empty] | 1 |  | LI/LC/SPEzee Cure Front Panel Sticker
IM05729 | Light Cure Spares-Liange-ezee Cure Front Panel Transparent Body | 160005EZEEBODY |  | A Class |  |  | I-Inventory | FG-Finish Good | R | Spares | Light Cure-Spares | Dental Equiment | Main Location | 90330000 |  | FIFO | Liange | [8 empty] | 0 | 0 | 0 | 1 | 0 | 0 | [7 empty] | 1 |  | LI/LC/SPEzee Cure Front Panel Transparent Body
IM05730 | Light Cure Spares-Liange-ezee Cure Light Adaptor | 160005EZEEADAPTOR |  | A Class |  |  | I-Inventory | FG-Finish Good | R | Spares | Light Cure-Spares | Dental Equiment | Main Location | 90330000 |  | FIFO | Liange | [8 empty] | 0 | 0 | 0 | 1 | 0 | 0 | [7 empty] | 1 |  | LI/LC/SPEzee Cure Light Adaptor
IM05731 | Light Cure Spares-Liange-ezee Cure Light Battery | 160005EZEEBATTERY |  | A Class |  |  | I-Inventory | FG-Finish Good | R | Spares | Light Cure-Spares | Dental Equiment | Main Location | 90330000 |  | FIFO | Liange | [8 empty] | 0 | 0 | 0 | 1 | 0 | 0 | [7 empty] | 1 |  | LI/LC/SPEzee Cure Light Battery
IM05732 | Light Cure Spares-Liange-ezee Cure Light Black Glass Probe | 160005EZEEGLASSPROBE |  | A Class |  |  | I-Inventory | FG-Finish Good | R | Spares | Light Cure-Spares | Dental Equiment | Main Location | 90330000 |  | FIFO | Liange | [8 empty] | 0 | 0 | 0 | 1 | 0 | 0 | [7 empty] | 1 |  | LI/LC/SPEzee Cure Light Black Glass Probe
IM05733 | Light Cure Spares-Liange-ezee Cure Light Intensity Meter | 160005EZEEINTENSITYMETER |  | A Class |  |  | I-Inventory | FG-Finish Good | R | Spares | Light Cure-Spares | Dental Equiment | Main Location | 90330000 |  | FIFO | Liange | [8 empty] | 0 | 0 | 0 | 1 | 0 | 0 | [7 empty] | 1 |  | LI/LC/SPEzee Cure Light Intensity Meter
IM05734 | Light Cure Spares-Liange-ezee Cure Light Main Pcb | 160005EZEEPCB |  | A Class |  |  | I-Inventory | FG-Finish Good | R | Spares | Light Cure-Spares | Dental Equiment | Main Location | 90330000 |  | FIFO | Liange | [8 empty] | 0 | 0 | 0 | 1 | 0 | 0 | [7 empty] | 1 |  | LI/LC/SPEzee Cure Light Main Pcb
IM05735 | Light Cure Spares-Liange-ezee Cure Light Only Led | 160005EZEELED |  | A Class |  |  | I-Inventory | FG-Finish Good | R | Spares | Light Cure-Spares | Dental Equiment | Main Location | 90330000 |  | FIFO | Liange | [8 empty] | 0 | 0 | 0 | 1 | 0 | 0 | [7 empty] | 1 |  | LI/LC/SPEzee Cure Light Only Led
IM05736 | Light Cure Spares-Liange-ezee Cure Panel Button | 160005EZEEPANELBUTTON |  | A Class |  |  | I-Inventory | FG-Finish Good | R | Spares | Light Cure-Spares | Dental Equiment | Main Location | 90330000 |  | FIFO | Liange | [8 empty] | 0 | 0 | 0 | 1 | 0 | 0 | [7 empty] | 1 |  | LI/LC/SPEzee Cure Panel Button
IM05737 | Light Cure Spares-Liange-light Cure Wireless Curing Light Battery | 160005BATTERY |  | A Class |  |  | I-Inventory | FG-Finish Good | R | Spares | Light Cure-Spares | Dental Equiment | Main Location | 90330000 |  | FIFO | Liange | [8 empty] | 0 | 0 | 0 | 1 | 0 | 0 | [7 empty] | 1 |  | LI/LC/SPLight Cure Wireless Curing Light Battery
IM05738 | Light Cure Spares-Liange-new Ezee Cure Eye Shield | 160005EZEENEWEYESHIELD |  | A Class |  |  | I-Inventory | FG-Finish Good | R | Spares | Light Cure-Spares | Dental Equiment | Main Location | 90330000 |  | FIFO | Liange | [8 empty] | 0 | 0 | 0 | 1 | 0 | 0 | [7 empty] | 1 |  | LI/LC/SPNew Ezee Cure Eye Shield
IM05739 | Light Cure Spares-Liange-new Ezee Cure Light Black Glass Probe | 160005NEWEZEEGLASSPROBE |  | A Class |  |  | I-Inventory | FG-Finish Good | R | Spares | Light Cure-Spares | Dental Equiment | Main Location | 90330000 |  | FIFO | Liange | [8 empty] | 0 | 0 | 0 | 1 | 0 | 0 | [7 empty] | 1 |  | LI/LC/SPNew Ezee Cure Light Black Glass Probe
IM05740 | Light Cure Spares-Liange-new Ezee Cure Light Stand | 160005NEWEZEELIGHTSTAND |  | A Class |  |  | I-Inventory | FG-Finish Good | R | Spares | Light Cure-Spares | Dental Equiment | Main Location | 90330000 |  | FIFO | Liange | [8 empty] | 0 | 0 | 0 | 1 | 0 | 0 | [7 empty] | 1 |  | LI/LC/SPNew Ezee Cure Light Stand
IM05741 | Light Cure Spares-Liange-new Ezee Cure Lithium Battery | 160005NEWEZEEBATTERY |  | A Class |  |  | I-Inventory | FG-Finish Good | R | Spares | Light Cure-Spares | Dental Equiment | Main Location | 90330000 |  | FIFO | Liange | [8 empty] | 0 | 0 | 0 | 1 | 0 | 0 | [7 empty] | 1 |  | LI/LC/SPNEW EZEE CURE LITHIUM BATTERY
IM05742 | Light Cure Spares-Liang-100A Front Panel Transparent Body | 160005100ABODY |  | A Class |  |  | I-Inventory | FG-Finish Good | R | Spares | Light Cure-Spares | Dental Equiment | Main Location | 90330000 |  | FIFO | Liange | [8 empty] | 0 | 0 | 0 | 1 | 0 | 0 | [7 empty] | 1 |  | LI/LU/SP/100A FRONT PANEL TRANSPARENT BODY
IM05743 | Light Cure Spares-Liang-Ezee Cure Light Battery Charger Stand | 160005EZEESTAND |  | A Class |  |  | I-Inventory | FG-Finish Good | R | Spares | Light Cure-Spares | Dental Equiment | Main Location | 90330000 |  | FIFO | Liange | [8 empty] | 0 | 0 | 0 | 1 | 0 | 0 | [7 empty] | 1 |  | LI/LU/SP/EZEE CURE LIGHT BATTERY CHARGER STAND
IM05744 | Light Cure Spares-Liang-New Ezee Cure Light Battery Charger | 160005NEWWZEEBATTERYCHARGER |  | A Class |  |  | I-Inventory | FG-Finish Good | R | Spares | Light Cure-Spares | Dental Equiment | Main Location | 90330000 |  | FIFO | Liange | [8 empty] | 0 | 0 | 0 | 1 | 0 | 0 | [7 empty] | 1 |  | LI/LU/SP/NEW EZEE CURE LIGHT BATTERY CHARGER
IM05745 | Light Cure Spares-Liange-New Ezee Cure Light Body | 160005NEWEZEELIGHTBODY |  | A Class |  |  | I-Inventory | FG-Finish Good | R | Spares | Light Cure-Spares | Dental Equiment | Main Location | 90330000 |  | FIFO | Liange | [8 empty] | 0 | 0 | 0 | 1 | 0 | 0 | [7 empty] | 1 |  | LI/LU/SP/NEW EZEE CURE LIGHT BODY
IM05746 | Light Cure Spares-Roland-Bulbs- Light Cure Bulb 12 X 75 | 110005BULB12X75 |  | A Class |  |  | I-Inventory | FG-Finish Good | C | Spares | Light Cure-Spares | Dental Equiment | Main Location | 90330000 |  | FIFO | Roland | [8 empty] | 0 | 0 | 0 | 1 | 0 | 0 | [7 empty] | 1 |  | RO/BUL/AC/BULBS- LIGHT CURE BULB 12 X 75
IM05747 | Light Cure Spares-Roland-500E Led Stand | 110005500ELEDSTAND |  | A Class |  |  | I-Inventory | FG-Finish Good | R | Spares | Light Cure-Spares | Dental Equiment | Main Location | 90330000 |  | FIFO | Roland | [8 empty] | 0 | 0 | 0 | 1 | 0 | 0 | [7 empty] | 1 |  | Ro/Lc/Sp/500E Led Stand
IM05748 | Light Cure Spares-Roland-Cute Light/Outer Body | 110005OUTERBODY |  | A Class |  |  | I-Inventory | FG-Finish Good | C | Spares | Light Cure-Spares | Dental Equiment | Main Location | 90330000 |  | FIFO | Roland | [8 empty] | 0 | 0 | 0 | 1 | 0 | 0 | [7 empty] | 1 |  | Ro/Lc/Sp/Cute Light/Outer Body
IM05749 | Light Cure Spares-Roland-Blue Filter Bo42 For Cu-100A | 110005CU100ABLUEFILTER |  | A Class |  |  | I-Inventory | FG-Finish Good | R | Spares | Light Cure-Spares | Dental Equiment | Main Location | 90330000 |  | FIFO | Roland | [8 empty] | 0 | 0 | 0 | 1 | 0 | 0 | [7 empty] | 1 |  | Ro/Lc/Sp/Blue Filter BO42 For Cu-100A
IM05750 | Light Cure Spares-Roland-Colling Fan-Rl100A-11 | 110005CU100COOLINGFAN |  | A Class |  |  | I-Inventory | FG-Finish Good | R | Spares | Light Cure-Spares | Dental Equiment | Main Location | 90330000 |  | FIFO | Roland | [8 empty] | 0 | 0 | 0 | 1 | 0 | 0 | [7 empty] | 1 |  | Ro/Lc/Sp/Colling Fan-Rl100A-11
IM05751 | Light Cure Spares-Roland-Cu100A Complete Body-Rl100A-14 | 110005CU100ACOMPLETEBODY |  | A Class |  |  | I-Inventory | FG-Finish Good | R | Spares | Light Cure-Spares | Dental Equiment | Main Location | 90330000 |  | FIFO | Roland | [8 empty] | 0 | 0 | 0 | 1 | 0 | 0 | [7 empty] | 1 |  | Ro/Lc/Sp/Cu100A Complete Body-Rl100A-14
IM05752 | Light Cure Spares-Roland-Cu100A Gun Body-Rl100 A-15 | 110005CU100AGUNBODY |  | A Class |  |  | I-Inventory | FG-Finish Good | R | Spares | Light Cure-Spares | Dental Equiment | Main Location | 90330000 |  | FIFO | Roland | [8 empty] | 0 | 0 | 0 | 1 | 0 | 0 | [7 empty] | 1 |  | Ro/Lc/Sp/Cu100A Gun Body-Rl100 A-15
IM05753 | Light Cure Spares-Roland-Cu100A Gun Switch Sticker A-7 | 110005CU100AGUMSWITCHSTICKERA7 |  | A Class |  |  | I-Inventory | FG-Finish Good | C | Spares | Light Cure-Spares | Dental Equiment | Main Location | 90330000 |  | FIFO | Roland | [8 empty] | 0 | 0 | 0 | 1 | 0 | 0 | [7 empty] | 1 |  | Ro/Lc/Sp/Cu100A Gun Switch Sticker A-7
IM05754 | Light Cure Spares-Roland-Cu100A Gun Top Cover-Rl100 A-13 | 110005CU100AGUNTOPCOVERA13 |  | A Class |  |  | I-Inventory | FG-Finish Good | R | Spares | Light Cure-Spares | Dental Equiment | Main Location | 90330000 |  | FIFO | Roland | [8 empty] | 0 | 0 | 0 | 1 | 0 | 0 | [7 empty] | 1 |  | Ro/Lc/Sp/Cu100A Gun Top Cover-Rl100 A-13
IM05755 | Light Cure Spares-Roland-Cu100A Intensity Pcb Card Rl-100 A-09 | 110005CU100ARI100A09 |  | A Class |  |  | I-Inventory | FG-Finish Good | R | Spares | Light Cure-Spares | Dental Equiment | Main Location | 90330000 |  | FIFO | Roland | [8 empty] | 0 | 0 | 0 | 1 | 0 | 0 | [7 empty] | 1 |  | Ro/Lc/Sp/Cu100A Intensity Pcb Card Rl-100 A-09
IM05756 | Light Cure Spares-Roland-Cu100A Thermostate | 110005CU100ATHERMOSTATE |  | A Class |  |  | I-Inventory | FG-Finish Good | R | Spares | Light Cure-Spares | Dental Equiment | Main Location | 90330000 |  | FIFO | Roland | [8 empty] | 0 | 0 | 0 | 1 | 0 | 0 | [7 empty] | 1 |  | Ro/Lc/Sp/Cu100A Thermostate
IM05757 | Light Cure Spares-Roland-Cu100A Transformer-Rl100A-2 | 110005CU100ATRANSFORMER |  | A Class |  |  | I-Inventory | FG-Finish Good | R | Spares | Light Cure-Spares | Dental Equiment | Main Location | 90330000 |  | FIFO | Roland | [8 empty] | 0 | 0 | 0 | 1 | 0 | 0 | [7 empty] | 1 |  | RO/LC/SP/CU100A TRANSFORMER-RL100A-2
IM05758 | Light Cure Spares-Roland-Display Led Cu-100A | 110005CU100ADISPLAYLED |  | A Class |  |  | I-Inventory | FG-Finish Good | R | Spares | Light Cure-Spares | Dental Equiment | Main Location | 90330000 |  | FIFO | Roland | [8 empty] | 0 | 0 | 0 | 1 | 0 | 0 | [7 empty] | 1 |  | Ro/Lc/Sp/Display Led Cu-100A
IM05759 | Light Cure Spares-Roland-Display Pcb Cu-100A | 110005CU100ADISPLAYPCB |  | A Class |  |  | I-Inventory | FG-Finish Good | R | Spares | Light Cure-Spares | Dental Equiment | Main Location | 90330000 |  | FIFO | Roland | [8 empty] | 0 | 0 | 0 | 1 | 0 | 0 | [7 empty] | 1 |  | Ro/Lc/Sp/Display Pcb Cu-100A
IM05760 | Light Cure Spares-Roland-Elitedent Q4-W Transformer For Ultra Lite | 110005Q4WTRANSFORMER |  | A Class |  |  | I-Inventory | FG-Finish Good | R | Spares | Light Cure-Spares | Dental Equiment | Main Location | 90330000 |  | FIFO | Roland | [8 empty] | 0 | 0 | 0 | 1 | 0 | 0 | [7 empty] | 1 |  | Ro/Lc/Sp/Elitedent Q4-W Transformer For Ultra Lite
IM05761 | Light Cure Spares-Roland-Eye Protection Shield | 110005EYEPROTECTIONSHIELD |  | A Class |  |  | I-Inventory | FG-Finish Good | R | Spares | Light Cure-Spares | Dental Equiment | Main Location | 90330000 |  | FIFO | Roland | [8 empty] | 0 | 0 | 0 | 1 | 0 | 0 | [7 empty] | 1 |  | Ro/Lc/Sp/Eye Protection Shield
IM05762 | Light Cure Spares-Roland-Gun Cord Without Pcb | 110005GUNCORDWOPCB |  | A Class |  |  | I-Inventory | FG-Finish Good | R | Spares | Light Cure-Spares | Dental Equiment | Main Location | 90330000 |  | FIFO | Roland | [8 empty] | 0 | 0 | 0 | 1 | 0 | 0 | [7 empty] | 1 |  | Ro/Lc/Sp/Gun Cord Without Pcb
IM05763 | Light Cure Spares-Roland-Gun Cord-Ri Main Pcb | 110005GUNCORDMAINPCB |  | A Class |  |  | I-Inventory | FG-Finish Good | R | Spares | Light Cure-Spares | Dental Equiment | Main Location | 90330000 |  | FIFO | Roland | [8 empty] | 0 | 0 | 0 | 1 | 0 | 0 | [7 empty] | 1 |  | Ro/Lc/Sp/Gun Cord-Ri Main Pcb
IM05764 | Light Cure Spares-Roland-Led 1 E Led | 110005LED1ELED |  | A Class |  |  | I-Inventory | FG-Finish Good | R | Spares | Light Cure-Spares | Dental Equiment | Main Location | 90330000 |  | FIFO | Roland | [8 empty] | 0 | 0 | 0 | 1 | 0 | 0 | [7 empty] | 1 |  | RO/LC/SP/LED 1 E LED
IM05765 | Light Cure Spares-Roland-Led 500E Led | 110005LEDELED |  | A Class |  |  | I-Inventory | FG-Finish Good | R | Spares | Light Cure-Spares | Dental Equiment | Main Location | 90330000 |  | FIFO | Roland | [8 empty] | 0 | 0 | 0 | 1 | 0 | 0 | [7 empty] | 1 |  | Ro/Lc/Sp/Led 500E Led
IM05766 | Light Cure Spares-Roland-Led 500E Main Pcb | 110005LED500EMAINPCB |  | A Class |  |  | I-Inventory | FG-Finish Good | R | Spares | Light Cure-Spares | Dental Equiment | Main Location | 90330000 |  | FIFO | Roland | [8 empty] | 0 | 0 | 0 | 1 | 0 | 0 | [7 empty] | 1 |  | Ro/Lc/Sp/Led 500E Main Pcb
IM05767 | Light Cure Spares-Roland-Led Pcb-Rl500E-04 | 110005RI500E04LEDPCB |  | A Class |  |  | I-Inventory | FG-Finish Good | R | Spares | Light Cure-Spares | Dental Equiment | Main Location | 90330000 |  | FIFO | Roland | [8 empty] | 0 | 0 | 0 | 1 | 0 | 0 | [7 empty] | 1 |  | Ro/Lc/Sp/Led Pcb-Rl500E-04
IM05768 | Light Cure Spares-Roland-Main Pcb Led 1 E | 110005MAINPCBLED1E |  | A Class |  |  | I-Inventory | FG-Finish Good | R | Spares | Light Cure-Spares | Dental Equiment | Main Location | 90330000 |  | FIFO | Roland | [8 empty] | 0 | 0 | 0 | 1 | 0 | 0 | [7 empty] | 1 |  | Ro/Lc/Sp/Main Pcb Led 1 E
IM05769 | Light Cure Spares-Roland-Plastic Probe For Cu-100A | 110005CU100APROBE |  | A Class |  |  | I-Inventory | FG-Finish Good | R | Spares | Light Cure-Spares | Dental Equiment | Main Location | 90330000 |  | FIFO | Roland | [8 empty] | 0 | 0 | 0 | 1 | 0 | 0 | [7 empty] | 1 |  | RO/LC/SP/PLASTIC PROBE FOR CU-100A
IM05770 | Light Cure Spares-Roland-Power Adaptor 12V | 110005CU100A12VADOPTER |  | A Class |  |  | I-Inventory | FG-Finish Good | R | Spares | Light Cure-Spares | Dental Equiment | Main Location | 90330000 |  | FIFO | Roland | [8 empty] | 0 | 0 | 0 | 1 | 0 | 0 | [7 empty] | 1 |  | Ro/Lc/Sp/Power Adaptor 12V
IM05771 | Light Cure Spares-Roland-Power Adaptor Led 1 E | 110005CU100ALED1EADOPTER |  | A Class |  |  | I-Inventory | FG-Finish Good | R | Spares | Light Cure-Spares | Dental Equiment | Main Location | 90330000 |  | FIFO | Roland | [8 empty] | 0 | 0 | 0 | 1 | 0 | 0 | [7 empty] | 1 |  | Ro/Lc/Sp/Power Adaptor Led 1 E
IM05772 | Light Cure Spares-Roland-Transformer For Ultra Lite 500Ew | 110005500EWTRANSFORMER |  | A Class |  |  | I-Inventory | FG-Finish Good | R | Spares | Light Cure-Spares | Dental Equiment | Main Location | 90330000 |  | FIFO | Roland | [8 empty] | 0 | 0 | 0 | 1 | 0 | 0 | [7 empty] | 1 |  | Ro/Lc/Sp/Transformer For Ultra Lite 500Ew
IM05773 | Light Cure Spares-Roland-Ultralite 500E Sticker | 110005500ESTICKER |  | A Class |  |  | I-Inventory | FG-Finish Good | C | Spares | Light Cure-Spares | Dental Equiment | Main Location | 90330000 |  | FIFO | Roland | [8 empty] | 0 | 0 | 0 | 1 | 0 | 0 | [7 empty] | 1 |  | Ro/Lc/Sp/Ultralite 500E Sticker
IM05774 | Light Cure Spares-Roland-Varioster | 110005VRIOSTER |  | A Class |  |  | I-Inventory | FG-Finish Good | R | Spares | Light Cure-Spares | Dental Equiment | Main Location | 90330000 |  | FIFO | Roland | [8 empty] | 0 | 0 | 0 | 1 | 0 | 0 | [7 empty] | 1 |  | Ro/Lc/Sp/Varioster
IM05775 | Light Cure Spares-Roland-White Filter Rl-100A-5 | 110005RI100A5WHITEFILTER |  | A Class |  |  | I-Inventory | FG-Finish Good | R | Spares | Light Cure-Spares | Dental Equiment | Main Location | 90330000 |  | FIFO | Roland | [8 empty] | 0 | 0 | 0 | 1 | 0 | 0 | [7 empty] | 1 |  | Ro/Lc/Sp/White Filter Rl-100A-5
IM05776 | Light Cure Spares-Roland-100Ab043 Gun Complete Body | 110005100AB043GUNCOMPLETEBODY |  | A Class |  |  | I-Inventory | FG-Finish Good | R | Spares | Light Cure-Spares | Dental Equiment | Main Location | 90330000 |  | FIFO | Roland | [8 empty] | 0 | 0 | 0 | 1 | 0 | 0 | [7 empty] | 1 |  | Ro/Sp/100Ab043 Gun Complete Body
IM05777 | Light Cure Spares-Roland-Gun Pcb 500E-Rl-100A-10 | 110005500ERI100A10PCB |  | A Class |  |  | I-Inventory | FG-Finish Good | R | Spares | Light Cure-Spares | Dental Equiment | Main Location | 90330000 |  | FIFO | Roland | [8 empty] | 0 | 0 | 0 | 1 | 0 | 0 | [7 empty] | 1 |  | Ro/Sp/Gun Pcb 500E-Rl-100A-10
IM05778 | Light Cure Spares-Roland-Gun Switch Rl-100A-09 | 110005500ERI100A09SWITCH |  | A Class |  |  | I-Inventory | FG-Finish Good | R | Spares | Light Cure-Spares | Dental Equiment | Main Location | 90330000 |  | FIFO | Roland | [8 empty] | 0 | 0 | 0 | 1 | 0 | 0 | [7 empty] | 1 |  | Ro/Sp/Gun Switch Rl-100A-09
IM05779 | Light Cure Spares-Roland-Main Pcb Cu-100Ac Rl-100A-1 | 110005CU100APCB |  | A Class |  |  | I-Inventory | FG-Finish Good | R | Spares | Light Cure-Spares | Dental Equiment | Main Location | 90330000 |  | FIFO | Roland | [8 empty] | 0 | 0 | 0 | 1 | 0 | 0 | [7 empty] | 1 |  | Ro/Sp/Main Pcb Cu-100Ac Rl-100A-1
IM05780 | Light Cure Spares-Roland-Plastic Probe Holder | 110005PROBEHOLDER |  | A Class |  |  | I-Inventory | FG-Finish Good | R | Spares | Light Cure-Spares | Dental Equiment | Main Location | 90330000 |  | FIFO | Roland | [8 empty] | 0 | 0 | 0 | 1 | 0 | 0 | [7 empty] | 1 |  | Ro/Sp/Plastic Probe Holder
IM05781 | Light Cure Spares-Roland-Power Pcb Cu-100A | 110005CU100APOWERPCB |  | A Class |  |  | I-Inventory | FG-Finish Good | R | Spares | Light Cure-Spares | Dental Equiment | Main Location | 90330000 |  | FIFO | Roland | [8 empty] | 0 | 0 | 0 | 1 | 0 | 0 | [7 empty] | 1 |  | Ro/Sp/Power Pcb Cu-100A
IM05782 | Light Cure Spares-Roland Protective Googles | 110005PROTECTIVEGOOGLE |  | A Class |  |  | I-Inventory | FG-Finish Good | C | Spares | Light Cure-Spares | Dental Equiment | Main Location |  |  | FIFO | Roland | [8 empty] | 0 | 0 | 0 | 1 | 0 | 0 | [7 empty] | 1 |  | RO/LC/SP/PROTECTIVE GOOGLES
IM05783 | Light Cure Spares- Being -Tulip 100 A Main PCB | 103005100AMPCB |  | A Class |  |  | I-Inventory | FG-Finish Good | R | Spares | Light Cure-Spares | Dental Equiment | Main Location | 90330000 |  | FIFO | Being-Tornado | [8 empty] | 0 | 0 | 0 | 1 | 0 | 0 | [7 empty] | 1 |  | Be/Lc/Ac/Light Cure/Being/Tulip 100A (Main Pcb)
IM05784 | Light Cure Spares- Being -Tulip 100 A Power Cord | 103005100ACORD |  | A Class |  |  | I-Inventory | FG-Finish Good | R | Spares | Light Cure-Spares | Dental Equiment | Main Location | 90330000 |  | FIFO | Being-Tornado | [8 empty] | 0 | 0 | 0 | 1 | 0 | 0 | [7 empty] | 1 |  | BE/LC/AC/LIGHT CURE/BEING/TULIP 100A (POWER CORD)
IM05785 | Light Cure Spares- Being -Tulip 100B Main PCB | 103005100BMPCB |  | A Class |  |  | I-Inventory | FG-Finish Good | R | Spares | Light Cure-Spares | Dental Equiment | Main Location | 90330000 |  | FIFO | Being-Tornado | [8 empty] | 0 | 0 | 0 | 1 | 0 | 0 | [7 empty] | 1 |  | Be/Lc/Ac/Light Cure/Being/Tulip 100b (Main Pcb)
IM05786 | Light Cure Spares- Being -Tulip 100B Adaptor | 103005100BADOP |  | A Class |  |  | I-Inventory | FG-Finish Good | R | Spares | Light Cure-Spares | Dental Equiment | Main Location | 90330000 |  | FIFO | Being-Tornado | [5 empty] | BE/LC/AC/LIGHT CURE/BEING/TULIP 100B ADAP |  |  | 0 | 0 | 0 | 1 | 0 | 0 | [7 empty] | 1 |  | Be/Lc/Ac/Light Cure/Being/Tulip 100b Adaptor
IM05787 | Light Cure Spares- Being -Tulip 100B LED Bulb | 103005100BLEDBULB |  | A Class |  |  | I-Inventory | FG-Finish Good | C | Spares | Light Cure-Spares | Dental Equiment | Main Location | 90330000 |  | FIFO | Being-Tornado | [8 empty] | 0 | 0 | 0 | 1 | 0 | 0 | [7 empty] | 1 |  | Be/Lc/Ac/Light Cure/Being/Tulip 100b Led Bulb
IM05788 | Light Cure Spares- Being -Tulip 200A Battery | 103005200ABATTERY |  | A Class |  |  | I-Inventory | FG-Finish Good | R | Spares | Light Cure-Spares | Dental Equiment | Main Location | 90330000 |  | FIFO | Being-Tornado | [8 empty] | 0 | 0 | 0 | 1 | 0 | 0 | [7 empty] | 1 |  | Be/Lc/Ac/Light Cure/Being/Tulip 200A (Battery)
IM05789 | Light Cure Spares- Being -Tulip 200A Eye Protect Orange Shield | 103005200AEYESHIELD |  | A Class |  |  | I-Inventory | FG-Finish Good | R | Spares | Light Cure-Spares | Dental Equiment | Main Location | 90330000 |  | FIFO | Being-Tornado | [8 empty] | 0 | 0 | 0 | 1 | 0 | 0 | [7 empty] | 1 |  | BE/LC/AC/LIGHT CURE/BEING/TULIP 200A (EYE PROTECT ORANGE SHIELD)
IM05790 | Light Cure Spares- Being -Tulip 200A Light Stand | 103005200ASTAND |  | A Class |  |  | I-Inventory | FG-Finish Good | R | Spares | Light Cure-Spares | Dental Equiment | Main Location | 90330000 |  | FIFO | Being-Tornado | [8 empty] | 0 | 0 | 0 | 1 | 0 | 0 | [7 empty] | 1 |  | Be/Lc/Ac/Light Cure/Being/Tulip 200A (Light Stand)
IM05791 | Light Cure Spares- Being -Tulip 200A Lower Cover | 103005200ALCOVER |  | A Class |  |  | I-Inventory | FG-Finish Good | R | Spares | Light Cure-Spares | Dental Equiment | Main Location | 90330000 |  | FIFO | Being-Tornado | [8 empty] | 0 | 0 | 0 | 1 | 0 | 0 | [7 empty] | 1 |  | Be/Lc/Ac/Light Cure/Being/Tulip 200A (Lower Cover)
IM05792 | Light Cure Spares- Being -Tulip 200A Upper Body | 103005200AUPBODY |  | A Class |  |  | I-Inventory | FG-Finish Good | R | Spares | Light Cure-Spares | Dental Equiment | Main Location | 90330000 |  | FIFO | Being-Tornado | [8 empty] | 0 | 0 | 0 | 1 | 0 | 0 | [7 empty] | 1 |  | Be/Lc/Ac/Light Cure/Being/Tulip 200A (Upper Body)
IM05793 | Light Cure Spares- Being -Tulip 200A Glass/Black Probe | 103005200APROBE |  | A Class |  |  | I-Inventory | FG-Finish Good | R | Spares | Light Cure-Spares | Dental Equiment | Main Location | 90330000 |  | FIFO | Being-Tornado | [8 empty] | 0 | 0 | 0 | 1 | 0 | 0 | [7 empty] | 1 |  | BE/LC/AC/LIGHT CURE/BEING/TULIP 200A (GLASS/BLACK PROBE)
IM05794 | Light Cure Spares-Local-Lux V Light Cure Battery | 148005LUXVBATTERY |  | A Class |  |  | I-Inventory | FG-Finish Good | R | Spares | Light Cure-Spares | Dental Equiment | Main Location | 90330000 |  | FIFO | Indian Product | [8 empty] | 0 | 0 | 0 | 1 | 0 | 0 | [7 empty] | 1 |  | LP/LC/SP/LUX V LIGHT CURE BATTERY
IM05795 | Consumables-Indian-Multilink N System P Transparent/Monobond N | 148047MULTILINKPTRANS |  | A Class |  |  | I-Inventory | FG-Finish Good | C | Consumables | Local | Dental Equiment | Main Location | 30064000 |  | FIFO | Indian Product | [8 empty] | 0 | 0 | 0 | 1 | 0 | 0 | [7 empty] | 1 |  | LC/CM/MULTILINK N SYSTEM P TRANSPARENT/MONOBOND N
IM05796 | Consumables-Indian-N Etch Jumbo Assortment 1X30G/1X2 | 148047NETCHJUMBOASST1X30G |  | A Class |  |  | I-Inventory | FG-Finish Good | C | Consumables | Local | Dental Equiment | Main Location | 38249990 |  | FIFO | Indian Product | [8 empty] | 0 | 0 | 0 | 1 | 0 | 0 | [7 empty] | 1 |  | LC/CM/N ETCH JUMBO ASSORTMENT 1X30G/1X2
IM05797 | Consumables-Indian-N Flow Bulk 1X2G Iva/Ivb/Ivw | 149047NFLOW1X2GIVAIVBIVW |  | A Class |  |  | I-Inventory | FG-Finish Good | C | Consumables | Local | Dental Equiment | Main Location | 30064000 |  | FIFO | Indian Product | [8 empty] | 0 | 0 | 0 | 1 | 0 | 0 | [7 empty] | 1 |  | LC/CM/N FLOW BULK 1X2G IVA/IVB/IVW
IM05798 | Consumables-Indian-Teeconom Plus Pack 4X4G/A1 | 149047TEECOPLUSPACK4X4GA1 |  | A Class |  |  | I-Inventory | FG-Finish Good | C | Consumables | Local | Dental Equiment | Main Location | 30064000 |  | FIFO | Indian Product | [8 empty] | 0 | 0 | 0 | 1 | 0 | 0 | [7 empty] | 1 |  | LC/CM/TEECONOM PLUS PACK 4X4G/A1
IM05799 | Spares-Local-11Mm/19Mm Tee | 148052TEE11MM19MM |  | A Class |  |  | I-Inventory | FG-Finish Good | C | Spares | Local | Dental Equiment | Main Location | 90330000 |  | FIFO | Indian Product | [8 empty] | 0 | 0 | 0 | 1 | 0 | 0 | [7 empty] | 1 |  | LP/SP/11MM/19MM TEE
IM05800 | Spares-Local-3/4 Inches Straight Nozzle | 1480523BY4STNOZZLE |  | A Class |  |  | I-Inventory | FG-Finish Good | R | Spares | Local | Dental Equiment | Main Location | 90330000 |  | FIFO | Indian Product | [8 empty] | 0 | 0 | 0 | 1 | 0 | 0 | [7 empty] | 1 |  | LP/SP/3/4 INCHES STRAIGHT NOZZLE
IM05801 | Spares-Local-Ac/Anti Static Safe Heel Strap- Radiology | 148052HEELSTRAP |  | A Class |  |  | I-Inventory | FG-Finish Good | R | Spares | Local | Dental Equiment | Main Location | 90330000 |  | FIFO | Indian Product | [8 empty] | 0 | 0 | 0 | 1 | 0 | 0 | [7 empty] | 1 |  | LP/SP/AC/ANTI STATIC SAFE HEEL STRAP- RADIOLOGY
IM05802 | Spares-Local-Anthos/Suction/Metal Tip | 148052METALTIP |  | A Class |  |  | I-Inventory | FG-Finish Good | C | Spares | Local | Dental Equiment | Main Location | 90330000 |  | FIFO | Indian Product | [8 empty] | 0 | 0 | 0 | 1 | 0 | 0 | [7 empty] | 1 |  | LP/SP/ANTHOS/SUCTION/METAL TIP
IM05803 | Spares-Local-Being Foshan/Ceramic Bearings | 148052TORNADOCERAMICBEARINGS |  | A Class |  |  | I-Inventory | FG-Finish Good | R | Spares | Local | Dental Equiment | Main Location | 90330000 |  | FIFO | Indian Product | [8 empty] | 0 | 0 | 0 | 1 | 0 | 0 | [7 empty] | 1 |  | LP/SP/BEING FOSHAN/CERAMIC BEARINGS
IM05804 | Spares-Local-Duerr Suction PCB-1/8 Volt | 14805UCTION2PCB1/8VOLT |  | A Class |  |  | I-Inventory | FG-Finish Good | R | Spares | Local | Dental Equiment | Main Location | 90330000 |  | FIFO | Indian Product | [5 empty] | . |  |  | 0 | 0 | 0 | 1 | 0 | 0 | [7 empty] | 1 |  | LP/SP/DUERR SUCTION PCB-1/8 VOLT
IM05805 | Spares-Local-Duerr Suction PCB-Connector For 2 Pin (M/F) | 148052SUCTION2PINCONNECTORMF |  | A Class |  |  | I-Inventory | FG-Finish Good | R | Spares | Local | Dental Equiment | Main Location | 90330000 |  | FIFO | Indian Product | [8 empty] | 0 | 0 | 0 | 1 | 0 | 0 | [7 empty] | 1 |  | LP/SP/DUERR SUCTION PCB-CONNECTOR FOR 2 PIN (M/F)
IM05806 | Spares-Local-Duerr Suction Pcb-Connector For 3 Pin (M/F) | 148052SUCTION3PINCONNECTORMF |  | A Class |  |  | I-Inventory | FG-Finish Good | R | Spares | Local | Dental Equiment | Main Location | 90330000 |  | FIFO | Indian Product | [8 empty] | 0 | 0 | 0 | 1 | 0 | 0 | [7 empty] | 1 |  | LP/SP/DUERR SUCTION PCB-CONNECTOR FOR 3 PIN (M/F)
IM05807 | Spares-Local-Duerr Suction PCB-Ntc-15 Sp/2Rs | 148052SUCTIONNTC15SP2RS |  | A Class |  |  | I-Inventory | FG-Finish Good | R | Spares | Local | Dental Equiment | Main Location | 90330000 |  | FIFO | Indian Product | [5 empty] | . |  |  | 0 | 0 | 0 | 1 | 0 | 0 | [7 empty] | 1 |  | LP/SP/DUERR SUCTION PCB-NTC-15 SP/2RS
IM05808 | Spares-Local-Duerr Suction Pcb-Nut 1/8 | 148052SUCTIONPCBNUT1/8 |  | A Class |  |  | I-Inventory | FG-Finish Good | C | Spares | Local | Dental Equiment | Main Location | 90330000 |  | FIFO | Indian Product | [5 empty] | . |  |  | 0 | 0 | 0 | 1 | 0 | 0 | [7 empty] | 1 |  | LP/SP/DUERR SUCTION PCB-NUT 1/8
IM05809 | Spares-Local-Ethernet Card Pci 10/100 | 148052ENHERNETCARD |  | A Class |  |  | I-Inventory | FG-Finish Good | R | Spares | Local | Dental Equiment | Main Location | 90330000 |  | FIFO | Indian Product | [5 empty] | . |  |  | 0 | 0 | 0 | 1 | 0 | 0 | [7 empty] | 1 |  | LP/SP/ETHERNET CARD PCI 10/100
IM05810 | Spares-Local-Gnatus/Ceramic Bearings | 148052GNATUSCERAMICBEARINGS |  | A Class |  |  | I-Inventory | FG-Finish Good | C | Spares | Local | Dental Equiment | Main Location | 90330000 |  | FIFO | Indian Product | [8 empty] | 0 | 0 | 0 | 1 | 0 | 0 | [7 empty] | 1 |  | LP/SP/GNATUS/CERAMIC BEARINGS
IM05811 | Spares-Local-Light Toggle On/Off Switch | 148052TOGGLEONOFFSWITCH |  | A Class |  |  | I-Inventory | FG-Finish Good | R | Spares | Local | Dental Equiment | Main Location | 90330000 |  | FIFO | Indian Product | [8 empty] | 0 | 0 | 0 | 1 | 0 | 0 | [7 empty] | 1 |  | Lp/Sp/Light Toggle On/Off Switch
IM05812 | Spares-Local-Motorised Suction On/Off Switch | 148052MOTORISEDSUCTIONONOFFSWITCH |  | A Class |  |  | I-Inventory | FG-Finish Good | R | Spares | Local | Dental Equiment | Main Location | 90330000 |  | FIFO | Indian Product | [8 empty] | 0 | 0 | 0 | 1 | 0 | 0 | [7 empty] | 1 |  | LP/SP/MOTORISED SUCTION ON/OFF SWITCH
IM05813 | Spares-Local-Nsk/Ceramic Bearings | 148052NSKCERAMICBEARINGS |  | A Class |  |  | I-Inventory | FG-Finish Good | R | Spares | Local | Dental Equiment | Main Location | 90330000 |  | FIFO | Indian Product | [8 empty] | 0 | 0 | 0 | 1 | 0 | 0 | [7 empty] | 1 |  | LP/SP/NSK/CERAMIC BEARINGS
IM05814 | Spares-Local-Sd/Sedation 02+N20 Pressure Flow Gauge | 148052N20PRESSUREGUAGE |  | A Class |  |  | I-Inventory | FG-Finish Good | R | Spares | Local | Dental Equiment | Main Location | 90330000 |  | FIFO | Indian Product | [8 empty] | 0 | 0 | 0 | 1 | 0 | 0 | [7 empty] | 1 |  | LP/SP/SD/SEDATION 02+N20 PRESSURE FLOW GAUGE
IM05815 | Spares-Local-Sd/Sedation Adult Mask | 148052SEDATIONADULTMASK |  | A Class |  |  | I-Inventory | FG-Finish Good | R | Spares | Local | Dental Equiment | Main Location | 90330000 |  | FIFO | Indian Product | [8 empty] | 0 | 0 | 0 | 1 | 0 | 0 | [7 empty] | 1 |  | LP/SP/SD/SEDATION ADULT MASK
IM05816 | Spares-Local-Sd/Sedation Balloon Nozzle Connector | 148052BALOONNOZZLECONN |  | A Class |  |  | I-Inventory | FG-Finish Good | R | Spares | Local | Dental Equiment | Main Location | 90330000 |  | FIFO | Indian Product | [8 empty] | 0 | 0 | 0 | 1 | 0 | 0 | [7 empty] | 1 |  | LP/SP/SD/SEDATION BALLOON NOZZLE CONNECTOR
IM05817 | Spares-Local-Sd/Sedation Battery 9 V | 148052SEDATIONBATTERY9V |  | A Class |  |  | I-Inventory | FG-Finish Good | R | Spares | Local | Dental Equiment | Main Location | 90330000 |  | FIFO | Indian Product | [8 empty] | 0 | 0 | 0 | 1 | 0 | 0 | [7 empty] | 1 |  | LP/SP/SD/SEDATION BATTERY 9 V
IM05818 | Spares-Local-Sd/Sedation Kids Mask | 148052SEDATIONKIDSMASK |  | A Class |  |  | I-Inventory | FG-Finish Good | R | Spares | Local | Dental Equiment | Main Location | 90330000 |  | FIFO | Indian Product | [8 empty] | 0 | 0 | 0 | 1 | 0 | 0 | [7 empty] | 1 |  | LP/SP/SD/SEDATION KIDS MASK
IM05819 | Spares-Local-Sd/Sedation Laxtex Free Bag | 148052SEDATIONLAXTEXFREEBAG |  | A Class |  |  | I-Inventory | FG-Finish Good | R | Spares | Local | Dental Equiment | Main Location | 90330000 |  | FIFO | Indian Product | [8 empty] | 0 | 0 | 0 | 1 | 0 | 0 | [7 empty] | 1 |  | LP/SP/SD/SEDATION LAXTEX FREE BAG
IM05820 | Spares-Local-Sd/Sedation Mask Big Straight Tube 6X8 | 148052SEDATIONBIGSTRAIGHTTUBE6X8 |  | A Class |  |  | I-Inventory | FG-Finish Good | R | Spares | Local | Dental Equiment | Main Location | 90330000 |  | FIFO | Indian Product | [8 empty] | 0 | 0 | 0 | 1 | 0 | 0 | [7 empty] | 1 |  | LP/SP/SD/SEDATION MASK BIG STRAIGHT TUBE 6X8
IM05821 | Spares-Local-Sd/Sedation Mask Medium Straight Tube 6X8 | 148052SEDATIONMEDIUMSTRAIGHTTUBE6X8 |  | A Class |  |  | I-Inventory | FG-Finish Good | R | Spares | Local | Dental Equiment | Main Location | 90330000 |  | FIFO | Indian Product | [8 empty] | 0 | 0 | 0 | 1 | 0 | 0 | [7 empty] | 1 |  | LP/SP/SD/SEDATION MASK MEDIUM STRAIGHT TUBE 6X8
IM05822 | Spares-Local-Sd/Sedation Mask Medium Straight Tube 8X10 | 148052SEDATIONMEDIUMSTRAIGHTTUBE8X10 |  | A Class |  |  | I-Inventory | FG-Finish Good | R | Spares | Local | Dental Equiment | Main Location | 90330000 |  | FIFO | Indian Product | [8 empty] | 0 | 0 | 0 | 1 | 0 | 0 | [7 empty] | 1 |  | LP/SP/SD/SEDATION MASK MEDIUM STRAIGHT TUBE 8X10
IM05823 | Spares-Local-Sd/Sedation Mask Small Straight Tube 6X8 | 148052SEDATIONSMALLSTRAIGHTTUBE6X8 |  | A Class |  |  | I-Inventory | FG-Finish Good | R | Spares | Local | Dental Equiment | Main Location | 90330000 |  | FIFO | Indian Product | [8 empty] | 0 | 0 | 0 | 1 | 0 | 0 | [7 empty] | 1 |  | LP/SP/SD/SEDATION MASK SMALL STRAIGHT TUBE 6X8
IM05824 | Spares-Local-Sd/Sedation N20 Tubing Set | 142052SEDATIONN20TUBING |  | A Class |  |  | I-Inventory | FG-Finish Good | C | Spares | Local | Dental Equiment | Main Location | 90330000 |  | FIFO | Indian Product | [8 empty] | 0 | 0 | 0 | 1 | 0 | 0 | [7 empty] | 1 |  | LP/SP/SD/SEDATION N20 TUBING SET
IM05825 | Spares-Local-Sd/Sedation Nitrous Pressure Gauge | 1480552SEDATIONNITROUSPRESSUREGUAGE |  | A Class |  |  | I-Inventory | FG-Finish Good | R | Spares | Local | Dental Equiment | Main Location | 90330000 |  | FIFO | Indian Product | [8 empty] | 0 | 0 | 0 | 1 | 0 | 0 | [7 empty] | 1 |  | LP/SP/SD/SEDATION NITROUS PRESSURE GAUGE
IM05826 | Spares-Local-Sd/Sedation Nitrous Pressure Gauge Knob | 1480552SEDATIONNITROUSPRESSUREGUAGEKNOB |  | A Class |  |  | I-Inventory | FG-Finish Good | R | Spares | Local | Dental Equiment | Main Location | 90330000 |  | FIFO | Indian Product | [8 empty] | 0 | 0 | 0 | 1 | 0 | 0 | [7 empty] | 1 |  | LP/SP/SD/SEDATION NITROUS PRESSURE GAUGE KNOB
IM05827 | Spares-Local-Sd/Sedation Nitrous Tubing | 148052SEDATIONNIITROUSTUBING |  | A Class |  |  | I-Inventory | FG-Finish Good | C | Spares | Local | Dental Equiment | Main Location | 90330000 |  | FIFO | Indian Product | [8 empty] | 0 | 0 | 0 | 1 | 0 | 0 | [7 empty] | 1 |  | LP/SP/SD/SEDATION NITROUS TUBING
IM05828 | Spares-Local-Sd/Sedation Oxygen Nitrous Mix Valve | 148052SEDATIONMIXVALVE |  | A Class |  |  | I-Inventory | FG-Finish Good | R | Spares | Local | Dental Equiment | Main Location | 90330000 |  | FIFO | Indian Product | [8 empty] | 0 | 0 | 0 | 1 | 0 | 0 | [7 empty] | 1 |  | LP/SP/SD/SEDATION OXYGEN NITROUS MIX VALVE
IM05829 | Spares-Local-Sd/Sedation Oxygen Pressure Gauge | 148052SEDATIONOXYGENPRESSUREGUAGE |  | A Class |  |  | I-Inventory | FG-Finish Good | R | Spares | Local | Dental Equiment | Main Location | 90330000 |  | FIFO | Indian Product | [8 empty] | 0 | 0 | 0 | 1 | 0 | 0 | [7 empty] | 1 |  | LP/SP/SD/SEDATION OXYGEN PRESSURE GAUGE
IM05830 | Consumables-Indian-Apexit Plus Apex Cal Promo Pack | 148047APEXITPLUS |  | A Class |  |  | I-Inventory | FG-Finish Good | C | Consumables | Local | Dental Equiment | Main Location | 30064000 |  | FIFO | Indian Product | [8 empty] | 0 | 0 | 0 | 1 | 0 | 0 | [7 empty] | 1 |  | LC/CM/APEXIT PLUS APEX CAL PROMO PACK
IM05831 | Consumables-Indian-Cention N System Kit | 148047CENTIONNKIT |  | A Class |  |  | I-Inventory | FG-Finish Good | C | Consumables | Local | Dental Equiment | Main Location | 30064000 |  | FIFO | Indian Product | [8 empty] | 0 | 0 | 0 | 1 | 0 | 0 | [7 empty] | 1 |  | LC/CM/CENTION N SYSTEM KIT
IM05832 | Consumables-Indian-Multilink N Refill Transparent | 148047MULTILINKTRANS |  | A Class |  |  | I-Inventory | FG-Finish Good | R | Consumables | Local | Dental Equiment | Main Location | 90330000 |  | FIFO | Indian Product | [8 empty] | 0 | 0 | 0 | 1 | 0 | 0 | [7 empty] | 1 |  | LC/CM/MULTILINK N REFILL TRANSPARENT
IM05833 | Spares-Local-Sd/Sedation Oxygen Pressure Gauge Knob | 148052SEDATIONOXYGENPRESSUREGUAGEKNOB |  | A Class |  |  | I-Inventory | FG-Finish Good | R | Spares | Local | Dental Equiment | Main Location | 90330000 |  | FIFO | Indian Product | [8 empty] | 0 | 0 | 0 | 1 | 0 | 0 | [7 empty] | 1 |  | LP/SP/SD/SEDATION OXYGEN PRESSURE GAUGE KNOB
IM05834 | Consumables-Indian-N Bond Collection System | 149047NBONDCOLLECTION |  | A Class |  |  | I-Inventory | FG-Finish Good | C | Consumables | Local | Dental Equiment | Main Location | 30064000 |  | FIFO | Indian Product | [8 empty] | 0 | 0 | 0 | 1 | 0 | 0 | [7 empty] | 1 |  | LC/CM/N BOND COLLECTION SYSTEM
IM05835 | Consumables-Indian-N Bond Ref Btl 1X3G | 149047NBONVIVAPEN1X3G |  | A Class |  |  | I-Inventory | FG-Finish Good | C | Consumables | Local | Dental Equiment | Main Location | 30064000 |  | FIFO | Indian Product | [8 empty] | 0 | 0 | 0 | 1 | 0 | 0 | [7 empty] | 1 |  | LC/CM/N BOND REF BTL 1X3G
IM05836 | Consumables-Indian-N Bond Ref Btl 1X6G | 149047NBONVIVAPEN1X6G |  | A Class |  |  | I-Inventory | FG-Finish Good | C | Consumables | Local | Dental Equiment | Main Location |  |  | FIFO | Indian Product | [8 empty] | 0 | 0 | 0 | 1 | 0 | 0 | [7 empty] | 1 |  | LC/CM/N BOND REF BTL 1X6G
IM05837 | Consumables-Indian-N Bond Viva Pen 1X2Ml + Tip | 149047NBONVIVA1X2MLTIP |  | A Class |  |  | I-Inventory | FG-Finish Good | C | Consumables | Local | Dental Equiment | Main Location | 30064000 |  | FIFO | Indian Product | [8 empty] | 0 | 0 | 0 | 1 | 0 | 0 | [7 empty] | 1 |  | LC/CM/N BOND VIVA PEN 1X2ML + TIP
IM05838 | Consumables-Indian-N Cream 4X3.5G A1 | 149047NCREAM4X3.5G |  | A Class |  |  | I-Inventory | FG-Finish Good | C | Consumables | Local | Dental Equiment | Main Location | 30064000 |  | FIFO | Indian Product | [8 empty] | 0 | 0 | 0 | 1 | 0 | 0 | [7 empty] | 1 |  | LC/CM/N CREAM 4X3.5G A1
IM05839 | Consumables-Indian-N Cream Bulk Ref Btl 1X3.5G | 149047NCREAMBTL1X3.5G |  | A Class |  |  | I-Inventory | FG-Finish Good | C | Consumables | Local | Dental Equiment | Main Location | 30064000 |  | FIFO | Indian Product | [8 empty] | 0 | 0 | 0 | 1 | 0 | 0 | [7 empty] | 1 |  | LC/CM/N CREAM BULK REF BTL 1X3.5G
IM05840 | Consumables-Indian-N Cream Refill 1X3.5G Any Shade | 149047NCREAMREFILL1X3.5G |  | A Class |  |  | I-Inventory | FG-Finish Good | C | Consumables | Local | Dental Equiment | Main Location | 30064000 |  | FIFO | Indian Product | [8 empty] | 0 | 0 | 0 | 1 | 0 | 0 | [7 empty] | 1 |  | LC/CM/N CREAM REFILL 1X3.5G ANY SHADE
IM05841 | Consumables-Indian-N Cream Start A2 3G Any Shade | 149047NCREAMSTART3G |  | A Class |  |  | I-Inventory | FG-Finish Good | C | Consumables | Local | Dental Equiment | Main Location | 30064000 |  | FIFO | Indian Product | [8 empty] | 0 | 0 | 0 | 1 | 0 | 0 | [7 empty] | 1 |  | LC/CM/N CREAM START A2 3G ANY SHADE
IM05842 | Spares-Local-Sd/Sedation Oxygen Tube Coupler | 148052SEDATIONOXYGENTUBECOUPLER |  | A Class |  |  | I-Inventory | FG-Finish Good | R | Spares | Local | Dental Equiment | Main Location | 90330000 |  | FIFO | Indian Product | [8 empty] | 0 | 0 | 0 | 1 | 0 | 0 | [7 empty] | 1 |  | LP/SP/SD/SEDATION OXYGEN TUBE COUPLER
IM05843 | Spares-Local-Sd/Sedation Oxygen Tubing | 148052SEDATIONOXYGENTUBING |  | A Class |  |  | I-Inventory | FG-Finish Good | C | Spares | Local | Dental Equiment | Main Location | 90330000 |  | FIFO | Indian Product | [8 empty] | 0 | 0 | 0 | 1 | 0 | 0 | [7 empty] | 1 |  | LP/SP/SD/SEDATION OXYGEN TUBING
IM05844 | Consumables-Indian-N Flow Bulk Monobond N | 149047NINTROMONOBONDN |  | A Class |  |  | I-Inventory | FG-Finish Good | C | Consumables | Local | Dental Equiment | Main Location |  |  | FIFO | Indian Product | [8 empty] | 0 | 0 | 0 | 1 | 0 | 0 | [7 empty] | 1 |  | LC/CM/N FLOW BULK MONOBOND N
IM05845 | Consumables-Indian-N Flow Bulk Refill 1X2G | 149047NFLOWREFILL1X2G |  | A Class |  |  | I-Inventory | FG-Finish Good | C | Consumables | Local | Dental Equiment | Main Location | 30064000 |  | FIFO | Indian Product | [8 empty] | 0 | 0 | 0 | 1 | 0 | 0 | [7 empty] | 1 |  | LC/CM/N FLOW BULK REFILL 1X2G
IM05846 | Consumables-Indian-Optra Sculpt Pad Assortment | 148047OPTRASCULTPADASST |  | A Class |  |  | I-Inventory | FG-Finish Good | C | Consumables | Local | Dental Equiment | Main Location | 90184900 |  | FIFO | Indian Product | [8 empty] | 0 | 0 | 0 | 1 | 0 | 0 | [7 empty] | 1 |  | LC/CM/OPTRA SCULPT PAD ASSORTMENT
IM05847 | Consumables-Indian-Optra Sculpt Starter Kit | 148047OPTRASCULPTSTARTERKIT |  | A Class |  |  | I-Inventory | FG-Finish Good | C | Consumables | Local | Dental Equiment | Main Location | 90184900 |  | FIFO | Indian Product | [8 empty] | 0 | 0 | 0 | 1 | 0 | 0 | [7 empty] | 1 |  | LC/CM/OPTRA SCULPT STARTER KIT
IM05848 | Consumables-Indian-Speed Cem Plus Refill 3X9G Transparent | 148047SPEEDCEMPLUSREFILL3X9G |  | A Class |  |  | I-Inventory | FG-Finish Good | C | Consumables | Local | Dental Equiment | Main Location | 30064000 |  | FIFO | Indian Product | [8 empty] | 0 | 0 | 0 | 1 | 0 | 0 | [7 empty] | 1 |  | LC/CM/SPEED CEM PLUS REFILL 3X9G TRANSPARENT
IM05849 | Spares-Local-Sd/Sedation Unit Tube Holder | 148052SEDATIONTUBEHOLDER |  | A Class |  |  | I-Inventory | FG-Finish Good | R | Spares | Local | Dental Equiment | Main Location | 90330000 |  | FIFO | Indian Product | [8 empty] | 0 | 0 | 0 | 1 | 0 | 0 | [7 empty] | 1 |  | LP/SP/SD/SEDATION UNIT TUBE HOLDER
IM05850 | Consumables-Indian-Vivaglass Pl Assortment | 149047VIVAGLASSCEMPLASSORTMENT |  | A Class |  |  | I-Inventory | FG-Finish Good | C | Consumables | Local | Dental Equiment | Main Location |  |  | FIFO | Indian Product | [8 empty] | 0 | 0 | 0 | 1 | 0 | 0 | [7 empty] | 1 |  | LC/CM/VIVAGLASS PL ASSORTMENT
IM05851 | Spares-Local-Sj/ Retraction Valve | 148052RETRECTIONVALVE |  | A Class |  |  | I-Inventory | FG-Finish Good | R | Spares | Local | Dental Equiment | Main Location | 90184900 |  | FIFO | Indian Product | [8 empty] | 0 | 0 | 0 | 1 | 0 | 0 | [7 empty] | 1 |  | LP/SP/SJ/ RETRACTION VALVE
IM05852 | Spares-Local-Sj/ Water Controller | 148052WATERCONTROLLER |  | A Class |  |  | I-Inventory | FG-Finish Good | R | Spares | Local | Dental Equiment | Main Location | 90184900 |  | FIFO | Indian Product | [8 empty] | 0 | 0 | 0 | 1 | 0 | 0 | [7 empty] | 1 |  | LP/SP/SJ/ WATER CONTROLLER
IM05853 | Spares-Local-Stopper 1/2 | 148052STOPPER |  | A Class |  |  | I-Inventory | FG-Finish Good | R | Spares | Local | Dental Equiment | Main Location |  |  | FIFO | Indian Product | [5 empty] | . |  |  | 0 | 0 | 0 | 1 | 0 | 0 | [7 empty] | 1 |  | LP/SP/STOPPER 1/2
IM05854 | Spares-Local-T3/T4 Racer Bearing | 148052T4RACERBEARING |  | A Class |  |  | I-Inventory | FG-Finish Good | R | Spares | Local | Dental Equiment | Main Location |  |  | FIFO | Indian Product | [8 empty] | 0 | 0 | 0 | 1 | 0 | 0 | [7 empty] | 1 |  | LP/SP/T3/T4 RACER BEARING
IM05855 | Spares-Local-Bulb 24 X 150 | 148052BULB24150 |  | A Class |  |  | I-Inventory | FG-Finish Good | C | Spares | Local | Dental Equiment | Main Location | 90330000 |  | FIFO | Indian Product | [8 empty] | 0 | 0 | 0 | 1 | 0 | 0 | [7 empty] | 1 |  | LP/LU/SP/BULB 24 X 150
IM05856 | Spares-Local-Sejal Air Electric Switch | 148052SEJALAIRELECSWITCH |  | A Class |  |  | I-Inventory | FG-Finish Good | R | Spares | Local | Dental Equiment | Main Location | 90330000 |  | FIFO | Indian Product | [8 empty] | 0 | 0 | 0 | 1 | 0 | 0 | [7 empty] | 1 |  | LP/SJ/SP/SEJAL AIR ELECTRIC SWITCH
IM05857 | Spares-Local-Sejal Handpiece Coupling | 148052SEJALHPCOUPLING |  | A Class |  |  | I-Inventory | FG-Finish Good | R | Spares | Local | Dental Equiment | Main Location | 90184900 |  | FIFO | Indian Product | [8 empty] | 0 | 0 | 0 | 1 | 0 | 0 | [7 empty] | 1 |  | LP/SJ/SP/SEJAL HANDPIECE COUPLING
IM05858 | Spares-Local-File Set-(3D Studio) | 148052FILESET |  | A Class |  |  | I-Inventory | FG-Finish Good | R | Spares | Local | Dental Equiment | Main Location | 90330000 |  | FIFO | Indian Product | [8 empty] | 0 | 0 | 0 | 1 | 0 | 0 | [7 empty] | 1 |  | LP/TL/SP/FILE SET-(3D STUDIO)
IM05859 | Spares-Local- Backrest Sensor | 148052BACKRESTSENSOR |  | A Class |  |  | I-Inventory | FG-Finish Good | R | Spares | Local | Dental Equiment | Main Location | 90330000 |  | FIFO | Indian Product | [8 empty] | 0 | 0 | 0 | 1 | 0 | 0 | [7 empty] | 1 |  | LP/SP/ BACKREST SENSOR
IM05860 | Spares-Local- Micro Sd Card 8Gb | 148052SDCARD8GB |  | A Class |  |  | I-Inventory | FG-Finish Good | R | Spares | Local | Dental Equiment | Main Location | 90330000 |  | FIFO | Indian Product | [8 empty] | 0 | 0 | 0 | 1 | 0 | 0 | [7 empty] | 1 |  | LP/SP/ MICRO SD CARD 8GB
IM05861 | Spares-Local- U.V Chamber Door Handle | 148052UVCHDOORHANDLE |  | A Class |  |  | I-Inventory | FG-Finish Good | C | Spares | Local | Dental Equiment | Main Location | 90330000 |  | FIFO | Indian Product | [8 empty] | 0 | 0 | 0 | 1 | 0 | 0 | [7 empty] | 1 |  | LP/SP/ U.V CHAMBER DOOR HANDLE
IM05862 | Spares-Local- U.V Chamber Lower Side Door Support | 148052UVCHLSIDEDOORSUPPORT |  | A Class |  |  | I-Inventory | FG-Finish Good | R | Spares | Local | Dental Equiment | Main Location | 90330000 |  | FIFO | Indian Product | [8 empty] | 0 | 0 | 0 | 1 | 0 | 0 | [7 empty] | 1 |  | LP/SP/ U.V CHAMBER LOWER SIDE DOOR SUPPORT
IM05863 | Spares-Local- U.V Chamber Upper Side Door Support | 148052UVCHUSIDEDOORSUPPORT |  | A Class |  |  | I-Inventory | FG-Finish Good | R | Spares | Local | Dental Equiment | Main Location | 90330000 |  | FIFO | Indian Product | [8 empty] | 0 | 0 | 0 | 1 | 0 | 0 | [7 empty] | 1 |  | LP/SP/ U.V CHAMBER UPPER SIDE DOOR SUPPORT
IM05864 | Spares-Local-10 X 12 Air Tubing | 1480521012TUBING |  | A Class |  |  | I-Inventory | FG-Finish Good | C | Spares | Local | Dental Equiment | Main Location | 90330000 |  | FIFO | Indian Product | [8 empty] | 0 | 0 | 0 | 1 | 0 | 0 | [7 empty] | 1 |  | LP/SP/10 X 12 AIR TUBING
IM05865 | Spares-Local-10K Vibration Controler With Knob | 148052VABCNTRL10K |  | A Class |  |  | I-Inventory | FG-Finish Good | R | Spares | Local | Dental Equiment | Main Location | 90330000 |  | FIFO | Indian Product | [8 empty] | 0 | 0 | 0 | 1 | 0 | 0 | [7 empty] | 1 |  | LP/SP/10K VIBRATION CONTROLER WITH KNOB
IM05866 | Spares-Local-18 Inc Pipe Rinch | 14805218INCHPIPERINCH |  | A Class |  |  | I-Inventory | FG-Finish Good | R | Spares | Local | Dental Equiment | Main Location | 90330000 |  | FIFO | Indian Product | [8 empty] | 0 | 0 | 0 | 1 | 0 | 0 | [7 empty] | 1 |  | LP/SP/18 INC PIPE RINCH
IM05867 | Spares-Local-2200 Mf 25Volt | 1480522200MF25VOLT |  | A Class |  |  | I-Inventory | FG-Finish Good | C | Spares | Local | Dental Equiment | Main Location | 90330000 |  | FIFO | Indian Product | [8 empty] | 0 | 0 | 0 | 1 | 0 | 0 | [7 empty] | 1 |  | LP/SP/2200 MF 25VOLT
IM05868 | Spares-Local-22K Vibration Controler With Knob | 148052VABCNTRL22K |  | A Class |  |  | I-Inventory | FG-Finish Good | R | Spares | Local | Dental Equiment | Main Location | 90330000 |  | FIFO | Indian Product | [8 empty] | 0 | 0 | 0 | 1 | 0 | 0 | [7 empty] | 1 |  | LP/SP/22K VIBRATION CONTROLER WITH KNOB
IM05869 | Spares-Local-24V Relay Double Pole | 14805224VDPOLE |  | A Class |  |  | I-Inventory | FG-Finish Good | R | Spares | Local | Dental Equiment | Main Location | 90330000 |  | FIFO | Indian Product | [8 empty] | 0 | 0 | 0 | 1 | 0 | 0 | [7 empty] | 1 |  | LP/SP/24V RELAY DOUBLE POLE
IM05870 | Spares-Local-2Mm Air Tubing | 1480522MMAIRTUBING |  | A Class |  |  | I-Inventory | FG-Finish Good | C | Spares | Local | Dental Equiment | Main Location | 90330000 |  | FIFO | Indian Product | [8 empty] | 0 | 0 | 0 | 1 | 0 | 0 | [7 empty] | 1 |  | LP/SP/2MM AIR TUBING
IM05871 | Spares-Local-3 Way Syringe | 1480523WAYSYRINGE |  | A Class |  |  | I-Inventory | FG-Finish Good | R | Spares | Local | Dental Equiment | Main Location | 90330000 |  | FIFO | Indian Product | [8 empty] | 0 | 0 | 0 | 1 | 0 | 0 | [7 empty] | 1 |  | LP/SP/3 WAY SYRINGE
IM05872 | Spares-Local-3 Way Syringe Straight | 1480523WAYSYGSTRAIGHT |  | A Class |  |  | I-Inventory | FG-Finish Good | R | Spares | Local | Dental Equiment | Main Location | 90330000 |  | FIFO | Indian Product | [8 empty] | 0 | 0 | 0 | 1 | 0 | 0 | [7 empty] | 1 |  | LP/SP/3 WAY SYRINGE STRAIGHT
IM05873 | Spares-Local-4 X 6 Air Tubing | 14805246AIRTUBING |  | A Class |  |  | I-Inventory | FG-Finish Good | C | Spares | Local | Dental Equiment | Main Location | 90330000 |  | FIFO | Indian Product | [8 empty] | 0 | 0 | 0 | 1 | 0 | 0 | [7 empty] | 1 |  | LP/SP/4 X 6 AIR TUBING
IM05874 | Spares-Local-4Mm Air Tubing | 1480524MMAIRTUBING |  | A Class |  |  | I-Inventory | FG-Finish Good | C | Spares | Local | Dental Equiment | Main Location | 90330000 |  | FIFO | Indian Product | [8 empty] | 0 | 0 | 0 | 1 | 0 | 0 | [7 empty] | 1 |  | LP/SP/4MM AIR TUBING
IM05875 | Spares-Local-6 X 8 Air Tubing | 14805268AIRTUBING |  | A Class |  |  | I-Inventory | FG-Finish Good | C | Spares | Local | Dental Equiment | Main Location | 90330000 |  | FIFO | Indian Product | [8 empty] | 0 | 0 | 0 | 1 | 0 | 0 | [7 empty] | 1 |  | LP/SP/6 X 8 AIR TUBING
IM05876 | Spares-Local-68Mfd 400V Capacitor | 14805268MFD400VCAPC |  | A Class |  |  | I-Inventory | FG-Finish Good | C | Spares | Local | Dental Equiment | Main Location | 90330000 |  | FIFO | Indian Product | [8 empty] | 0 | 0 | 0 | 1 | 0 | 0 | [7 empty] | 1 |  | LP/SP/68MFD 400V CAPACITOR
IM05877 | Spares-Local-8 X 10 Air Tubing | 148052810AIRTUBING |  | A Class |  |  | I-Inventory | FG-Finish Good | C | Spares | Local | Dental Equiment | Main Location | 90330000 |  | FIFO | Indian Product | [8 empty] | 0 | 0 | 0 | 1 | 0 | 0 | [7 empty] | 1 |  | LP/SP/8 X 10 AIR TUBING
IM05878 | Spares-Local-Adaptor 9 Volt | 148052ADOPTER9VOLT |  | A Class |  |  | I-Inventory | FG-Finish Good | R | Spares | Local | Dental Equiment | Main Location | 90330000 |  | FIFO | Indian Product | [8 empty] | 0 | 0 | 0 | 1 | 0 | 0 | [7 empty] | 1 |  | Lp/Sp/Adaptor 9 Volt
IM05879 | Spares-Local-Adopter 12V. 5 Amp | 1480052ADP12V5AMP |  | A Class |  |  | I-Inventory | FG-Finish Good | R | Spares | Local | Dental Equiment | Main Location | 90330000 |  | FIFO | Indian Product | [8 empty] | 0 | 0 | 0 | 1 | 0 | 0 | [7 empty] | 1 |  | LP/SP/ADOPTER 12V. 5 AMP
IM05880 | Spares-Local-Air Filter | 148052AIRFILTER |  | A Class |  |  | I-Inventory | FG-Finish Good | C | Spares | Local | Dental Equiment | Main Location | 90330000 |  | FIFO | Indian Product | [8 empty] | 0 | 0 | 0 | 1 | 0 | 0 | [7 empty] | 1 |  | Lp/Sp/Air Filter
IM05881 | Spares-Local-Bio Vac Silencer | 148052BIOVACSILENCER |  | A Class |  |  | I-Inventory | FG-Finish Good | R | Spares | Local | Dental Equiment | Main Location | 90330000 |  | FIFO | Indian Product | [8 empty] | 0 | 0 | 0 | 1 | 0 | 0 | [7 empty] | 1 |  | Lp/Sp/Bio Vac Silencer
IM05882 | Spares-Local-Bridge Rectifier Kbp 210 | 148052BRIDGEKBP210 |  | A Class |  |  | I-Inventory | FG-Finish Good | C | Spares | Local | Dental Equiment | Main Location | 90330000 |  | FIFO | Indian Product | [8 empty] | 0 | 0 | 0 | 1 | 0 | 0 | [7 empty] | 1 |  | LP/SP/BRIDGE RECTIFIER KBP 210
IM05883 | Spares-Local-Bulb Holder | 148052BULBHOLDER |  | A Class |  |  | I-Inventory | FG-Finish Good | C | Spares | Local | Dental Equiment | Main Location | 90330000 |  | FIFO | Indian Product | [8 empty] | 0 | 0 | 0 | 1 | 0 | 0 | [7 empty] | 1 |  | LP/SP/BULB HOLDER
IM05884 | Spares-Local-Calibration Kit Box | 148052CALIKITBOX |  | A Class |  |  | I-Inventory | FG-Finish Good | R | Spares | Local | Dental Equiment | Main Location | 90330000 |  | FIFO | Indian Product | [8 empty] | 0 | 0 | 0 | 1 | 0 | 0 | [7 empty] | 1 |  | LP/SP/CALIBRATION KIT BOX
IM05885 | Spares-Local-Cassette Wire | 148052CASSETEWIRE |  | A Class |  |  | I-Inventory | FG-Finish Good | R | Spares | Local | Dental Equiment | Main Location | 90330000 |  | FIFO | Indian Product | [8 empty] | 0 | 0 | 0 | 1 | 0 | 0 | [7 empty] | 1 |  | LP/SP/CASSETTE WIRE
IM05886 | Spares-Local-Clamp Meter | 148052CLAMPMETER |  | A Class |  |  | I-Inventory | FG-Finish Good | R | Spares | Local | Dental Equiment | Main Location | 90330000 |  | FIFO | Indian Product | [8 empty] | 0 | 0 | 0 | 1 | 0 | 0 | [7 empty] | 1 |  | LP/SP/CLAMP METER
IM05887 | Spares-Local-Component 1.2Ohm 2W Registor | 14805212OHM2WREGISTOR |  | A Class |  |  | I-Inventory | FG-Finish Good | R | Spares | Local | Dental Equiment | Main Location | 90330000 |  | FIFO | Indian Product | [8 empty] | 0 | 0 | 0 | 1 | 0 | 0 | [7 empty] | 1 |  | LP/SP/COMPONENT 1.2OHM 2W REGISTOR
IM05888 | Spares-Local-Component 5W 150M Registor | 1480525W15MREGISTOR |  | A Class |  |  | I-Inventory | FG-Finish Good | R | Spares | Local | Dental Equiment | Main Location | 90330000 |  | FIFO | Indian Product | [8 empty] | 0 | 0 | 0 | 1 | 0 | 0 | [7 empty] | 1 |  | LP/SP/COMPONENT 5W 150M REGISTOR
IM05889 | Spares-Local-Component Mje13007 Transistor | 148052MJE13007 |  | A Class |  |  | I-Inventory | FG-Finish Good | C | Spares | Local | Dental Equiment | Main Location | 90330000 |  | FIFO | Indian Product | [8 empty] | 0 | 0 | 0 | 1 | 0 | 0 | [7 empty] | 1 |  | LP/SP/COMPONENT MJE13007 TRANSISTOR
IM05890 | Spares-Local-Compressor Air Outlet Valve | 148052OUTLETVALVE |  | A Class |  |  | I-Inventory | FG-Finish Good | R | Spares | Local | Dental Equiment | Main Location | 90330000 |  | FIFO | Indian Product | [8 empty] | 0 | 0 | 0 | 1 | 0 | 0 | [7 empty] | 1 |  | LP/SP/COMPRESSOR AIR OUTLET VALVE
IM05891 | Spares-Local-Convertion Plug | 148052CONVERTIONPLUG |  | A Class |  |  | I-Inventory | FG-Finish Good | C | Spares | Local | Dental Equiment | Main Location | 90330000 |  | FIFO | Indian Product | [8 empty] | 0 | 0 | 0 | 1 | 0 | 0 | [7 empty] | 1 |  | Lp/Sp/Convertion Plug
IM05892 | Spares-Local-Dci Chair 16A Fuse Holder | 14805216AFUSEHOLDER |  | A Class |  |  | I-Inventory | FG-Finish Good | R | Spares | Local | Dental Equiment | Main Location | 90330000 |  | FIFO | Indian Product | [8 empty] | 0 | 0 | 0 | 1 | 0 | 0 | [7 empty] | 1 |  | LP/SP/DCI CHAIR 16A FUSE HOLDER
IM05893 | Spares-Local-Double Solenoid Valve | 148052DOUBLESOLVALVE |  | A Class |  |  | I-Inventory | FG-Finish Good | R | Spares | Local | Dental Equiment | Main Location | 90330000 |  | FIFO | Indian Product | [8 empty] | 0 | 0 | 0 | 1 | 0 | 0 | [7 empty] | 1 |  | LP/SP/DOUBLE SOLENOID VALVE
IM05894 | Spares-Local-Duerr Suction PCB 2 Pin Connector | 1480552SUCTION2PINCONNECTOR |  | A Class |  |  | I-Inventory | FG-Finish Good | R | Spares | Local | Dental Equiment | Main Location | 90330000 |  | FIFO | Indian Product | [5 empty] | . |  |  | 0 | 0 | 0 | 1 | 0 | 0 | [7 empty] | 1 |  | LP/SP/DUERR SUCTION PCB 2 PIN CONNECTOR
IM05895 | Spares-Local-Duerr Suction Pcb 3 Pin Connector | 148052SUCTION3PINCONNECTOR |  | A Class |  |  | I-Inventory | FG-Finish Good | R | Spares | Local | Dental Equiment | Main Location | 90330000 |  | FIFO | Indian Product | [5 empty] | . |  |  | 0 | 0 | 0 | 1 | 0 | 0 | [7 empty] | 1 |  | LP/SP/DUERR SUCTION PCB 3 PIN CONNECTOR
IM05896 | Spares-Local-Duerr Suction Pcb-24V Ac Transformer For Guru | 148052SUCTION24VACTRFGURU |  | A Class |  |  | I-Inventory | FG-Finish Good | R | Spares | Local | Dental Equiment | Main Location | 90330000 |  | FIFO | Indian Product | [5 empty] | . |  |  | 0 | 0 | 0 | 1 | 0 | 0 | [7 empty] | 1 |  | LP/SP/DUERR SUCTION PCB-24V AC TRANSFORMER FOR GURU
IM05897 | Spares-Local-Duerr Suction PCB-24V Dc | 14805224VDCPCB |  | A Class |  |  | I-Inventory | FG-Finish Good | R | Spares | Local | Dental Equiment | Main Location | 90330000 |  | FIFO | Indian Product | [5 empty] | . |  |  | 0 | 0 | 0 | 1 | 0 | 0 | [7 empty] | 1 |  | LP/SP/DUERR SUCTION PCB-24V DC
IM05898 | Spares-Local-Duerr Suction PCB-Diode Bridge 2W10 | 148052SUCTIONDIODEBRIDGE2W10 |  | A Class |  |  | I-Inventory | FG-Finish Good | R | Spares | Local | Dental Equiment | Main Location | 90330000 |  | FIFO | Indian Product | [5 empty] | . |  |  | 0 | 0 | 0 | 1 | 0 | 0 | [7 empty] | 1 |  | LP/SP/DUERR SUCTION PCB-DIODE BRIDGE 2W10
IM05899 | Spares-Local-Duerr Suction PCB-Fuse Connector | 148052SUCTIONFUSECONNECTOR |  | A Class |  |  | I-Inventory | FG-Finish Good | R | Spares | Local | Dental Equiment | Main Location | 90330000 |  | FIFO | Indian Product | [5 empty] | . |  |  | 0 | 0 | 0 | 1 | 0 | 0 | [7 empty] | 1 |  | LP/SP/DUERR SUCTION PCB-FUSE CONNECTOR
IM05900 | Spares-Local-Duerr Suction PCB-Ntc-110 D-9 | 148052SUCTIONNTC110D9 |  | A Class |  |  | I-Inventory | FG-Finish Good | R | Spares | Local | Dental Equiment | Main Location | 90330000 |  | FIFO | Indian Product | [5 empty] | . |  |  | 0 | 0 | 0 | 1 | 0 | 0 | [7 empty] | 1 |  | LP/SP/DUERR SUCTION PCB-NTC-110 D-9
IM05901 | Spares-Local-Duerr Suction PCB-Plastic Molded Cabinet Box | 148052SUCTIONCABINETBOX |  | A Class |  |  | I-Inventory | FG-Finish Good | R | Spares | Local | Dental Equiment | Main Location | 90330000 |  | FIFO | Indian Product | [5 empty] | . |  |  | 0 | 0 | 0 | 1 | 0 | 0 | [7 empty] | 1 |  | LP/SP/DUERR SUCTION PCB-PLASTIC MOLDED CABINET BOX
IM05902 | Spares-Local-Duerr Suction Pcb-Relay 24V Dc | 148052SUCTIONPCB24VDC |  | A Class |  |  | I-Inventory | FG-Finish Good | C | Spares | Local | Dental Equiment | Main Location | 90330000 |  | FIFO | Indian Product | [8 empty] | 0 | 0 | 0 | 1 | 0 | 0 | [7 empty] | 1 |  | LP/SP/DUERR SUCTION PCB-RELAY 24V DC
IM05903 | Spares-Local-Duerr Suction Pcb-Screw | 148052DUERRSUCTIONPCB |  | A Class |  |  | I-Inventory | FG-Finish Good | C | Spares | Local | Dental Equiment | Main Location | 90330000 |  | FIFO | Indian Product | [5 empty] | . |  |  | 0 | 0 | 0 | 1 | 0 | 0 | [7 empty] | 1 |  | LP/SP/DUERR SUCTION PCB-SCREW
IM05904 | Spares-Local-Duerr Suction R.D. 10 Pcb | 150002SUCTIONRD10PCB |  | A Class |  |  | I-Inventory | FG-Finish Good | R | Spares | Local | Dental Equiment | Main Location | 90330000 |  | FIFO | Indian Product | [8 empty] | 0 | 0 | 0 | 1 | 0 | 0 | [7 empty] | 1 |  | LP/SP/DUERR SUCTION R.D. 10 PCB
IM05905 | Spares-Local-Electrical Safety Mat | 148052SAFETYMAT |  | A Class |  |  | I-Inventory | FG-Finish Good | R | Spares | Local | Dental Equiment | Main Location | 90330000 |  | FIFO | Indian Product | [5 empty] | . |  |  | 0 | 0 | 0 | 1 | 0 | 0 | [7 empty] | 1 |  | LP/SP/Electrical Safety Mat
IM05906 | Spares-Local-Elfee | 148052ELFEE |  | A Class |  |  | I-Inventory | FG-Finish Good | C | Spares | Local | Dental Equiment | Main Location | 90330000 |  | FIFO | Indian Product | [8 empty] | 0 | 0 | 0 | 1 | 0 | 0 | [7 empty] | 1 |  | Lp/Sp/Elfee
IM05907 | Spares-Local-Endo Suction Long Tip | 148052SUCTIONENDOLONGTIP |  | A Class |  |  | I-Inventory | FG-Finish Good | R | Spares | Local | Dental Equiment | Main Location | 90330000 |  | FIFO | Indian Product | [8 empty] | 0 | 0 | 0 | 1 | 0 | 0 | [7 empty] | 1 |  | LP/SP/ENDO SUCTION LONG TIP
IM05908 | Spares-Local-Extention Board | 148052EXTENTIONBOARD |  | A Class |  |  | I-Inventory | FG-Finish Good | R | Spares | Local | Dental Equiment | Main Location | 90330000 |  | FIFO | Indian Product | [8 empty] | 0 | 0 | 0 | 1 | 0 | 0 | [7 empty] | 1 |  | LP/SP/EXTENTION BOARD
IM05909 | Spares-Local-Ferul | 148052FERUL |  | A Class |  |  | I-Inventory | FG-Finish Good | R | Spares | Local | Dental Equiment | Main Location | 90330000 |  | FIFO | Indian Product | [5 empty] | . |  |  | 0 | 0 | 0 | 1 | 0 | 0 | [7 empty] | 1 |  | LP/SP/FERUL
IM05910 | Spares-Local-Fuse 10 Amp | 148052FUSE10AMP |  | A Class |  |  | I-Inventory | FG-Finish Good | R | Spares | Local | Dental Equiment | Main Location | 90330000 |  | FIFO | Indian Product | [8 empty] | 0 | 0 | 0 | 1 | 0 | 0 | [7 empty] | 1 |  | LP/SP/FUSE 10 AMP
IM05911 | Spares-Local-Fuse 2 Amp | 148052FUSE2AMP |  | A Class |  |  | I-Inventory | FG-Finish Good | R | Spares | Local | Dental Equiment | Main Location | 90330000 |  | FIFO | Indian Product | [8 empty] | 0 | 0 | 0 | 1 | 0 | 0 | [7 empty] | 1 |  | LP/SP/FUSE 2 AMP
IM05912 | Spares-Local-Fuse 6 Amp | 148052FUSE6AMP |  | A Class |  |  | I-Inventory | FG-Finish Good | R | Spares | Local | Dental Equiment | Main Location | 90330000 |  | FIFO | Indian Product | [8 empty] | 0 | 0 | 0 | 1 | 0 | 0 | [7 empty] | 1 |  | LP/SP/FUSE 6 AMP
IM05913 | Spares-Local-Fuse 8Amp | 148052FUSE8AMP |  | A Class |  |  | I-Inventory | FG-Finish Good | C | Spares | Local | Dental Equiment | Main Location | 90330000 |  | FIFO | Indian Product | [8 empty] | 0 | 0 | 0 | 1 | 0 | 0 | [7 empty] | 1 |  | LP/SP/FUSE 8AMP
IM05914 | Spares-Local-Genoray Portable Xray Adaptor | 148052XRAYADOPT |  | A Class |  |  | I-Inventory | FG-Finish Good | R | Spares | Local | Dental Equiment | Main Location | 90330000 |  | FIFO | Indian Product | [8 empty] | 0 | 0 | 0 | 1 | 0 | 0 | [7 empty] | 1 |  | LP/SP/GENORAY PORTABLE XRAY ADAPTOR
IM05915 | Spares-Local-Gnatus 12 Ltr Heating Element | 148052HEATINGELE |  | A Class |  |  | I-Inventory | FG-Finish Good | R | Spares | Local | Dental Equiment | Main Location | 90330000 |  | FIFO | Indian Product | [8 empty] | 0 | 0 | 0 | 1 | 0 | 0 | [7 empty] | 1 |  | LP/SP/GNATUS 12 LTR HEATING ELEMENT
IM05916 | Spares-Local-Gnatus Aqua Chair Foot Control Base Plate-40701002200 | 148052DC40701002200 |  | A Class |  |  | I-Inventory | FG-Finish Good | R | Spares | Local | Dental Equiment | Main Location | 90330000 |  | FIFO | Indian Product | [8 empty] | 0 | 0 | 0 | 1 | 0 | 0 | [7 empty] | 1 |  | LP/SP/GNATUS AQUA CHAIR FOOT CONTROL BASE PLATE-40701002200
IM05917 | Spares-Local-Gnatus Chair 3 Way Tubing | 1480523WAYTUBING |  | A Class |  |  | I-Inventory | FG-Finish Good | R | Spares | Local | Dental Equiment | Main Location | 90330000 |  | FIFO | Indian Product | [8 empty] | 0 | 0 | 0 | 1 | 0 | 0 | [7 empty] | 1 |  | LP/SP/GNATUS CHAIR 3 WAY TUBING
IM05918 | Spares-Local-Gnatus Inova Star Water Unit Base Plate | 148052WJUBASEPLATE |  | A Class |  |  | I-Inventory | FG-Finish Good | R | Spares | Local | Dental Equiment | Main Location | 90330000 |  | FIFO | Indian Product | [8 empty] | 0 | 0 | 0 | 1 | 0 | 0 | [7 empty] | 1 |  | LP/SP/GNATUS INOVA STAR WATER UNIT BASE PLATE
IM05919 | Spares-Local-Gnatus Under Hanging Chair Handpiece Coupling | 148004UNHANGHPCOUPLING |  | A Class |  |  | I-Inventory | FG-Finish Good | R | Spares | Local | Dental Equiment | Main Location | 90330000 |  | FIFO | Indian Product | [8 empty] | 0 | 0 | 0 | 1 | 0 | 0 | [7 empty] | 1 |  | LP/SP/GNATUS UNDER HANGING CHAIR HANDPIECE COUPLING
IM05920 | Spares-Local-Graphics Card | 148052GRAPHICSCARD |  | A Class |  |  | I-Inventory | FG-Finish Good | R | Spares | Local | Dental Equiment | Main Location | 84733099 |  | FIFO | Indian Product | [8 empty] | 0 | 0 | 0 | 1 | 0 | 0 | [7 empty] | 1 |  | LP/SP/GRAPHICS CARD
IM05921 | Spares-Local-Half Inches Straight Nozzle | 148052STRAIGHTNOZZLE |  | A Class |  |  | I-Inventory | FG-Finish Good | R | Spares | Local | Dental Equiment | Main Location | 90330000 |  | FIFO | Indian Product | [8 empty] | 0 | 0 | 0 | 1 | 0 | 0 | [7 empty] | 1 |  | LP/SP/HALF INCHES STRAIGHT NOZZLE
IM05922 | Spares-Local-Handpiece Bearing | 148052HANDPIECEBEARING |  | A Class |  |  | I-Inventory | FG-Finish Good | R | Spares | Local | Dental Equiment | Main Location | 90330000 |  | FIFO | Indian Product | [8 empty] | 0 | 0 | 0 | 1 | 0 | 0 | [7 empty] | 1 |  | Lp/Sp/Handpiece Bearing
IM05923 | Spares-Local-Handpiece Holder | 148052HANDPIECEHOLDER |  | A Class |  |  | I-Inventory | FG-Finish Good | R | Spares | Local | Dental Equiment | Main Location | 90330000 |  | FIFO | Indian Product | [8 empty] | 0 | 0 | 0 | 1 | 0 | 0 | [7 empty] | 1 |  | Lp/Sp/Handpiece Holder
IM05924 | Spares-Local-Hdmi Cable For Anthos Chair | 148052HDMICABLEANTHOS |  | A Class |  |  | I-Inventory | FG-Finish Good | R | Spares | Local | Dental Equiment | Main Location | 90330000 |  | FIFO | Indian Product | [8 empty] | 0 | 0 | 0 | 1 | 0 | 0 | [7 empty] | 1 |  | LP/SP/HDMI CABLE FOR ANTHOS CHAIR
IM05925 | Spares-Local-Heat Sink Paste | 148052SINKPASTE |  | A Class |  |  | I-Inventory | FG-Finish Good | R | Spares | Local | Dental Equiment | Main Location | 90330000 |  | FIFO | Indian Product | [8 empty] | 0 | 0 | 0 | 1 | 0 | 0 | [7 empty] | 1 |  | LP/SP/HEAT SINK PASTE
IM05926 | Spares-Local-Housing | 148052HOUSING |  | A Class |  |  | I-Inventory | FG-Finish Good | R | Spares | Local | Dental Equiment | Main Location | 90330000 |  | FIFO | Indian Product | [8 empty] | 0 | 0 | 0 | 1 | 0 | 0 | [7 empty] | 1 |  | Lp/Sp/Housing
IM05927 | Spares-Local-Indian Motorized Low Suction Cannula With Holder | 148052LOWSUCTIONCANNULA |  | A Class |  |  | I-Inventory | FG-Finish Good | R | Spares | Local | Dental Equiment | Main Location | 90330000 |  | FIFO | Indian Product | [8 empty] | 0 | 0 | 0 | 1 | 0 | 0 | [7 empty] | 1 |  | LP/SP/INDIAN MOTORIZED LOW SUCTION CANNULA WITH HOLDER
IM05928 | Spares-Local-Instrument Trolley S S | 148022TROLLEY |  | A Class |  |  | I-Inventory | FG-Finish Good | R | Spares | Local | Dental Equiment | Main Location | 90330000 |  | FIFO | Indian Product | [8 empty] | 0 | 0 | 0 | 1 | 0 | 0 | [7 empty] | 1 |  | LP/SP/INSTRUMENT TROLLEY S S
IM05929 | Spares-Local-Intel Lan Card | 148052LANCARD |  | A Class |  |  | I-Inventory | FG-Finish Good | R | Spares | Local | Dental Equiment | Main Location | 84714120 |  | FIFO | Indian Product | [8 empty] | 0 | 0 | 0 | 1 | 0 | 0 | [7 empty] | 1 |  | LP/SP/INTEL LAN CARD
IM05930 | Spares-Local-Jaw Plate | 148052JAWPLATE |  | A Class |  |  | I-Inventory | FG-Finish Good | R | Spares | Local | Dental Equiment | Main Location | 90330000 |  | FIFO | Indian Product | [8 empty] | 0 | 0 | 0 | 1 | 0 | 0 | [7 empty] | 1 |  | Lp/Sp/Jaw Plate
IM05931 | Spares-Local-Kbl Bearing 635Z | 148BEARING635Z |  | A Class |  |  | I-Inventory | FG-Finish Good | C | Spares | Local | Dental Equiment | Main Location | 90330000 |  | FIFO | Indian Product | [8 empty] | 0 | 0 | 0 | 1 | 0 | 0 | [7 empty] | 1 |  | LP/SP/KBL BEARING 635Z
IM05932 | Spares-Local-Kingston 8 Gb Ddr4 Ram | 1480528GB4RAM |  | A Class |  |  | I-Inventory | FG-Finish Good | R | Spares | Local | Dental Equiment | Main Location | 90330000 |  | FIFO | Indian Product | [8 empty] | 0 | 0 | 0 | 1 | 0 | 0 | [7 empty] | 1 |  | LP/SP/KINGSTON 8 GB DDR4 RAM
IM05933 | Spares-Local-Leg Stopper (Indian Motorised Suction) | 148052SUCTIONLEGSTOPPER |  | A Class |  |  | I-Inventory | FG-Finish Good | R | Spares | Local | Dental Equiment | Main Location | 90330000 |  | FIFO | Indian Product | [8 empty] | 0 | 0 | 0 | 1 | 0 | 0 | [7 empty] | 1 |  | Lp/Sp/Leg Stopper (Indian Motorised Suction)
IM05934 | Spares-Local-Light Intensity Multimeter | 148053INTENSITYMETER |  | A Class |  |  | I-Inventory | FG-Finish Good | R | Spares | Local | Dental Equiment | Main Location | 90330000 |  | FIFO | Indian Product | [8 empty] | 0 | 0 | 0 | 1 | 0 | 0 | [7 empty] | 1 |  | LP/SP/LIGHT INTENSITY MULTIMETER
IM05935 | Spares-Local-Low Suction Tubing | 148052LOWSUCTIONTUBING |  | A Class |  |  | I-Inventory | FG-Finish Good | C | Spares | Local | Dental Equiment | Main Location | 90330000 |  | FIFO | Indian Product | [8 empty] | 0 | 0 | 0 | 1 | 0 | 0 | [7 empty] | 1 |  | Lp/Sp/Low Suction Tubing
IM05936 | Spares-Local-Luminous Pro 600Ups | 148PRO6000UPS |  | A Class |  |  | I-Inventory | FG-Finish Good | R | Spares | Local | Dental Equiment | Main Location | 90330000 |  | FIFO | Indian Product | [8 empty] | 0 | 0 | 0 | 1 | 0 | 0 | [7 empty] | 1 |  | LP/SP/LUMINOUS PRO 600UPS
IM05937 | Spares-Local-Micro Motor Control Box 5 Pin Connector | 148052CNTRLBOX5PINCN |  | A Class |  |  | I-Inventory | FG-Finish Good | R | Spares | Local | Dental Equiment | Main Location | 90330000 |  | FIFO | Indian Product | [8 empty] | 0 | 0 | 0 | 1 | 0 | 0 | [7 empty] | 1 |  | LP/SP/MICRO MOTOR CONTROL BOX 5 PIN CONNECTOR
IM05938 | Spares-Local-Micro Motor Engine Holder | 148052MICROMOTORHOLDER |  | A Class |  |  | I-Inventory | FG-Finish Good | R | Spares | Local | Dental Equiment | Main Location | 90330000 |  | FIFO | Indian Product | [8 empty] | 0 | 0 | 0 | 1 | 0 | 0 | [7 empty] | 1 |  | Lp/Sp/Micro Motor Engine Holder
IM05939 | Spares-Local-Micro Motor Foot Control | 148052MICROMOTORFOOTCTRL |  | A Class |  |  | I-Inventory | FG-Finish Good | R | Spares | Local | Dental Equiment | Main Location | 90184900 |  | FIFO | Indian Product | [8 empty] | 0 | 0 | 0 | 1 | 0 | 0 | [7 empty] | 1 |  | Lp/Sp/Micro Motor Foot Control
IM05940 | Spares-Local-Micro Motor Foot Control Cord | 148052MMFOOTCONTROLCORD |  | A Class |  |  | I-Inventory | FG-Finish Good | R | Spares | Local | Dental Equiment | Main Location | 90330000 |  | FIFO | Indian Product | [8 empty] | 0 | 0 | 0 | 1 | 0 | 0 | [7 empty] | 1 |  | Lp/Sp/Micro Motor Foot Control Cord
IM05941 | Spares-Local-Micro Sd Card 4Gb | 148052SDCARD4GB |  | A Class |  |  | I-Inventory | FG-Finish Good | R | Spares | Local | Dental Equiment | Main Location | 90330000 |  | FIFO | Indian Product | [8 empty] | 0 | 0 | 0 | 1 | 0 | 0 | [7 empty] | 1 |  | LP/SP/MICRO SD CARD 4GB
IM05942 | Spares-Local-Micro Switch | 148052MICROSWITCH |  | A Class |  |  | I-Inventory | FG-Finish Good | R | Spares | Local | Dental Equiment | Main Location | 90330000 |  | FIFO | Indian Product | [8 empty] | 0 | 0 | 0 | 1 | 0 | 0 | [7 empty] | 1 |  | Lp/Sp/Micro Switch
IM05943 | Spares-Local-Motor Sensor | 148052MOTORSENSOR |  | A Class |  |  | I-Inventory | FG-Finish Good | R | Spares | Local | Dental Equiment | Main Location | 90330000 |  | FIFO | Indian Product | [8 empty] | 0 | 0 | 0 | 1 | 0 | 0 | [7 empty] | 1 |  | Lp/Sp/Motor Sensor
IM05944 | Spares-Local-Motorise Suction Solenoid Nozzle | 148052MOTORISEDSUCTIONSOLENOIDNOZZLE |  | A Class |  |  | I-Inventory | FG-Finish Good | R | Spares | Local | Dental Equiment | Main Location | 90330000 |  | FIFO | Indian Product | [8 empty] | 0 | 0 | 0 | 1 | 0 | 0 | [7 empty] | 1 |  | Lp/Sp/Motorise Suction Solenoid Nozzle
IM05945 | Spares-Local-Motorised Suction Motor (Gourav Surgical) | 148052SUCTIONMOTOR |  | A Class |  |  | I-Inventory | FG-Finish Good | R | Spares | Local | Dental Equiment | Main Location | 90330000 |  | FIFO | Indian Product | [8 empty] | 0 | 0 | 0 | 1 | 0 | 0 | [7 empty] | 1 |  | LP/SP/MOTORISED SUCTION MOTOR (Gourav Surgical)
IM05946 | Spares-Local-Motorised Suction Pcb Card | 148052MOTORISEDSUCTIONPCB |  | A Class |  |  | I-Inventory | FG-Finish Good | R | Spares | Local | Dental Equiment | Main Location | 90330000 |  | FIFO | Indian Product | [8 empty] | 0 | 0 | 0 | 1 | 0 | 0 | [7 empty] | 1 |  | LP/SP/MOTORISED SUCTION PCB CARD
IM05947 | Spares-Local-Multi Meter Battery | 148052MULTIMETERBATTERY |  | A Class |  |  | I-Inventory | FG-Finish Good | R | Spares | Local | Dental Equiment | Main Location | 90330000 |  | FIFO | Indian Product | [8 empty] | 0 | 0 | 0 | 1 | 0 | 0 | [7 empty] | 1 |  | LP/SP/MULTI METER BATTERY
IM05948 | Spares-Local-Multimeter Wire | 148052MULTIMETERWIRE |  | A Class |  |  | I-Inventory | FG-Finish Good | R | Spares | Local | Dental Equiment | Main Location | 90330000 |  | FIFO | Indian Product | [8 empty] | 0 | 0 | 0 | 1 | 0 | 0 | [7 empty] | 1 |  | LP/SP/MULTIMETER WIRE
IM05949 | Spares-Local-Nsk Sg20 Handpiece Big Bearing | 148052SG20HPBIGBEARING |  | A Class |  |  | I-Inventory | FG-Finish Good | C | Spares | Local | Dental Equiment | Main Location | 90330000 |  | FIFO | Indian Product | [8 empty] | 0 | 0 | 0 | 1 | 0 | 0 | [7 empty] | 1 |  | LP/SP/NSK SG20 HANDPIECE BIG BEARING
IM05950 | Spares-Local-Nsk Sg20 Handpiece Small Bearing | 148052SG20HPSMALLBEARING |  | A Class |  |  | I-Inventory | FG-Finish Good | C | Spares | Local | Dental Equiment | Main Location | 9033000 |  | FIFO | Indian Product | [8 empty] | 0 | 0 | 0 | 1 | 0 | 0 | [7 empty] | 1 |  | LP/SP/NSK SG20 HANDPIECE SMALL BEARING
IM05951 | Spares-Local-Oil Pouch For Cleaning Kit | 148052OILPOUCH |  | A Class |  |  | I-Inventory | FG-Finish Good | C | Spares | Local | Dental Equiment | Main Location | 90330000 |  | FIFO | Indian Product | [8 empty] | 0 | 0 | 0 | 1 | 0 | 0 | [7 empty] | 1 |  | Lp/Sp/Oil Pouch for Cleaning Kit
IM05952 | Spares-Local-Olympic Reflector Cover | 148052OLYMPICREFLECTORCOVER |  | A Class |  |  | I-Inventory | FG-Finish Good | R | Spares | Local | Dental Equiment | Main Location | 90330000 |  | FIFO | Indian Product | [8 empty] | 0 | 0 | 0 | 1 | 0 | 0 | [7 empty] | 1 |  | Lp/Sp/Olympic Reflector Cover
IM05953 | Spares-Local-Overhead Arm Spring | 148052ARMSPRING |  | A Class |  |  | I-Inventory | FG-Finish Good | R | Spares | Local | Dental Equiment | Main Location | 90330000 |  | FIFO | Indian Product | [8 empty] | 0 | 0 | 0 | 1 | 0 | 0 | [7 empty] | 1 |  | LP/SP/OVERHEAD ARM SPRING
IM05954 | Spares-Local-Paint Bottle | 148052PAINTBOTTLE |  | A Class |  |  | I-Inventory | FG-Finish Good | C | Spares | Local | Dental Equiment | Main Location | 90330000 |  | FIFO | Indian Product | [8 empty] | 0 | 0 | 0 | 1 | 0 | 0 | [7 empty] | 1 |  | Lp/Sp/Paint Bottle
IM05955 | Spares-Local-Pcb Clearner Solution | 148052SOLUTION |  | A Class |  |  | I-Inventory | FG-Finish Good | R | Spares | Local | Dental Equiment | Main Location | 90330000 |  | FIFO | Indian Product | [8 empty] | 0 | 0 | 0 | 1 | 0 | 0 | [7 empty] | 1 |  | LP/SP/PCB CLEARNER SOLUTION
IM05956 | Spares-Local-Pci Converter | 148052PCICONVERTER |  | A Class |  |  | I-Inventory | FG-Finish Good | C | Spares | Local | Dental Equiment | Main Location | 90330000 |  | FIFO | Indian Product | [8 empty] | 0 | 0 | 0 | 1 | 0 | 0 | [7 empty] | 1 |  | LP/SP/PCI CONVERTER
IM05957 | Spares-Local-Pci Serial Card | 148059PCISERIALCARD |  | A Class |  |  | I-Inventory | FG-Finish Good | R | Spares | Local | Dental Equiment | Main Location | 90330000 |  | FIFO | Indian Product | [8 empty] | 0 | 0 | 0 | 1 | 0 | 0 | [7 empty] | 1 |  | LP/SP/PCI SERIAL CARD
IM05958 | Spares-Local-Persus Light Pcb Kit | 148052LIGHTPCBKIT |  | A Class |  |  | I-Inventory | FG-Finish Good | R | Spares | Local | Dental Equiment | Main Location | 90330000 |  | FIFO | Indian Product | [8 empty] | 0 | 0 | 0 | 1 | 0 | 0 | [7 empty] | 1 |  | LP/SP/PERSUS LIGHT PCB KIT
IM05959 | Spares-Local-Planet Wire | 148052PLANETWIRE |  | A Class |  |  | I-Inventory | FG-Finish Good | R | Spares | Local | Dental Equiment | Main Location | 90330000 |  | FIFO | Indian Product | [8 empty] | 0 | 0 | 0 | 1 | 0 | 0 | [7 empty] | 1 |  | Lp/Sp/Planet Wire
IM05960 | Spares-Local-Plastic Material-Corrugated Rolls | 148052CORRUGATEDROLLS |  | A Class |  |  | I-Inventory | FG-Finish Good | R | Spares | Local | Dental Equiment | Main Location | 4819 |  | FIFO | Indian Product | [8 empty] | 0 | 0 | 0 | 1 | 0 | 0 | [7 empty] | 1 |  | LP/SP/PLASTIC MATERIAL-CORRUGATED ROLLS
IM05961 | Spares-Local-Plastic Material-Plastic Sheet Rolls | 148052PLATICSHEETROLLS |  | A Class |  |  | I-Inventory | FG-Finish Good | C | Spares | Local | Dental Equiment | Main Location | 3920 |  | FIFO | Indian Product | [8 empty] | 0 | 0 | 0 | 1 | 0 | 0 | [7 empty] | 1 |  | LP/SP/PLASTIC MATERIAL-PLASTIC SHEET ROLLS
IM05962 | Spares-Local-Polish For Cleaning Kit | 148052POLISH |  | A Class |  |  | I-Inventory | FG-Finish Good | C | Spares | Local | Dental Equiment | Main Location | 90330000 |  | FIFO | Indian Product | [8 empty] | 0 | 0 | 0 | 1 | 0 | 0 | [7 empty] | 1 |  | Lp/Sp/Polish for cleaning kit
IM05963 | Spares-Local-Power Cord For Chair | 148052POWERCORDFORCHAIR |  | A Class |  |  | I-Inventory | FG-Finish Good | R | Spares | Local | Dental Equiment | Main Location | 90330000 |  | FIFO | Indian Product | [8 empty] | 0 | 0 | 0 | 1 | 0 | 0 | [7 empty] | 1 |  | LP/SP/POWER CORD FOR CHAIR
IM05964 | Spares-Local-Pressure Guage | 148052PRESSUREGUAGE |  | A Class |  |  | I-Inventory | FG-Finish Good | R | Spares | Local | Dental Equiment | Main Location | 90330000 |  | FIFO | Indian Product | [8 empty] | 0 | 0 | 0 | 1 | 0 | 0 | [7 empty] | 1 |  | Lp/Sp/Pressure Guage
IM05965 | Spares-Local-Pulse Battery | 148052PULSEBATTERY |  | A Class |  |  | I-Inventory | FG-Finish Good | R | Spares | Local | Dental Equiment | Main Location | 90330000 |  | FIFO | Indian Product | [8 empty] | 0 | 0 | 0 | 1 | 0 | 0 | [7 empty] | 1 |  | LP/SP/PULSE BATTERY
IM05966 | Spares-Local-Pvc Drain Tubing Half Inches | 148052PVCDRAINTUBING |  | A Class |  |  | I-Inventory | FG-Finish Good | C | Spares | Local | Dental Equiment | Main Location | 90330000 |  | FIFO | Indian Product | [8 empty] | 0 | 0 | 0 | 1 | 0 | 0 | [7 empty] | 1 |  | Lp/Sp/PVC Drain Tubing Half Inches
IM05967 | Spares-Local-Resistant | 148052RESISTANT |  | A Class |  |  | I-Inventory | FG-Finish Good | R | Spares | Local | Dental Equiment | Main Location | 90330000 |  | FIFO | Indian Product | [8 empty] | 0 | 0 | 0 | 1 | 0 | 0 | [7 empty] | 1 |  | Lp/Sp/Resistant
IM05968 | Spares-Local-Ritter Chair Overhead Delivery Unit Cover | 148052RITTROVRDELVYUNTCOVER |  | A Class |  |  | I-Inventory | FG-Finish Good | R | Spares | Local | Dental Equiment | Main Location | 90330000 |  | FIFO | Indian Product | [8 empty] | 0 | 0 | 0 | 1 | 0 | 0 | [7 empty] | 1 |  | LP/SP/RITTER CHAIR OVERHEAD DELIVERY UNIT COVER
IM05969 | Spares-Local-Runyes High Suction Cannula Tip Reducer | 148052HSCTIPREDUCER |  | A Class |  |  | I-Inventory | FG-Finish Good | R | Spares | Local | Dental Equiment | Main Location | 90330000 |  | FIFO | Indian Product | [8 empty] | 0 | 0 | 0 | 1 | 0 | 0 | [7 empty] | 1 |  | LP/SP/RUNYES HIGH SUCTION CANNULA TIP REDUCER
IM05970 | Spares-Local-Rvg Printer Usb Cable | 148052RVGUSBCABLE |  | A Class |  |  | I-Inventory | FG-Finish Good | R | Spares | Local | Dental Equiment | Main Location | 90330000 |  | FIFO | Indian Product | [8 empty] | 0 | 0 | 0 | 1 | 0 | 0 | [7 empty] | 1 |  | LP/SP/RVG PRINTER USB CABLE
IM05971 | Spares-Local-Rvg Sensor Wire Protection Spiral Sleeve | 148052SPIRALSLEEVE |  | A Class |  |  | I-Inventory | FG-Finish Good | C | Spares | Local | Dental Equiment | Main Location | 90330000 |  | FIFO | Indian Product | [8 empty] | 0 | 0 | 0 | 1 | 0 | 0 | [7 empty] | 1 |  | LP/SP/RVG SENSOR WIRE PROTECTION SPIRAL SLEEVE
IM05972 | Spares-Local-Rvg Usb Cable 5Pin | 148052USBCABLE5PIN |  | A Class |  |  | I-Inventory | FG-Finish Good | R | Spares | Local | Dental Equiment | Main Location | 90330000 |  | FIFO | Indian Product | [8 empty] | 0 | 0 | 0 | 1 | 0 | 0 | [7 empty] | 1 |  | Lp/Sp/Rvg Usb Cable 5pin
IM05973 | Spares-Local-Screw | 148052SCREW |  | A Class |  |  | I-Inventory | FG-Finish Good | C | Spares | Local | Dental Equiment | Main Location | 90330000 |  | FIFO | Indian Product | [8 empty] | 0 | 0 | 0 | 1 | 0 | 0 | [7 empty] | 1 |  | Lp/Sp/Screw
IM05974 | Spares-Local-Sd Long Double Screw Driver | 148052LONGDOUBLESCREWDRIVER |  | A Class |  |  | I-Inventory | FG-Finish Good | C | Spares | Local | Dental Equiment | Main Location | 90330000 |  | FIFO | Indian Product | [8 empty] | 0 | 0 | 0 | 1 | 0 | 0 | [7 empty] | 1 |  | LP/SP/SD LONG DOUBLE SCREW DRIVER
IM05975 | Spares-Local-Sealed Pipe | 148052SEALEDPIPE |  | A Class |  |  | I-Inventory | FG-Finish Good | R | Spares | Local | Dental Equiment | Main Location |  |  | FIFO | Indian Product | [5 empty] | . |  |  | 0 | 0 | 0 | 1 | 0 | 0 | [7 empty] | 1 |  | LP/SP/SEALED PIPE
IM05976 | Spares-Local-Sejal 3 Way Syringe Lower Body | 148052SEJAL3WAYSYLOWERBODY |  | A Class |  |  | I-Inventory | FG-Finish Good | C | Spares | Local | Dental Equiment | Main Location | 90330000 |  | FIFO | Indian Product | [8 empty] | 0 | 0 | 0 | 1 | 0 | 0 | [7 empty] | 1 |  | LP/SP/SEJAL 3 WAY SYRINGE LOWER BODY
IM05977 | Spares-Local-Sejal Scaler Tee Joint-2Mm And 4Mm | 148052SEJALTEEJOINT2MM4MM |  | A Class |  |  | I-Inventory | FG-Finish Good | C | Spares | Local | Dental Equiment | Main Location | 90330000 |  | FIFO | Indian Product | [8 empty] | 0 | 0 | 0 | 1 | 0 | 0 | [7 empty] | 1 |  | LP/SP/SEJAL SCALER TEE JOINT-2MM and 4MM
IM05978 | Spares-Local-Serial Cable | 148SERIALCABLE |  | A Class |  |  | I-Inventory | FG-Finish Good | R | Spares | Local | Dental Equiment | Main Location | 90330000 |  | FIFO | Indian Product | [8 empty] | 0 | 0 | 0 | 1 | 0 | 0 | [7 empty] | 1 |  | LP/SP/SERIAL CABLE
IM05979 | Spares-Local-Socket O Ring | 148052SOCKETORING |  | A Class |  |  | I-Inventory | FG-Finish Good | R | Spares | Local | Dental Equiment | Main Location | 90330000 |  | FIFO | Indian Product | [8 empty] | 0 | 0 | 0 | 1 | 0 | 0 | [7 empty] | 1 |  | LP/SP/SOCKET O RING
IM05980 | Spares-Local-Spitoon | 148052SPITOON |  | A Class |  |  | I-Inventory | FG-Finish Good | C | Spares | Local | Dental Equiment | Main Location | 90330000 |  | FIFO | Indian Product | [8 empty] | 0 | 0 | 0 | 1 | 0 | 0 | [7 empty] | 1 |  | Lp/Sp/Spitoon
IM05981 | Spares-Local-Stool Wheel | 148052STOOLWHEEL |  | A Class |  |  | I-Inventory | FG-Finish Good | C | Spares | Local | Dental Equiment | Main Location | 90330000 |  | FIFO | Indian Product | [8 empty] | 0 | 0 | 0 | 1 | 0 | 0 | [7 empty] | 1 |  | Lp/Sp/Stool Wheel
IM05982 | Spares-Local-Straight Nrv | 148052STRAIGHTNRV |  | A Class |  |  | I-Inventory | FG-Finish Good | R | Spares | Local | Dental Equiment | Main Location |  |  | FIFO | Indian Product | [5 empty] | . |  |  | 0 | 0 | 0 | 1 | 0 | 0 | [7 empty] | 1 |  | LP/SP/STRAIGHT NRV
IM05983 | Spares-Local-Suction Switch | 148052SUCTIONSWITCH |  | A Class |  |  | I-Inventory | FG-Finish Good | R | Spares | Local | Dental Equiment | Main Location | 90330000 |  | FIFO | Indian Product | [8 empty] | 0 | 0 | 0 | 1 | 0 | 0 | [7 empty] | 1 |  | LP/SP/SUCTION SWITCH
IM05984 | Spares-Local-Suction Switch O Ring | 148052SUCTIONSWITCHORING |  | A Class |  |  | I-Inventory | FG-Finish Good | C | Spares | Local | Dental Equiment | Main Location | 90330000 |  | FIFO | Indian Product | [8 empty] | 0 | 0 | 0 | 1 | 0 | 0 | [7 empty] | 1 |  | LP/SP/SUCTION SWITCH O RING
IM05985 | Spares-Local-Super Gold Water Unit Base Clamp | 148052WATERUNITBASECLAMP |  | A Class |  |  | I-Inventory | FG-Finish Good | R | Spares | Local | Dental Equiment | Main Location | 90330000 |  | FIFO | Indian Product | [8 empty] | 0 | 0 | 0 | 1 | 0 | 0 | [7 empty] | 1 |  | LP/SP/SUPER GOLD WATER UNIT BASE CLAMP
IM05986 | Spares-Local-Top 246 Yn Smps Regulator Ic | 148052TOP246IC |  | A Class |  |  | I-Inventory | FG-Finish Good | C | Spares | Local | Dental Equiment | Main Location | 90330000 |  | FIFO | Indian Product | [8 empty] | 0 | 0 | 0 | 1 | 0 | 0 | [7 empty] | 1 |  | LP/SP/TOP 246 YN SMPS REGULATOR IC
IM05987 | Spares-Local-Transformer For Bio Vac 12-0-12 Amp | 14805212012TRF |  | A Class |  |  | I-Inventory | FG-Finish Good | R | Spares | Local | Dental Equiment | Main Location | 90330000 |  | FIFO | Indian Product | [8 empty] | 0 | 0 | 0 | 1 | 0 | 0 | [7 empty] | 1 |  | LP/SP/TRANSFORMER FOR BIO VAC 12-0-12 AMP
IM05988 | Spares-Local-Tripod Stand | 148052TRIPODSTAND |  | A Class |  |  | I-Inventory | FG-Finish Good | R | Spares | Local | Dental Equiment | Main Location | 90330000 |  | FIFO | Indian Product | [8 empty] | 0 | 0 | 0 | 1 | 0 | 0 | [7 empty] | 1 |  | Lp/Sp/Tripod Stand
IM05989 | Spares-Local-U.V Chamber Small Tube 8W | 148052UVTUBE8W |  | A Class |  |  | I-Inventory | FG-Finish Good | R | Spares | Local | Dental Equiment | Main Location |  |  | FIFO | Indian Product | [8 empty] | 0 | 0 | 0 | 1 | 0 | 0 | [7 empty] | 1 |  | LP/SP/U.V CHAMBER SMALL TUBE 8W
IM05990 | Spares-Local-U.V Chamber Small Tube Chowk 8W | 148052UVCHOWK8W |  | A Class |  |  | I-Inventory | FG-Finish Good | R | Spares | Local | Dental Equiment | Main Location | 90330000 |  | FIFO | Indian Product | [8 empty] | 0 | 0 | 0 | 1 | 0 | 0 | [7 empty] | 1 |  | LP/SP/U.V CHAMBER SMALL TUBE CHOWK 8W
IM05991 | Spares-Local-U.V Chamber Tray | 148052CHAMBERTRAY |  | A Class |  |  | I-Inventory | FG-Finish Good | R | Spares | Local | Dental Equiment | Main Location |  |  | FIFO | Indian Product | [8 empty] | 0 | 0 | 0 | 1 | 0 | 0 | [7 empty] | 1 |  | LP/SP/U.V CHAMBER TRAY
IM05992 | Spares-Local-U.V.Chamber Power Switch | 148052UVCHPOWERSWITCH |  | A Class |  |  | I-Inventory | FG-Finish Good | R | Spares | Local | Dental Equiment | Main Location | 90330000 |  | FIFO | Indian Product | [8 empty] | 0 | 0 | 0 | 1 | 0 | 0 | [7 empty] | 1 |  | LP/SP/U.V.CHAMBER POWER SWITCH
IM05993 | Spares-Local-Up Down Motor Tafflon Bush | 148052UPDOWNMOTORTAFFLONBUSH |  | A Class |  |  | I-Inventory | FG-Finish Good | R | Spares | Local | Dental Equiment | Main Location | 90330000 |  | FIFO | Indian Product | [8 empty] | 0 | 0 | 0 | 1 | 0 | 0 | [7 empty] | 1 |  | LP/SP/UP DOWN MOTOR TAFFLON BUSH
IM05994 | Spares-Local-Updown Motor Bush | 148052UPDNMTRBUSH |  | A Class |  |  | I-Inventory | FG-Finish Good | R | Spares | Local | Dental Equiment | Main Location | 90330000 |  | FIFO | Indian Product | [8 empty] | 0 | 0 | 0 | 1 | 0 | 0 | [7 empty] | 1 |  | LP/SP/UPDOWN MOTOR BUSH
IM05995 | Spares-Local-Uv Chamber On Off Switch | 148052UVCHONOFFSWITCH |  | A Class |  |  | I-Inventory | FG-Finish Good | R | Spares | Local | Dental Equiment | Main Location | 90330000 |  | FIFO | Indian Product | [8 empty] | 0 | 0 | 0 | 1 | 0 | 0 | [7 empty] | 1 |  | LP/SP/UV CHAMBER ON OFF SWITCH
IM05996 | Spares-Local-Vhf Drilling Tool D.1.0 X16X35X3 | 148VHFDRILLX16X35X3 |  | A Class |  |  | I-Inventory | FG-Finish Good | C | Spares | Local | Dental Equiment | Main Location | 90330000 |  | FIFO | Indian Product | [8 empty] | 0 | 0 | 0 | 1 | 0 | 0 | [7 empty] | 1 |  | LP/SP/VHF DRILLING TOOL D.1.0 X16X35X3
IM05997 | Spares-Local-Vhf Power Supply Relay | 148052POWERSUPPLYRELAY |  | A Class |  |  | I-Inventory | FG-Finish Good | C | Spares | Local | Dental Equiment | Main Location | 90330000 |  | FIFO | Indian Product | [8 empty] | 0 | 0 | 0 | 1 | 0 | 0 | [7 empty] | 1 |  | LP/SP/VHF POWER SUPPLY RELAY
IM05998 | Spares-Local-Vhf Wax Blank(12Mm) | 148VHFWXBLANK12MM |  | A Class |  |  | I-Inventory | FG-Finish Good | R | Spares | Local | Dental Equiment | Main Location | 90330000 |  | FIFO | Indian Product | [8 empty] | 0 | 0 | 0 | 1 | 0 | 0 | [7 empty] | 1 |  | LP/SP/VHF WAX BLANK(12MM)
IM05999 | Spares-Local-Vhf Wax Blank(16Mm) | 148VHFWXBLANK16MM |  | A Class |  |  | I-Inventory | FG-Finish Good | C | Spares | Local | Dental Equiment | Main Location | 90330000 |  | FIFO | Indian Product | [8 empty] | 0 | 0 | 0 | 1 | 0 | 0 | [7 empty] | 1 |  | LP/SP/VHF WAX BLANK(16MM)
IM06000 | Spares-Local-Vibration Controller 5 K | 148052VIBRATIONCONTROLLER |  | A Class |  |  | I-Inventory | FG-Finish Good | R | Spares | Local | Dental Equiment | Main Location | 90330000 |  | FIFO | Indian Product | [8 empty] | 0 | 0 | 0 | 1 | 0 | 0 | [7 empty] | 1 |  | Lp/Sp/Vibration Controller 5 K
IM06001 | Spares-Local-Water Bottle All Chair | 148052WATERBOTTLE |  | A Class |  |  | I-Inventory | FG-Finish Good | R | Spares | Local | Dental Equiment | Main Location | 90330000 |  | FIFO | Indian Product | [8 empty] | 0 | 0 | 0 | 1 | 0 | 0 | [7 empty] | 1 |  | LP/SP/WATER BOTTLE ALL CHAIR
IM06002 | Spares-Local-Wire Connector For Star Chair | 148052STARWIRECONNECTOR |  | A Class |  |  | I-Inventory | FG-Finish Good | C | Spares | Local | Dental Equiment | Main Location | 90330000 |  | FIFO | Indian Product | [8 empty] | 0 | 0 | 0 | 1 | 0 | 0 | [7 empty] | 1 |  | Lp/Sp/Wire Connector for Star Chair
IM06003 | Spares-Local-Zubler Suction Bag | 148052ZUBLERSUCTIONBAG |  | A Class |  |  | I-Inventory | FG-Finish Good | R | Spares | Local | Dental Equiment | Main Location | 8502 |  | FIFO | Indian Product | [8 empty] | 0 | 0 | 0 | 1 | 0 | 0 | [7 empty] | 1 |  | LP/SP/ZUBLER SUCTION BAG
IM06004 | Spares-Local-Heating Gun | 148052HEATINGGUN |  | A Class |  |  | I-Inventory | FG-Finish Good | R | Spares | Local | Dental Equiment | Main Location | 90330000 |  | FIFO | Indian Product | [8 empty] | 0 | 0 | 0 | 1 | 0 | 0 | [7 empty] | 1 |  | LP/TL/SP/HEATING GUN
IM06005 | Spares-Local-Mini Die Grinder Rotary | 148052GRINDERROTARY |  | A Class |  |  | I-Inventory | FG-Finish Good | R | Spares | Local | Dental Equiment | Main Location | 90330000 |  | FIFO | Indian Product | [8 empty] | 0 | 0 | 0 | 1 | 0 | 0 | [7 empty] | 1 |  | LP/TL/SP/MINI DIE GRINDER ROTARY
IM06006 | Spares-Local-Tee Joint 4 X 6 | 148052TEEJOINT4X6 |  | A Class |  |  | I-Inventory | FG-Finish Good | C | Spares | Local | Dental Equiment | Main Location | 90330000 |  | FIFO | Indian Product | [8 empty] | 0 | 0 | 0 | 1 | 0 | 0 | [7 empty] | 1 |  | Lp/Tl/Sp/Tee Joint 4 X 6
IM06007 | Lubrication Machine- Runyes Model LUB90B | 109071LUBRICATORLUB09B |  | A Class |  |  | I-Inventory | FG-Finish Good | R | Equipment | Lubrication Machine | Dental Equiment | Main Location | 84778090 |  | FIFO | Runyes | [8 empty] | 0 | 0 | 0 | 1 | 0 | 0 | [7 empty] | 1 |  | RN/LM/MC/DENTAL LUBRICATION MACHINE/MODEL LUB90B
IM06008 | Micromotor-NSK- Dental Viva Mate G5 Plus Micro Motor- Y1002987 | 114013VIVAMATEG5PLUSY1002987 |  | A Class |  |  | I-Inventory | FG-Finish Good | R | Equipment | Micromotor | Dental Equiment | Main Location | 90184900 |  | FIFO | NSK Nakanishi | [8 empty] | 0 | 0 | 0 | 1 | 0 | 0 | [7 empty] | 1 |  | NSK/DENTAL VIVA MATE G5 PLUS MICRO MOTOR Y1002987
IM06009 | Micromotor-NSK-Dental NLX Nano Motor-E1044051 | 114004NANOMOTORE1044051 |  | A Class |  |  | I-Inventory | FG-Finish Good | R | Equipment | Micromotor | Dental Equiment | Main Location | 90184900 |  | FIFO | NSK Nakanishi | [8 empty] | 0 | 0 | 0 | 1 | 0 | 0 | [7 empty] | 1 |  | NSK/HP/AC/DENTAL NLX NANO MOTOR/E1044051
IM06010 | Micromotor- NSK-Micromotor NBX Inbuilt Fiber Optic Micro Motor-01330188 | 11401301330188 |  | A Class |  |  | I-Inventory | FG-Finish Good | R | Equipment | Micromotor | Dental Equiment | Main Location | 90184900 |  | FIFO | NSK Nakanishi | [8 empty] | 0 | 0 | 0 | 1 | 0 | 0 | [7 empty] | 1 |  | NSK/MM/MC/MICROMOTOR NBX INBUILT FO MM 01330188
IM06011 | Micromotor- NSK-Micromotor NBX Inbuilt Fiber Optic Micro Motor-E1059001 | 114004E1059001 |  | A Class |  |  | I-Inventory | FG-Finish Good | R | Equipment | Micromotor | Dental Equiment | Main Location | 90184900 |  | FIFO | NSK Nakanishi | [8 empty] | 0 | 0 | 0 | 1 | 0 | 0 | [7 empty] | 1 |  | NSK/MM/MC/MICROMOTOR NBX INBUILT FO MM E1059001
IM06012 | Micromotor-NSK NBX Inbuilt Non Optic Motor PCB U374004 | 114004U374004 |  | A Class |  |  | I-Inventory | FG-Finish Good | R | Equipment | Micromotor | Dental Equiment | Main Location | 90184900 |  | FIFO | NSK Nakanishi | [8 empty] | 0 | 0 | 0 | 1 | 0 | 0 | [7 empty] | 1 |  | NSK/MM/MC/NBX INBUILT NON OPTIC MOTOR PCB U374004
IM06013 | Micromotor-NSK NBX Inbuilt Non Optic Motor Set E1074001 | 114004E1074001 |  | A Class |  |  | I-Inventory | FG-Finish Good | R | Equipment | Micromotor | Dental Equiment | Main Location | 90184900 |  | FIFO | NSK Nakanishi | [8 empty] | 0 | 0 | 0 | 1 | 0 | 0 | [7 empty] | 1 |  | NSK/MM/MC/NBX INBUILT NON OPTIC MOTOR SET E1074001
IM06014 | Micromotor-NSK-NLX Nano Micromotor S230 LED Optic-Y1001362 | 114004Y1001362 |  | A Class |  |  | I-Inventory | FG-Finish Good | R | Equipment | Micromotor | Dental Equiment | Main Location | 90184900 |  | FIFO | NSK Nakanishi | [8 empty] | 0 | 0 | 0 | 1 | 0 | 0 | [7 empty] | 1 |  | NSK/NLX NANO MICRO-MOTOR S230/LED OPTIC Y1001362
IM06015 | Micromotor-NSK-NLZ-E LED Micromotor-Endo Function-Y1004004 | 114013NLZELEDY1004004 |  | A Class |  |  | I-Inventory | FG-Finish Good | R | Equipment | Micromotor | Dental Equiment | Main Location | 90184900 |  | FIFO | NSK Nakanishi | [8 empty] | 0 | 0 | 0 | 1 | 0 | 0 | [7 empty] | 1 |  | NSK/NLZ -E LED MICRO-MOTOR/ENDO FUNCTION/Y1004004
IM06016 | Micromotor- NSK-Micromotor NBX/MD Module Lux U374005 | 114013U374005 |  | A Class |  |  | I-Inventory | FG-Finish Good | R | Equipment | Micromotor | Dental Equiment | Main Location | 90184900 |  | FIFO | NSK Nakanishi | [8 empty] | 0 | 0 | 0 | 1 | 0 | 0 | [7 empty] | 1 |  | NSK/MM/AC/MICROMOTOR NBX/MD MODULE-LUX U374005
IM06017 | Micro Motor- Coxo Micro Motor Endodontics Tech | 107013MMOTOR |  | A Class |  |  | I-Inventory | FG-Finish Good | R | Equipment | Micromotor | Dental Equiment | Main Location |  |  | FIFO | Hongkong Coxo | [8 empty] | 0 | 0 | 0 | 1 | 0 | 0 | [7 empty] | 1 |  | CO/MM/MC/MICRO MOTOR COXO TECH. M.MOTOR ENDODONTICS
IM06018 | Micromotor Engine- Seashin- Lab Engine Model 105L | 164013105L |  | A Class |  |  | I-Inventory | FG-Finish Good | R | Equipment | Micromotor | Dental Equiment | Main Location | 90184900 |  | FIFO | Saeshin | [8 empty] | 0 | 0 | 0 | 1 | 0 | 0 | [7 empty] | 1 |  | ST/LE/AC/COIL LAB-MICRO MOTOR LAB ENGINE 105L
IM06019 | Dental Micromotor- Being Brushless Micro Motor with F/C Puma | 103013MICROMOTORPUMA |  | A Class |  |  | I-Inventory | FG-Finish Good | R | Equipment | Micromotor | Dental Equiment | Main Location |  |  | FIFO | Being-Tornado | [5 empty] | . |  |  | 0 | 0 | 0 | 1 | 0 | 0 | [7 empty] | 1 |  | BE/MM/MC/BEING BRUSHLESS M/MOTOR WITH F/C PUMA
IM06020 | Micromotor Spares-NSK-Multipad AX Angle Plate | 114ANGLEPLATE |  | A Class |  |  | I-Inventory | FG-Finish Good | R | Spares | Micromotor-Spares | Dental Equiment | Main Location | 90184900 |  | FIFO | NSK Nakanishi | [8 empty] | 0 | 0 | 0 | 1 | 0 | 0 | [7 empty] | 1 |  | NSK/NBX/MULTIPAD AX ANGLE PLATE
IM06021 | Micromotor Spares-Indian-Foot Control Jack | 148052MMFOOTCONTROLJACK |  | A Class |  |  | I-Inventory | FG-Finish Good | R | Spares | Micromotor-Spares | Dental Equiment | Main Location | 90330000 |  | FIFO | Indian Product | [8 empty] | 0 | 0 | 0 | 1 | 0 | 0 | [7 empty] | 1 |  | IN/MM/SP/FOOT CONTROL JACK
IM06022 | Micromotor Spares-Indian-Micromotor Control Transformer | 148052MMCTRLTRANSFORMER |  | A Class |  |  | I-Inventory | FG-Finish Good | R | Spares | Micromotor-Spares | Dental Equiment | Main Location | 90330000 |  | FIFO | Indian Product | [8 empty] | 0 | 0 | 0 | 1 | 0 | 0 | [7 empty] | 1 |  | IN/MM/SP/MICROMOTOR CONTROL TRANSFORMER
IM06023 | Micromotor Spares-Indian-On Off Switch | 148052ONOFFSWITCH |  | A Class |  |  | I-Inventory | FG-Finish Good | R | Spares | Micromotor-Spares | Dental Equiment | Main Location | 90330000 |  | FIFO | Indian Product | [8 empty] | 0 | 0 | 0 | 1 | 0 | 0 | [7 empty] | 1 |  | IN/MM/SP/ON OFF SWITCH
IM06024 | Micromotor Spares-Indian-Reverse Forward Switch | 148052REVFWDSWITCH |  | A Class |  |  | I-Inventory | FG-Finish Good | R | Spares | Micromotor-Spares | Dental Equiment | Main Location | 90330000 |  | FIFO | Indian Product | [8 empty] | 0 | 0 | 0 | 1 | 0 | 0 | [7 empty] | 1 |  | IN/MM/SP/REVERSE FORWARD SWITCH
IM06025 | Micromotor Spares-Indian-Speed Controller | 148052SPEEDCTRL |  | A Class |  |  | I-Inventory | FG-Finish Good | R | Spares | Micromotor-Spares | Dental Equiment | Main Location | 90330000 |  | FIFO | Indian Product | [8 empty] | 0 | 0 | 0 | 1 | 0 | 0 | [7 empty] | 1 |  | IN/MM/SP/SPEED CONTROLLER
IM06026 | Microscope-Labomed-Dental Magnification System Model Prima DNT 5-Ceiling Mount | 136027PRIMADNTCEILING |  | A Class |  |  | I-Inventory | FG-Finish Good | R | Equipment | Microscope | Dental Equiment | Main Location | 90184900 |  | FIFO | Labomed | [8 empty] | 0 | 0 | 0 | 1 | 0 | 0 | [7 empty] | 1 |  | LM/MS/LABOMED/DENTAL MAGNIFICATION SYS./PRIMA DNT/5-CEILING
IM06027 | Microscope-Labomed-Dental Magnification System Model Prima DNT 5-Wall Mount | 136027PRIMADNTWALL |  | A Class |  |  | I-Inventory | FG-Finish Good | R | Equipment | Microscope | Dental Equiment | Main Location | 90184900 |  | FIFO | Labomed | [8 empty] | 0 | 0 | 0 | 1 | 0 | 0 | [7 empty] | 1 |  | LM/MS/LABOMED/DENTAL MAGNIFICATION SYS./PRIMA DNT/5-WALL
IM06028 | Microscope-Labomed-Dental Magnification System Model Prima MU 3-Ceiling Mount | 136027PRIMAMUCILING |  | A Class |  |  | I-Inventory | FG-Finish Good | R | Equipment | Microscope | Dental Equiment | Main Location | 90184900 |  | FIFO | Labomed | [8 empty] | 0 | 0 | 0 | 1 | 0 | 0 | [7 empty] | 1 |  | LM/MS/LABOMED/DENTAL MAGNIFICATION SYS./PRIMA MU/3-CEILING
IM06029 | Microscope-Labomed-Dental Magnification System Model Prima MU 3-Floor Mount | 136027PRIMAMUFL |  | A Class |  |  | I-Inventory | TG-Trading Good |  | Equipment | Microscope | Dental Equiment | Main Location | 90184900 |  | FIFO | Labomed | [5 empty] | Specification:*Stand:Prima DNT microscope stand with Cold light. Co-axial illumination system*Magnichanger: 3 Step Magnichanger with Magnification 0.6x, 1.0x, 1.6x*Viewing Bodies: Ergonomic Binocular Tubes 0 Degree - 210 Degree tiltable, IPD range 55-75mm, F=170mm*Objective: Objective lens f = 250mm with manual fine focus control knob and sterilizable cap*Eyepieces: Wide field adjustable eyepiece 10x / FN 18mmlockable *Observation head: Ergonomic adjustable handgrips for observation head*Microscope carriers:Dental carrier*Illumination: Fiber Optic cable (2.0 m), 27W LED illumination, upto 75000 hours of LED lamp lifetime *Input: AC100V - 220V selectable 50/60Hz*Filter: Yellow*Fuse: Quick acting fuse 2.5 Amp*Castor wheel with locking system*Standard Accessories: Dust cover for microscope observation head and illumination box |  |  | 0 | 0 | 0 | 1 | 0 | 0 | [7 empty] | 1 |  | LM/MS/LABOMED/DENTAL MAGNIFICATION SYS./PRIMA MU/3-FLOOR
IM06030 | Microscope-Labomed-Dental Magnification System Model Prima MU 3-Wall Mount | 136027PRIMAMUWALL |  | A Class |  |  | I-Inventory | FG-Finish Good | R | Equipment | Microscope | Dental Equiment | Main Location | 90184900 |  | FIFO | Labomed | [8 empty] | 0 | 0 | 0 | 1 | 0 | 0 | [7 empty] | 1 |  | LM/MS/LABOMED/DENTAL MAGNIFICATION SYS./PRIMA MU/3-WALL
IM06031 | Microscope-Labomed-Dental Magnification System Model-Prima DNT 5-Tablemount | 136027PRIMADNTTABLEMOUNT |  | A Class |  |  | I-Inventory | FG-Finish Good | R | Equipment | Microscope | Dental Equiment | Main Location | 90184900 |  | FIFO | Labomed | [8 empty] | 0 | 0 | 0 | 1 | 0 | 0 | [7 empty] | 1 |  | LM/MS/LABOMED/DENTAL MICROSCOPE STAND /PRIMA DNT/5-TABLEMOUNT
IM06032 | Microscope-Labomed-Medical Magnification System Prima ENT-Ceiling Mount | 136011PRIMAENTCM |  | A Class |  |  | I-Inventory | FG-Finish Good | R | Equipment | Microscope | Dental Equiment | Main Location | 90184900 |  | FIFO | Labomed | [8 empty] | 0 | 0 | 0 | 1 | 0 | 0 | [7 empty] | 1 |  | LM/MS/LABOMED/MEDICAL MAGNIFICATION SYS./PRIMA ENT/CEILING MOUNT
IM06033 | Microscope-Labomed-Medical Magnification System Prima ENT-Floor Mount | 136011PRIMAENTFM |  | A Class |  |  | I-Inventory | FG-Finish Good | R | Equipment | Microscope | Dental Equiment | Main Location | 90184900 |  | FIFO | Labomed | [8 empty] | 0 | 0 | 0 | 1 | 0 | 0 | [7 empty] | 1 |  | LM/MS/LABOMED/MEDICAL MAGNIFICATION SYS./PRIMA ENT/FLOOR MOUNT
IM06034 | Microscope-Labomed-Medical Magnification System Prima Ent-Wall Mount | 136011PRIMAENTWM |  | A Class |  |  | I-Inventory | FG-Finish Good | R | Equipment | Microscope | Dental Equiment | Main Location | 90184900 |  | FIFO | Labomed | [8 empty] | 0 | 0 | 0 | 1 | 0 | 0 | [7 empty] | 1 |  | LM/MS/LABOMED/MEDICAL MAGNIFICATION SYS./PRIMA ENT/WALL MOUNT
IM06035 | Microscope-Labomed-Medical Magnification System -Model Prima Magna Ceiling Mount | LM/MS/LABOMED/MICROSCOPE/MODEL PRIMA MAGNA CEILING |  | A Class |  |  | I-Inventory | FG-Finish Good | R | Equipment | Microscope | Dental Equiment | Main Location |  |  | FIFO | Labomed | [8 empty] | 0 | 0 | 0 | 1 | 0 | 0 | [7 empty] | 1 |  | LM/MS/LABOMED/MICROSCOPE/MODEL PRIMA MAGNA CEILING
IM06036 | Microscope-Labomed-Magnification System Model-Prima Magna Ceiling Mount | 136011PRMAGNACL |  | A Class |  |  | I-Inventory | FG-Finish Good | R | Equipment | Microscope | Dental Equiment | Main Location | 90184900 |  | FIFO | Labomed | [8 empty] | 0 | 0 | 0 | 1 | 0 | 0 | [7 empty] | 1 |  | LM/MS/MC/LABOMED/MAGNIFICATION SYS/MODEL PRIMA MAGNA CEILING
IM06037 | Microscope-Labomed-Magnification System Model-Prima Magna Floor Mount | 136027PRMAGNAFL |  | A Class |  |  | I-Inventory | FG-Finish Good | R | Equipment | Microscope | Dental Equiment | Main Location | 90184900 |  | FIFO | Labomed | [5 empty] | 0-210 Degree tilting head with Rotoplate, DBSi (inclined double beam splitter), Double Iris and DSLR Adapter. IPD *** 50-75 mm. EYEPIECES *** WF 10X/18 mm lockable eyepieces, one with resolution markup to assist in diopter adjustment. DIOPTER ADJUSTMENT *** Plus /Minus 5mm with diopter lock. APOCHROMATIC MAGNICHANGER *** Galilean Zoom 1:6, convertible to 8 step magnichanger. ZOOM RANGE *** 0.4-2.5X OBJECTIVE *** NuVar system with variable focal length adjustment from 300-400 mm with ne focus mechanism. MICROSCOPE CARRIER *** ABA (Automatic Balancing Arm) with electromagnetic release for easy, drift free positioning. LIGHT SOURCE *** 50 watt LED, 90-240V MAXIMUM WATTAGE *** 195 watts |  |  | 0 | 0 | 0 | 1 | 0 | 0 | [7 empty] | 1 |  | LM/MS/MC/LABOMED/MAGNIFICATION SYS/MODEL PRIMA MAGNA FLOOR
IM06038 | Microscope-Labomed-Magnification System-Model Prima Magna Wall Mount | 136011PRMAGNAWM |  | A Class |  |  | I-Inventory | FG-Finish Good | R | Equipment | Microscope | Dental Equiment | Main Location | 90184900 |  | FIFO | Labomed | [8 empty] | 0 | 0 | 0 | 1 | 0 | 0 | [7 empty] | 1 |  | LM/MS/MC/LABOMED/MAGNIFICATION SYS/MODEL PRIMA MAGNA W/M
IM06039 | Microscope Spares-Labomed-Implant Practice Module | 162PRACTICEMODULE |  | A Class |  |  | I-Inventory | FG-Finish Good | R | Accessories | Microscope-Accessories | Dental Equiment | Main Location | 90184900 |  | FIFO | Labomed | [8 empty] | 0 | 0 | 0 | 1 | 0 | 0 | [7 empty] | 1 |  | LB/CM/IMPLANT PRACTICE MODULE
IM06040 | Microscope Accessories-Labmoed-Beam Splitter With Digital Camera Model IVUS5 | 136027IVUS5 |  | A Class |  |  | I-Inventory | FG-Finish Good | R | Accessories | Microscope-Accessories | Dental Equiment | Main Location |  |  | FIFO | Labomed | [8 empty] | 0 | 0 | 0 | 1 | 0 | 0 | [7 empty] | 1 |  | LM/AC/BEAM SPLITTER WITH DIGITAL CAMERA MODEL IVUS5
IM06041 | Microscope Accessories-Labmoed-Adaptor For DSLR Canon | 136027ADPDSLR |  | A Class |  |  | I-Inventory | FG-Finish Good | R | Accessories | Microscope-Accessories | Dental Equiment | Main Location | 90189099 |  | FIFO | Labomed | [8 empty] | 0 | 0 | 0 | 1 | 0 | 0 | [7 empty] | 1 |  | LM/AC/CAM MOUNT/ADAPTOR FOR DSLR CANON
IM06042 | Microscope Accessories-Labmoed-Adaptor For DSLR Nikon | 136016DSLRNIKON |  | A Class |  |  | I-Inventory | FG-Finish Good | R | Accessories | Microscope-Accessories | Dental Equiment | Main Location | 90189099 |  | FIFO | Labomed | [8 empty] | 0 | 0 | 0 | 1 | 0 | 0 | [7 empty] | 1 |  | LM/AC/CAM MOUNT/ADAPTOR FOR DSLR NIKON
IM06043 | Microscope Accessories-Labmoed-Adaptor For DSLR Sony | 136027DSLRSONY |  | A Class |  |  | I-Inventory | FG-Finish Good | R | Accessories | Microscope-Accessories | Dental Equiment | Main Location | 90189090 |  | FIFO | Labomed | [8 empty] | 0 | 0 | 0 | 1 | 0 | 0 | [7 empty] | 1 |  | LM/AC/CAM MOUNT/ADAPTOR FOR DSLR SONY
IM06044 | Microscope Accessories-Labmoed-Labomed Double Beam Splitter | 136027BEAMSPLITTER |  | A Class |  |  | I-Inventory | FG-Finish Good | R | Accessories | Microscope-Accessories | Dental Equiment | Main Location |  |  | FIFO | Labomed | [8 empty] | 0 | 0 | 0 | 1 | 0 | 0 | [7 empty] | 1 |  | LM/AC/LABOMED DOUBLE BEAM SPLITTER
IM06045 | Microscope Accessories-Labmoed-Nu Var Variable Focal Length From 300-400Mm | 136027VARIABLEFOCAL |  | A Class |  |  | I-Inventory | FG-Finish Good | R | Accessories | Microscope-Accessories | Dental Equiment | Main Location |  |  | FIFO | Labomed | [8 empty] | 0 | 0 | 0 | 1 | 0 | 0 | [7 empty] | 1 |  | LM/AC/NU VAR VARIABLE FOCAL LENGTH FROM 300-400MM
IM06046 | Microscope Accessories-Labmoed-Roto Plate | 136027ROTOPLATE |  | A Class |  |  | I-Inventory | FG-Finish Good | R | Accessories | Microscope-Accessories | Dental Equiment | Main Location | 90189099 |  | FIFO | Labomed | [8 empty] | 0 | 0 | 0 | 1 | 0 | 0 | [7 empty] | 1 |  | LM/AC/ROTO PLATE
IM06047 | Microscope Accessories-Labmoed-Digital Camera Model Vega | 136016VEGACAMERA |  | A Class |  |  | I-Inventory | FG-Finish Good | R | Accessories | Microscope-Accessories | Dental Equiment | Main Location | 90189099 |  | FIFO | Labomed | [8 empty] | 0 | 0 | 0 | 1 | 0 | 0 | [7 empty] | 1 |  | LM/IOC/AC/LABOMED DIGITAL CAMERA MODEL VEGA
IM06048 | Microscope Accessories-Labmoed- Assistant Scope | 136027ASSISTANTSCOPE |  | A Class |  |  | I-Inventory | FG-Finish Good | R | Accessories | Microscope-Accessories | Dental Equiment | Main Location | 90184900 |  | FIFO | Labomed | [8 empty] | 0 | 0 | 0 | 1 | 0 | 0 | [7 empty] | 1 |  | LM/MS/AC/LABOMED ASSISTANT SCOPE
IM06049 | Microscope Accessories-Labmoed-Microscope Autoclavable Hand Grip | 136027HANDGRIP |  | A Class |  |  | I-Inventory | FG-Finish Good | R | Accessories | Microscope-Accessories | Dental Equiment | Main Location | 90189099 |  | FIFO | Labomed | [8 empty] | 0 | 0 | 0 | 1 | 0 | 0 | [7 empty] | 1 |  | LM/MS/AC/MICROSCOPE AUTOCLAVABLE HAND GRIP
IM06050 | Microscope Accessories-Labmoed-Wall Mount Bracket | 136027BRACKET |  | A Class |  |  | I-Inventory | FG-Finish Good | R | Accessories | Microscope-Accessories | Dental Equiment | Main Location | 90184900 |  | FIFO | Labomed | [8 empty] | 0 | 0 | 0 | 1 | 0 | 0 | [7 empty] | 1 |  | LM/MS/AC/WALL MOUNT BRACKET
IM06051 | Microscope Accessories-Labomed-Dental Magnification-Handpiece With Lense | 136034MAGNIFICATIONWITHLENSE |  | A Class |  |  | I-Inventory | FG-Finish Good | R | Accessories | Microscope-Accessories | Dental Equiment | Main Location | 90184900 |  | FIFO | Labomed | [8 empty] | 0 | 0 | 0 | 1 | 0 | 0 | [7 empty] | 1 |  | LM/MS/LABOMED/DENTAL MAGNIFICATION/HANDPIECE WITH LENSE
IM06052 | Microscope Accessories-Labmoed-Microscope Knob With Potentiometer | 136027KNOBWITHPOTENTIOMETER |  | A Class |  |  | I-Inventory | FG-Finish Good | R | Accessories | Microscope-Accessories | Dental Equiment | Main Location | 90330000 |  | FIFO | Labomed | [8 empty] | 0 | 0 | 0 | 1 | 0 | 0 | [7 empty] | 1 |  | LM/MS/AC/LABOMED MICROSCOPE KNOB WITH POTENTIOMETER
IM06053 | Microscope Accessories-Labmoed-Microscope Led | 136027MSLED |  | A Class |  |  | I-Inventory | FG-Finish Good | R | Accessories | Microscope-Accessories | Dental Equiment | Main Location | 90330000 |  | FIFO | Labomed | [8 empty] | 0 | 0 | 0 | 1 | 0 | 0 | [7 empty] | 1 |  | LM/MS/AC/LABOMED MICROSCOPE LED
IM06054 | Microscope Accessories-Labmoed-Microscope Power Supply | 136027POWERSUPPLY |  | A Class |  |  | I-Inventory | FG-Finish Good | R | Accessories | Microscope-Accessories | Dental Equiment | Main Location | 90330000 |  | FIFO | Labomed | [8 empty] | 0 | 0 | 0 | 1 | 0 | 0 | [7 empty] | 1 |  | LM/MS/AC/LABOMED MICROSCOPE POWER SUPPLY
IM06055 | Microscope Accessories-Labmoed-Double Beam Splitter/Inclined | 136027BEAMSPLITTERINCL |  | A Class |  |  | I-Inventory | FG-Finish Good | R | Accessories | Microscope-Accessories | Dental Equiment | Main Location | 90189099 |  | FIFO | Labomed | [8 empty] | 0 | 0 | 0 | 1 | 0 | 0 | [7 empty] | 1 |  | LM/AC/LABOMED DOUBLE BEAM SPLITTER/INCLINED
IM06056 | Microscope Accessories-Labmoed-Microscope/Inclined Extender | 136027INCLENTENDER |  | A Class |  |  | I-Inventory | FG-Finish Good | R | Accessories | Microscope-Accessories | Dental Equiment | Main Location |  |  | FIFO | Labomed | [8 empty] | 0 | 0 | 0 | 1 | 0 | 0 | [7 empty] | 1 |  | LM/AC/LABOMED MICROSCOPE/INCLINED EXTENDER
IM06057 | Microscope Accessories-Labmoed-Cam Mount/Adaptor For Ccd Cemara | 136016CAMERAADAPTOR |  | A Class |  |  | I-Inventory | FG-Finish Good | C | Accessories | Microscope-Accessories | Dental Equiment | Main Location | 90189099 |  | FIFO | Labomed | [8 empty] | 0 | 0 | 0 | 1 | 0 | 0 | [7 empty] | 1 |  | LM/IOC/AC/CAM MOUNT/ADAPTOR FOR CCD CEMARA
IM06058 | Microscope Accessories-Labmoed- Magnification/Dual Iris | 136027DUALIRIS |  | A Class |  |  | I-Inventory | FG-Finish Good | R | Accessories | Microscope-Accessories | Dental Equiment | Main Location | 90189099 |  | FIFO | Labomed | [8 empty] | 0 | 0 | 0 | 1 | 0 | 0 | [7 empty] | 1 |  | LM/MS/AC/LABOMED MAGNIFICATION/DUAL IRIS
IM06059 | Microscope Accessories-Labmoed-Microscope/Arm Bracket | 136027ARMBRACKET |  | A Class |  |  | I-Inventory | FG-Finish Good | R | Accessories | Microscope-Accessories | Dental Equiment | Main Location | 90330000 |  | FIFO | Labomed | [8 empty] | 0 | 0 | 0 | 1 | 0 | 0 | [7 empty] | 1 |  | LM/MS/AC/LABOMED MICROSCOPE/ARM BRACKET
IM06060 | Microscope Spares-Labmoed-Dental Allen Key Set | 136027ALLENKEYSET |  | A Class |  |  | I-Inventory | FG-Finish Good | R | Spares | Microscope-Spares | Dental Equiment | Main Location | 90189090 |  | FIFO | Labomed | [8 empty] | 0 | 0 | 0 | 1 | 0 | 0 | [7 empty] | 1 |  | LM/MS/SP/LABOMED/DENTAL ALLEN KEY SET
IM06061 | Microscope Spares-Labmoed-Dental Dust Cover | 136027DUSTCOVER |  | A Class |  |  | I-Inventory | FG-Finish Good | R | Spares | Microscope-Spares | Dental Equiment | Main Location | 90189090 |  | FIFO | Labomed | [8 empty] | 0 | 0 | 0 | 1 | 0 | 0 | [7 empty] | 1 |  | LM/MS/SP/LABOMED/DENTAL DUST COVER
IM06062 | Microscope Spares-Labmoed-Dental Objective Lens 250 Mm | 136027OBJECTIVELENS250MM |  | A Class |  |  | I-Inventory | FG-Finish Good | R | Spares | Microscope-Spares | Dental Equiment | Main Location | 90189090 |  | FIFO | Labomed | [8 empty] | 0 | 0 | 0 | 1 | 0 | 0 | [7 empty] | 1 |  | LM/MS/SP/LABOMED/DENTAL OBJECTIVE LENS 250 MM
IM06063 | Microscope Spares-Labmoed-Dental Power Cord | 136027POWERCORD |  | A Class |  |  | I-Inventory | FG-Finish Good | R | Spares | Microscope-Spares | Dental Equiment | Main Location | 90189090 |  | FIFO | Labomed | [8 empty] | 0 | 0 | 0 | 1 | 0 | 0 | [7 empty] | 1 |  | LM/MS/SP/LABOMED/DENTAL POWER CORD
IM06064 | Microscope Spares-Labmoed-Dental Sterlizable Set | 136027STERLIZABLESET |  | A Class |  |  | I-Inventory | FG-Finish Good | R | Spares | Microscope-Spares | Dental Equiment | Main Location | 90189090 |  | FIFO | Labomed | [8 empty] | 0 | 0 | 0 | 1 | 0 | 0 | [7 empty] | 1 |  | LM/MS/SP/LABOMED/DENTAL STERLIZABLE SET
IM06065 | Milling Burr-Hangsang- Zirconia Milling Burr-2ODRB-006-082-450 | 162036HMT20DRB006082450 |  | A Class |  |  | I-Inventory | FG-Finish Good | C | Consumables | Milling Burr | CAD CAM | Main Location | 82079090 |  | FIFO | Hangsang | [8 empty] | 0 | 0 | 0 | 1 | 0 | 0 | [7 empty] | 1 |  | HMT/AC/ZIRCONIA MILLING BURR/2ODRB-006-082-450
IM06066 | Milling Burr-Hangsang- Zirconia Milling Burr-2ODRB-010-200-450 | 162036HMT20DRB010200450 |  | A Class |  |  | I-Inventory | FG-Finish Good | C | Consumables | Milling Burr | CAD CAM | Main Location | 82079090 |  | FIFO | Hangsang | [8 empty] | 0 | 0 | 0 | 1 | 0 | 0 | [7 empty] | 1 |  | HMT/AC/ZIRCONIA MILLING BURR/2ODRB-010-200-450
IM06067 | Milling Burr-Hangsang- Zirconia Milling Burr-2ODRB-020-200-450 | 162036HMT20DRB020200450 |  | A Class |  |  | I-Inventory | FG-Finish Good | C | Consumables | Milling Burr | CAD CAM | Main Location | 82079090 |  | FIFO | Hangsang | [8 empty] | 0 | 0 | 0 | 1 | 0 | 0 | [7 empty] | 1 |  | HMT/AC/ZIRCONIA MILLING BURR/2ODRB-020-200-450
IM06068 | Milling Burr-Hangsang- Zirconia Milling Burr-2ONRB-006-060-450 | 133036BURR2ONRB006060450 |  | A Class |  |  | I-Inventory | FG-Finish Good | C | Consumables | Milling Burr | CAD CAM | Main Location | 82077000 |  | FIFO | Hangsang | [8 empty] | 0 | 0 | 0 | 1 | 0 | 0 | [7 empty] | 1 |  | HMT/AC/ZIRCONIA MILLING BURR/2ONRB-006-060-450
IM06069 | Milling Burr-Jj-Vhf-35Mm-2.0Mm | 18203435MMBURR2 |  | A Class |  |  | I-Inventory | FG-Finish Good | R | Consumables | Milling Burr | CAD CAM | Main Location | 90184900 |  | FIFO | JJ Tools | [8 empty] | 0 | 0 | 0 | 1 | 0 | 0 | [7 empty] | 1 |  | Milling Burr-JJ-VHF-35MM-2.0MM
IM06070 | Milling Burr-Jj-Vhf-35Mm-0.6Mm | 18203435MMBURR0.6MM |  | A Class |  |  | I-Inventory | FG-Finish Good | R | Consumables | Milling Burr | CAD CAM | Main Location | 90184900 |  | FIFO | JJ Tools | [8 empty] | 0 | 0 | 0 | 1 | 0 | 0 | [7 empty] | 1 |  | Milling Burr-JJ-VHF-35MM-0.6MM
IM06071 | Milling Burr-Jj-Vhf-35Mm-1.0Mm | 18203435MMBURR1 |  | A Class |  |  | I-Inventory | FG-Finish Good | R | Consumables | Milling Burr | CAD CAM | Main Location | 90184900 |  | FIFO | JJ Tools | [8 empty] | 0 | 0 | 0 | 1 | 0 | 0 | [7 empty] | 1 |  | Milling Burr-JJ-VHF-35MM-1.0MM
IM06072 | Milling Burr-VHF-Zirconia 1.0 MM | 162034MULLINGBURR1 |  | A Class |  |  | I-Inventory | TG-Trading Good |  | Consumables | Milling Burr | CAD CAM | Main Location | 90184900 |  | FIFO | VHF | [8 empty] | 0 | 0 | 0 | 1 | 0 | 0 | [7 empty] | 1 |  | ZIRCONIA/AD/MILLING BURR 1.0 MM/VHF
IM06073 | Milling Burr-VHF-Zirconia 0.6 MM | 162034MULLINGBURR0.6 |  | A Class |  |  | I-Inventory | TG-Trading Good |  | Consumables | Milling Burr | CAD CAM | Main Location | 90184900 |  | FIFO | VHF | [8 empty] | 0 | 0 | 0 | 1 | 0 | 0 | [7 empty] | 1 |  | ZIRCONIA/AD/MILLING BURR/0.6 MM/VHF
IM06074 | Milling Burr-VHF-1.0Mm-Wax And Pmma -40Mm | 142036BURR140MM |  | A Class |  |  | I-Inventory | FG-Finish Good | R | Consumables | Milling Burr | CAD CAM | Main Location | 90184900 |  | FIFO | VHF | [8 empty] | 0 | 0 | 0 | 1 | 0 | 0 | [7 empty] | 1 |  | VHF/AC/MILLING BURR/1.0MM/WAX AND PMMA /40MM
IM06075 | Milling Burr-VHF-1.0Mm-Wax-Plastic(P100-R2-40) | 142036R100R240 |  | A Class |  |  | I-Inventory | FG-Finish Good | R | Consumables | Milling Burr | CAD CAM | Main Location |  |  | FIFO | VHF | [8 empty] | 0 | 0 | 0 | 1 | 0 | 0 | [7 empty] | 1 |  | VHF/AC/MILLING BURR/1.0MM/WAX-PLASTIC(P100-R2-40)
IM06076 | Milling Burr-VHF-1.0Mm-Wax-Plastic(P100-R2-40) | 142034BURRP100R240 |  | A Class |  |  | I-Inventory | FG-Finish Good | R | Consumables | Milling Burr | CAD CAM | Main Location | 90184900 |  | FIFO | VHF | [8 empty] | 0 | 0 | 0 | 1 | 0 | 0 | [7 empty] | 1 |  | VHF/AC/MILLING BURR/1.0MM/WAX-PLASTIC(P100-R2-40)
IM06077 | Milling Burr-VHF-2.0Mm-Wax And Pmma -40Mm | 142036BURR240MM |  | A Class |  |  | I-Inventory | FG-Finish Good | R | Consumables | Milling Burr | CAD CAM | Main Location | 90184900 |  | FIFO | VHF | [8 empty] | 0 | 0 | 0 | 1 | 0 | 0 | [7 empty] | 1 |  | VHF/AC/MILLING BURR/2.0MM/WAX AND PMMA /40MM
IM06078 | Milling Burr-VHF-2.0Mm-Wax-Plastic(P200-R2-40) | 142036P200R240 |  | A Class |  |  | I-Inventory | FG-Finish Good | R | Consumables | Milling Burr | CAD CAM | Main Location |  |  | FIFO | VHF | [8 empty] | 0 | 0 | 0 | 1 | 0 | 0 | [7 empty] | 1 |  | VHF/AC/MILLING BURR/2.0MM/WAX-PLASTIC(P200-R2-40)
IM06079 | Milling Burr-VHF-2.0Mm-Wax-Plastic(P200-R2-40) | 142034BURRP200R240 |  | A Class |  |  | I-Inventory | FG-Finish Good | R | Consumables | Milling Burr | CAD CAM | Main Location | 90184900 |  | FIFO | VHF | [8 empty] | 0 | 0 | 0 | 1 | 0 | 0 | [7 empty] | 1 |  | VHF/AC/MILLING BURR/2.0MM/WAX-PLASTIC(P200-R2-40)
IM06080 | Milling Burr-VHF-Wax-Plastic(P100-R2-40) | 142034P100R240 |  | A Class |  |  | I-Inventory | FG-Finish Good | R | Consumables | Milling Burr | CAD CAM | Main Location | 90184900 |  | FIFO | VHF | [8 empty] | 0 | 0 | 0 | 1 | 0 | 0 | [7 empty] | 1 |  | VHF/AC/MILLING BURR/WAX-PLASTIC(P100-R2-40)
IM06081 | Milling Burr-VHF-Wax-Plastic(P200-R2-40) | 142034P200R240 |  | A Class |  |  | I-Inventory | FG-Finish Good | R | Consumables | Milling Burr | CAD CAM | Main Location | 90184900 |  | FIFO | VHF | [8 empty] | 0 | 0 | 0 | 1 | 0 | 0 | [7 empty] | 1 |  | VHF/AC/MILLING BURR/WAX-PLASTIC(P200-R2-40)
IM06082 | Milling Burr-VHF-0.6MM-L-35Mm (U060-R2-35) | 142034BURRU060R235 |  | A Class |  |  | I-Inventory | FG-Finish Good | R | Consumables | Milling Burr | CAD CAM | Main Location | 90184900 |  | FIFO | VHF | [8 empty] | 0 | 0 | 0 | 1 | 0 | 0 | [7 empty] | 1 |  | VHF/ML/AC/MILLING BURR/0.6MM/L-35MM (U060-R2-35)
IM06083 | Milling Burr-VHF-2.0MM-L-35Mm (Z200-R3-35) | 142034BURRZ200R335 |  | A Class |  |  | I-Inventory | FG-Finish Good | R | Consumables | Milling Burr | CAD CAM | Main Location | 90184900 |  | FIFO | VHF | [8 empty] | 0 | 0 | 0 | 1 | 0 | 0 | [7 empty] | 1 |  | VHF/ML/AC/MILLING BURR/2.0MM/L-35MM (Z200-R3-35)
IM06084 | Milling Burr-VHF-Zirconia 0.3 MM | 162034MILLINGBURR0.3MM |  | A Class |  |  | I-Inventory | FG-Finish Good | R | Consumables | Milling Burr | CAD CAM | Main Location | 90330000 |  | FIFO | VHF | [8 empty] | 0 | 0 | 0 | 1 | 0 | 0 | [7 empty] | 1 |  | VHF/ZIRCONIA/MILLING BURR/0.3 MM
IM06085 | Milling Burr-VHF-Zirconia 2.0 MM | 162034MULLINGBURR2 |  | A Class |  |  | I-Inventory | FG-Finish Good | R | Consumables | Milling Burr | CAD CAM | Main Location | 90184900 |  | FIFO | VHF | [8 empty] | 0 | 0 | 0 | 1 | 0 | 0 | [7 empty] | 1 |  | ZIRCONIA/AD/MILLING BURR 2.0 MM/VHF
IM06086 | Milling Burr-VHF-32MM-Milling Burr-1.0MM | 142036BURR32MM1.0MM |  | A Class |  |  | I-Inventory | FG-Finish Good | R | Consumables | Milling Burr | CAD CAM | Main Location | 90184900 |  | FIFO | VHF | [8 empty] | 0 | 0 | 0 | 1 | 0 | 0 | [7 empty] | 1 |  | VH/METAL/VHF/32MM/MILLING BURR/1.0MM
IM06087 | Milling Burr-VHF-32MM-Milling Burr-2.0MM | 142036BURR32MM2.0MM |  | A Class |  |  | I-Inventory | FG-Finish Good | R | Consumables | Milling Burr | CAD CAM | Main Location | 90184900 |  | FIFO | VHF | [8 empty] | 0 | 0 | 0 | 1 | 0 | 0 | [7 empty] | 1 |  | VH/METAL/VHF/32MM/MILLING BURR/2.0MM
IM06088 | Milling Burr-Adite-Zirconia- Milling Burr 0.6 MM Roland | 162034MILLINGBURR0.6MM |  | A Class |  |  | I-Inventory | FG-Finish Good | C | Consumables | Milling Burr | CAD CAM | Main Location |  |  | FIFO | Aidite | [8 empty] | 0 | 0 | 0 | 1 | 0 | 0 | [7 empty] | 1 |  | ZIRCONIA/AD/MILLING BURR/0.6 MM/ROLAND
IM06089 | Milling Burr-Adite-Zirconia- Milling Burr 1.0 MM Wieland | 162034MILLINGBURR1WIELAND |  | A Class |  |  | I-Inventory | FG-Finish Good | R | Consumables | Milling Burr | CAD CAM | Main Location | 90184900 |  | FIFO | Aidite | [8 empty] | 0 | 0 | 0 | 1 | 0 | 0 | [7 empty] | 1 |  | ZIRCONIA/AD/MILLING BURR/1.0 MM/WIELAND
IM06090 | Milling Burr-Adite-Zirconia- Milling Burr 1.0 MM Roland | 162034MILLINGBURR1MM |  | A Class |  |  | I-Inventory | FG-Finish Good | C | Consumables | Milling Burr | CAD CAM | Main Location |  |  | FIFO | Aidite | [8 empty] | 0 | 0 | 0 | 1 | 0 | 0 | [7 empty] | 1 |  | ZIRCONIA/AD/MILLING BURR/1.0MM/ROLAND
IM06091 | Milling Burr-Adite-Zirconia- Milling Burr 2.0 MM Roland | 162034MILLINGBURR2MM |  | A Class |  |  | I-Inventory | FG-Finish Good | R | Consumables | Milling Burr | CAD CAM | Main Location |  |  | FIFO | Aidite | [8 empty] | 0 | 0 | 0 | 1 | 0 | 0 | [7 empty] | 1 |  | ZIRCONIA/AD/MILLING BURR/2.0MM/ROLAND
IM06092 | Milling Burr-Adite-Zirconia- Milling Burr 2.5 MM Roland | 162034MILLINGBURR2.5WIELAND |  | A Class |  |  | I-Inventory | FG-Finish Good | R | Consumables | Milling Burr | CAD CAM | Main Location | 90184900 |  | FIFO | Aidite | [8 empty] | 0 | 0 | 0 | 1 | 0 | 0 | [7 empty] | 1 |  | ZIRCONIA/AD/MILLING BURR/2.5MM/WIELAND
IM06093 | Milling Machine-VHF- Dental Teeth Milling Unit-4 Axis Model-K4 Edition | 142034K4EDITION |  | A Class |  |  | I-Inventory | FG-Finish Good | R | Equipment | Milling Machine | CAD CAM | Main Location |  |  | FIFO | VHF | [8 empty] | 0 | 0 | 0 | 1 | 0 | 0 | [7 empty] | 1 |  | VHF/DENTAL TEETH MILLING UNIT/4 AXIS/K4 EDITION
IM06094 | Milling Machine-VHF- Dental Teeth Milling Unit-4-Axis Model-N4 Impression | 1420364AXISN4IMPRESSION |  | A Class |  |  | I-Inventory | FG-Finish Good | R | Equipment | Milling Machine | CAD CAM | Main Location | 90184900 |  | FIFO | VHF | [8 empty] | 0 | 0 | 0 | 1 | 0 | 0 | [7 empty] | 1 |  | VHF/DENTAL TEETH MILLING UNIT/4-AXIS/N4 IMPRESSION
IM06095 | Milling Machine-VHF- Dental Teeth Milling Unit-5-Axis Model-K5 Impression | 1420345AXISK5IMPRESSION |  | A Class |  |  | I-Inventory | FG-Finish Good | R | Equipment | Milling Machine | CAD CAM | Main Location | 90184900 |  | FIFO | VHF | [8 empty] | 0 | 0 | 0 | 1 | 0 | 0 | [7 empty] | 1 |  | VHF/DENTAL TEETH MILLING UNIT/5-AXIS/K5 IMPRESSION
IM06096 | Milling Machine-VHF- Dental Teeth Milling Unit-5-Axis Model-K5 Plus | 1420345AXISK5PLUS |  | A Class |  |  | I-Inventory | FG-Finish Good | R | Equipment | Milling Machine | CAD CAM | Main Location | 90184900 |  | FIFO | VHF | [8 empty] | 0 | 0 | 0 | 1 | 0 | 0 | [7 empty] | 1 |  | VHF/DENTAL TEETH MILLING UNIT/5-AXIS/K5 PLUS
IM06097 | Milling Machine-VHF- Dental Teeth Milling Unit-5-Axis Model-S1 Impression | 1420365AXISS1IMPRESSION |  | A Class |  |  | I-Inventory | FG-Finish Good | R | Equipment | Milling Machine | CAD CAM | Main Location | 90184900 |  | FIFO | VHF | [8 empty] | 0 | 0 | 0 | 1 | 0 | 0 | [7 empty] | 1 |  | VHF/DENTAL TEETH MILLING UNIT/5-AXIS/S1 IMPRESSION
IM06098 | Milling Machine-VHF- Dental Teeth Milling Unit-5-Axis Model-S2 Impression | 142036S2IMPRESSION |  | A Class |  |  | I-Inventory | FG-Finish Good | R | Equipment | Milling Machine | CAD CAM | Main Location | 90184900 |  | FIFO | VHF | [8 empty] | 0 | 0 | 0 | 1 | 0 | 0 | [7 empty] | 1 |  | VHF/DENTAL TEETH MILLING UNIT/5-AXIS/S2 IMPRESSION
IM06099 | Milling Machine-DG Shape-Dental Teeth Milling Unit Roland-5 Axis-DWX 52D | 198034MILLINGDWX52D |  | A Class |  |  | I-Inventory | FG-Finish Good | R | Equipment | Milling Machine | CAD CAM | Main Location | 90184900 |  | FIFO | DG Shape | [8 empty] | 0 | 0 | 0 | 1 | 0 | 0 | [7 empty] | 1 |  | DG/ML/MC/DENTAL TEETH MILLING UNIT/ROLAND/5-AXIS/DWX-52D
IM06100 | Milling Machine-Robot ND-Model Chairman | 213034CHAIRMAN |  | A Class |  |  | I-Inventory | FG-Finish Good | R | Equipment | Milling Machine | CAD CAM | Main Location | 90184900 |  | FIFO | Robot ND | [8 empty] | 0 | 0 | 0 | 1 | 0 | 0 | [7 empty] | 1 |  | RD/MC/MILLING MACHINE/MODEL CHAIRMAN
IM06101 | Milling Machine Spares-DG Shape-Base Tool Setter Dwx-4-1000010987 | 2100521000010980 |  | A Class |  |  | I-Inventory | FG-Finish Good | R | Spares | Milling Machine-Spares | CAD CAM | Main Location | 90330000 |  | FIFO | DG Shape | [8 empty] | 0 | 0 | 0 | 1 | 0 | 0 | [7 empty] | 1 |  | DG/ML/SP/BASE TOOL SETTER DWX-4-1000010987
IM06102 | Milling Machine Spares-DG Shape-Cable Assy,Z0 Sw Dwx-4-1000010534 | 198034CABLEASSY1000010534 |  | A Class |  |  | I-Inventory | FG-Finish Good | R | Spares | Milling Machine-Spares | CAD CAM | Main Location | 90330000 |  | FIFO | DG Shape | [8 empty] | 0 | 0 | 0 | 1 | 0 | 0 | [7 empty] | 1 |  | DG/ML/SP/CABLE ASSY,Z0 SW DWX-4-1000010534
IM06103 | Milling Machine Spares-DG Shape-Cap Cover Grip Dwx-4X-1000013167 | 205034CAPCOVERGRIPDWX4X1000013167 |  | A Class |  |  | I-Inventory | FG-Finish Good | R | Spares | Milling Machine-Spares | CAD CAM | Main Location | 90330000 |  | FIFO | DG Shape | [8 empty] | 0 | 0 | 0 | 1 | 0 | 0 | [7 empty] | 1 |  | DG/ML/SP/CAP COVER GRIP DWX-4X-1000013167
IM06104 | Milling Machine Spares-DG Shape-Cbl-Assy Usb2.0 3.0M Bk-1000010545 | 2100521000010540 |  | A Class |  |  | I-Inventory | FG-Finish Good | R | Spares | Milling Machine-Spares | CAD CAM | Main Location | 90330000 |  | FIFO | DG Shape | [8 empty] | 0 | 0 | 0 | 1 | 0 | 0 | [7 empty] | 1 |  | DG/ML/SP/CBL-ASSY USB2.0 3.0M BK-1000010545
IM06105 | Milling Machine Spares-DG Shape-Cover Grip Lower Dwx-51D-1000013685 | 2100521000013680 |  | A Class |  |  | I-Inventory | FG-Finish Good | R | Spares | Milling Machine-Spares | CAD CAM | Main Location | 90330000 |  | FIFO | DG Shape | [8 empty] | 0 | 0 | 0 | 1 | 0 | 0 | [7 empty] | 1 |  | DG/ML/SP/COVER GRIP LOWER DWX-51D-1000013685
IM06106 | Milling Machine Spares-DG Shape-Cover Grip Upper Dwx-51D-1000013666 | 2100521000013660 |  | A Class |  |  | I-Inventory | FG-Finish Good | R | Spares | Milling Machine-Spares | CAD CAM | Main Location | 90330000 |  | FIFO | DG Shape | [8 empty] | 0 | 0 | 0 | 1 | 0 | 0 | [7 empty] | 1 |  | DG/ML/SP/COVER GRIP UPPER DWX-51D-1000013666
IM06107 | Milling Machine Spares-DG Shape-Grease Alvania S2 Srm20-10Ml-1000012433 | 198034GREASE10ML1000012433 |  | A Class |  |  | I-Inventory | FG-Finish Good | R | Spares | Milling Machine-Spares | CAD CAM | Main Location | 90330000 |  | FIFO | DG Shape | [8 empty] | 0 | 0 | 0 | 1 | 0 | 0 | [7 empty] | 1 |  | DG/ML/SP/GREASE ALVANIA S2 SRM20-10ML-1000012433
IM06108 | Milling Machine Spares-DG Shape-Grease Floil G-90210Ml02-6000004129 | 198034GREASE6000004129 |  | A Class |  |  | I-Inventory | FG-Finish Good | R | Spares | Milling Machine-Spares | CAD CAM | Main Location | 90330000 |  | FIFO | DG Shape | [8 empty] | 0 | 0 | 0 | 1 | 0 | 0 | [7 empty] | 1 |  | DG/ML/SP/GREASE FLOIL G-90210ML02-6000004129
IM06109 | Milling Machine Spares-DG Shape-Lever Clamp 1 Cg2055-1000018454 | 2100521000018450 |  | A Class |  |  | I-Inventory | FG-Finish Good | R | Spares | Milling Machine-Spares | CAD CAM | Main Location | 90330000 |  | FIFO | DG Shape | [8 empty] | 0 | 0 | 0 | 1 | 0 | 0 | [7 empty] | 1 |  | DG/ML/SP/LEVER CLAMP 1 CG2055-1000018454
IM06110 | Milling Machine Spares-DG Shape-Lever Clamp 2 Cg2055-1000018455 | 2100521000018450 |  | A Class |  |  | I-Inventory | FG-Finish Good | R | Spares | Milling Machine-Spares | CAD CAM | Main Location | 90330000 |  | FIFO | DG Shape | [8 empty] | 0 | 0 | 0 | 1 | 0 | 0 | [7 empty] | 1 |  | DG/ML/SP/LEVER CLAMP 2 CG2055-1000018455
IM06111 | Milling Machine Spares-DG Shape-Mtr Ec-Max40 352181_01-1000008568 | 2100521000008560 |  | A Class |  |  | I-Inventory | FG-Finish Good | R | Spares | Milling Machine-Spares | CAD CAM | Main Location | 90330000 |  | FIFO | DG Shape | [8 empty] | 0 | 0 | 0 | 1 | 0 | 0 | [7 empty] | 1 |  | DG/ML/SP/MTR EC-MAX40 352181_01-1000008568
IM06112 | Milling Machine Spares-DG Shape-Pin Fai4 Sensing Dwx-5002-1000009895 | 198034PIN1000009895 |  | A Class |  |  | I-Inventory | FG-Finish Good | R | Spares | Milling Machine-Spares | CAD CAM | Main Location | 90330000 |  | FIFO | DG Shape | [8 empty] | 0 | 0 | 0 | 1 | 0 | 0 | [7 empty] | 1 |  | DG/ML/SP/PIN FAI4 SENSING DWX-5002-1000009895
IM06113 | Milling Machine Spares-DG Shape-Pin Z0 Sen Jwx-30-1000004432 | 2100521000004430 |  | A Class |  |  | I-Inventory | FG-Finish Good | R | Spares | Milling Machine-Spares | CAD CAM | Main Location | 90330000 |  | FIFO | DG Shape | [8 empty] | 0 | 0 | 0 | 1 | 0 | 0 | [7 empty] | 1 |  | DG/ML/SP/PIN Z0 SEN JWX-30-1000004432
IM06114 | Milling Machine Spares-DG Shape-Plate Control Pnl Dwx-51D-1000013654 | 2100521000013650 |  | A Class |  |  | I-Inventory | FG-Finish Good | R | Spares | Milling Machine-Spares | CAD CAM | Main Location | 90330000 |  | FIFO | DG Shape | [8 empty] | 0 | 0 | 0 | 1 | 0 | 0 | [7 empty] | 1 |  | DG/ML/SP/PLATE CONTROL PNL DWX-51D-1000013654
IM06115 | Milling Machine Spares-DG Shape-Plate Cover Front Dwx-51D_01-1000017958 | 2100521000017950 |  | A Class |  |  | I-Inventory | FG-Finish Good | R | Spares | Milling Machine-Spares | CAD CAM | Main Location | 90330000 |  | FIFO | DG Shape | [8 empty] | 0 | 0 | 0 | 1 | 0 | 0 | [7 empty] | 1 |  | DG/ML/SP/PLATE COVER FRONT DWX-51D_01-1000017958
IM06116 | Milling Machine Spares-DG Shape-Plate Tray Front Cg2055-1000018448 | 2100521000018440 |  | A Class |  |  | I-Inventory | FG-Finish Good | R | Spares | Milling Machine-Spares | CAD CAM | Main Location | 90330000 |  | FIFO | DG Shape | [8 empty] | 0 | 0 | 0 | 1 | 0 | 0 | [7 empty] | 1 |  | DG/ML/SP/PLATE TRAY FRONT CG2055-1000018448
IM06117 | Milling Machine Spares-DG Shape-Plate Tray Front Cg2055-1000018448 | 205034PLATETRAYFRONTCG20551000018448 |  | A Class |  |  | I-Inventory | FG-Finish Good | R | Spares | Milling Machine-Spares | CAD CAM | Main Location | 90330000 |  | FIFO | DG Shape | [8 empty] | 0 | 0 | 0 | 1 | 0 | 0 | [7 empty] | 1 |  | DG/ML/SP/PLATE TRAY FRONT CG2055-1000018448
IM06118 | Milling Machine Spares-DG Shape-Pulley Spindle Mtr Dwx-50-1000007434 | 2100521000007430 |  | A Class |  |  | I-Inventory | FG-Finish Good | R | Spares | Milling Machine-Spares | CAD CAM | Main Location | 90330000 |  | FIFO | DG Shape | [8 empty] | 0 | 0 | 0 | 1 | 0 | 0 | [7 empty] | 1 |  | DG/ML/SP/PULLEY SPINDLE MTR DWX-50-1000007434
IM06119 | Milling Machine Spares-DG Shape-Set Cleaner Stock Tx712A-1000003138 | 198034CLEANER1000003138 |  | A Class |  |  | I-Inventory | FG-Finish Good | R | Spares | Milling Machine-Spares | CAD CAM | Main Location | 90330000 |  | FIFO | DG Shape | [8 empty] | 0 | 0 | 0 | 1 | 0 | 0 | [7 empty] | 1 |  | DG/ML/SP/SET CLEANER STOCK TX712A-1000003138
IM06120 | Milling Machine Spares-DG Shape-Spring Tool Sen Dwx-51D-1000013617 | 2100521000013610 |  | A Class |  |  | I-Inventory | FG-Finish Good | R | Spares | Milling Machine-Spares | CAD CAM | Main Location | 90330000 |  | FIFO | DG Shape | [8 empty] | 0 | 0 | 0 | 1 | 0 | 0 | [7 empty] | 1 |  | DG/ML/SP/SPRING TOOL SEN DWX-51D-1000013617
IM06121 | Milling Machine Spares-DG Shape-Tape 3M Vhb Y-4950 10Mmx11M-3000000222 | 2100523000000220 |  | A Class |  |  | I-Inventory | FG-Finish Good | R | Spares | Milling Machine-Spares | CAD CAM | Main Location | 90330000 |  | FIFO | DG Shape | [8 empty] | 0 | 0 | 0 | 1 | 0 | 0 | [7 empty] | 1 |  | DG/ML/SP/TAPE 3M VHB Y-4950 10MMX11M-3000000222
IM06122 | Milling Machine Spares-DG Shape-Tool Spanner Dwx-51D-1000015824 | 198034TOOLSPANNER1000015824 |  | A Class |  |  | I-Inventory | FG-Finish Good | R | Spares | Milling Machine-Spares | CAD CAM | Main Location | 90330000 |  | FIFO | DG Shape | [8 empty] | 0 | 0 | 0 | 1 | 0 | 0 | [7 empty] | 1 |  | DG/ML/SP/TOOL SPANNER DWX-51D-1000015824
IM06123 | Milling Machine Spares-DG Shape-Zbh-4D-Milling Bur Holder For Dwx-417037199 | 205034ZBH4DBURHOLDERDWX417037199 |  | A Class |  |  | I-Inventory | FG-Finish Good | R | Spares | Milling Machine-Spares | CAD CAM | Main Location | 90330000 |  | FIFO | DG Shape | [8 empty] | 0 | 0 | 0 | 1 | 0 | 0 | [7 empty] | 1 |  | DG/ML/SP/ZBH-4D-MILLING BUR HOLDER FOR DWX-417037199
IM06124 | Milling Machine Spares-DG Shape-Zc-4D-99 Collet For Dwx-1000016436 | 2100521000016430 |  | A Class |  |  | I-Inventory | FG-Finish Good | R | Spares | Milling Machine-Spares | CAD CAM | Main Location | 90330000 |  | FIFO | DG Shape | [8 empty] | 0 | 0 | 0 | 1 | 0 | 0 | [7 empty] | 1 |  | DG/ML/SP/ZC-4D-99 COLLET FOR DWX-1000016436
IM06125 | Milling Machine Spares-DG Shape-Zc-4D-99 Collet For Dwx-417037099 | 205034ZC4D99COLLECTDWX417037099 |  | A Class |  |  | I-Inventory | FG-Finish Good | R | Spares | Milling Machine-Spares | CAD CAM | Main Location | 90330000 |  | FIFO | DG Shape | [8 empty] | 0 | 0 | 0 | 1 | 0 | 0 | [7 empty] | 1 |  | DG/ML/SP/ZC-4D-99 COLLET FOR DWX-417037099
IM06126 | Milling Machine Spares-DG Shape-Zma-52Dc-6-99 Material Adapter-417054599 | 205034ZMA52DC699ADAPTER417054599 |  | A Class |  |  | I-Inventory | FG-Finish Good | R | Spares | Milling Machine-Spares | CAD CAM | Main Location |  |  | FIFO | DG Shape | [8 empty] | 0 | 0 | 0 | 1 | 0 | 0 | [7 empty] | 1 |  | DG/ML/SP/ZMA-52DC-6-99 MATERIAL ADAPTER-417054599
IM06127 | Milling Machine Spares-DG Shape-Zs-4D-99 Spindle Unit-417026599 | 205034ZC4D99SPINDLE417026599 |  | A Class |  |  | I-Inventory | FG-Finish Good | R | Spares | Milling Machine-Spares | CAD CAM | Main Location | 90330000 |  | FIFO | DG Shape | [8 empty] | 0 | 0 | 0 | 1 | 0 | 0 | [7 empty] | 1 |  | DG/ML/SP/ZS-4D-99 SPINDLE UNIT-417026599
IM06128 | Milling Machine Spares-DG Shape-Zsb-170-99 Spindle Belt For Dwx-417036999 | 205034ZSB17099SPINDLEBELTDWX417036999 |  | A Class |  |  | I-Inventory | FG-Finish Good | R | Spares | Milling Machine-Spares | CAD CAM | Main Location | 90330000 |  | FIFO | DG Shape | [8 empty] | 0 | 0 | 0 | 1 | 0 | 0 | [7 empty] | 1 |  | DG/ML/SP/ZSB-170-99 SPINDLE BELT FOR DWX-417036999
IM06129 | Milling Machine Spares-VHF-Collect Chuck 3Mm Rust-Proof-232505 | 162034232505 |  | A Class |  |  | I-Inventory | FG-Finish Good | R | Spares | Milling Machine-Spares | CAD CAM | Main Location | 90330000 |  | FIFO | VHF | [8 empty] | 0 | 0 | 0 | 1 | 0 | 0 | [7 empty] | 1 |  | CAD CAM/VHF/AC/COLLECT CHUCK 3MM RUST-PROOF-232505
IM06130 | Milling Machine Spares-VHF-Dial Indicator With Stand-227792 | 162034227792 |  | A Class |  |  | I-Inventory | FG-Finish Good | R | Spares | Milling Machine-Spares | CAD CAM | Main Location | 90330000 |  | FIFO | VHF | [8 empty] | 0 | 0 | 0 | 1 | 0 | 0 | [7 empty] | 1 |  | CAD CAM/VHF/AC/DIAL INDICATOR WITH STAND-227792
IM06131 | Milling Machine Spares-VHF-Filter Bag For Renfert Ts-222090 | 162034222090 |  | A Class |  |  | I-Inventory | FG-Finish Good | R | Spares | Milling Machine-Spares | CAD CAM | Main Location | 90330000 |  | FIFO | VHF | [8 empty] | 0 | 0 | 0 | 1 | 0 | 0 | [7 empty] | 1 |  | CAD CAM/VHF/AC/FILTER BAG FOR RENFERT TS-222090
IM06132 | Milling Machine Spares-VHF-Fixing Insert For Tool Charger K4 Edition(Rubber)-239880 | 162034239880 |  | A Class |  |  | I-Inventory | FG-Finish Good | R | Spares | Milling Machine-Spares | CAD CAM | Main Location | 90330000 |  | FIFO | VHF | [8 empty] | 0 | 0 | 0 | 1 | 0 | 0 | [7 empty] | 1 |  | CAD CAM/VHF/AC/FIXING INSERT FOR TOOL CHARGER K4 EDITION(RUBBER)-239880
IM06133 | Milling Machine Spares-VHF-Motor Unit Renfert Ts-237647 | 162034237647 |  | A Class |  |  | I-Inventory | FG-Finish Good | R | Spares | Milling Machine-Spares | CAD CAM | Main Location | 90330000 |  | FIFO | VHF | [8 empty] | 0 | 0 | 0 | 1 | 0 | 0 | [7 empty] | 1 |  | CAD CAM/VHF/AC/MOTOR UNIT RENFERT TS-237647
IM06134 | Milling Machine Spares-VHF-Spindle Cable For S Models-231355 | 162034231355 |  | A Class |  |  | I-Inventory | FG-Finish Good | R | Spares | Milling Machine-Spares | CAD CAM | Main Location | 90330000 |  | FIFO | VHF | [8 empty] | 0 | 0 | 0 | 1 | 0 | 0 | [7 empty] | 1 |  | CAD CAM/VHF/AC/SPINDLE CABLE FOR S MODELS-231355
IM06135 | Milling Machine Spares-VHF-Spindle Cable K4 Edition-242227 | 162034242227 |  | A Class |  |  | I-Inventory | FG-Finish Good | R | Spares | Milling Machine-Spares | CAD CAM | Main Location | 90330000 |  | FIFO | VHF | [8 empty] | 0 | 0 | 0 | 1 | 0 | 0 | [7 empty] | 1 |  | CAD CAM/VHF/AC/SPINDLE CABLE K4 EDITION-242227
IM06136 | Milling Machine Spares-VHF-Switching Mode Power Supply 500W48V-231329 | 162034231329 |  | A Class |  |  | I-Inventory | FG-Finish Good | R | Spares | Milling Machine-Spares | CAD CAM | Main Location | 90330000 |  | FIFO | VHF | [8 empty] | 0 | 0 | 0 | 1 | 0 | 0 | [7 empty] | 1 |  | CAD CAM/VHF/AC/SWITCHING MODE POWER SUPPLY 500W48V-231329
IM06137 | Milling Machine Spares-VHF-K4 Edition Milling Conversion Kit Separate Compressed Air Sensor-240226 | 142052AIRSENSOR240226 |  | A Class |  |  | I-Inventory | FG-Finish Good | R | Spares | Milling Machine-Spares | CAD CAM | Main Location | 90330000 |  | FIFO | VHF | [8 empty] | 0 | 0 | 0 | 1 | 0 | 0 | [7 empty] | 1 |  | VHF/ML/AC/K4 EDITION MILLING CONVERSION KIT SEPARATE COMPRESSED AIR SENSOR-240226
IM06138 | Milling Machine Spares-VHF-K4 Edition Milling Motor Y Axis-231330 | 142034K4MOTOR231330 |  | A Class |  |  | I-Inventory | FG-Finish Good | R | Spares | Milling Machine-Spares | CAD CAM | Main Location | 90330000 |  | FIFO | VHF | [8 empty] | 0 | 0 | 0 | 1 | 0 | 0 | [7 empty] | 1 |  | VHF/ML/AC/K4 EDITION MILLING MOTOR Y AXIS-231330
IM06139 | Milling Machine Spares-VHF-K4 Edition Milling Pressure Sensor Board-252525 | 142052SENSORBOARD252525 |  | A Class |  |  | I-Inventory | FG-Finish Good | R | Spares | Milling Machine-Spares | CAD CAM | Main Location | 90330000 |  | FIFO | VHF | [8 empty] | 0 | 0 | 0 | 1 | 0 | 0 | [7 empty] | 1 |  | VHF/ML/AC/K4 EDITION MILLING PRESSURE SENSOR BOARD-252525
IM06140 | Milling Machine Spares-VHF-K4 Edition Solenoid Valve Mhe3-Ul-231285 | 142036K4SOLENOIDVALVEUL231285 |  | A Class |  |  | I-Inventory | FG-Finish Good | R | Spares | Milling Machine-Spares | CAD CAM | Main Location | 90330000 |  | FIFO | VHF | [8 empty] | 0 | 0 | 0 | 1 | 0 | 0 | [7 empty] | 1 |  | VHF/ML/AC/K4 EDITION SOLENOID VALVE MHE3-UL-231285
IM06141 | Milling Machine Spares-VHF-Renfert Suction Interface Cable Type G 6 Pin For K5Plus | 142034CABLEG6PINK5PLUS |  | A Class |  |  | I-Inventory | FG-Finish Good | R | Spares | Milling Machine-Spares | CAD CAM | Main Location | 90330000 |  | FIFO | VHF | [8 empty] | 0 | 0 | 0 | 1 | 0 | 0 | [7 empty] | 1 |  | VHF/ML/AC/RENFERT SUCTION INTERFACE CABLE TYPE G 6 PIN FOR K5PLUS
IM06142 | Milling Machine Spares-VHF-Spindle Service Kit-232512 | 142034SERVICEKIT232512 |  | A Class |  |  | I-Inventory | FG-Finish Good | R | Spares | Milling Machine-Spares | CAD CAM | Main Location | 90330000 |  | FIFO | VHF | [8 empty] | 0 | 0 | 0 | 1 | 0 | 0 | [7 empty] | 1 |  | VHF/ML/AC/SPINDLE SERVICE KIT-232512
IM06143 | Milling Machine Spares-VHF-Conversion Kit Separate Compressed Air Sensor- 240226 | 142034AIRSENSOR24022 |  | A Class |  |  | I-Inventory | FG-Finish Good | R | Spares | Milling Machine-Spares | CAD CAM | Main Location | 90330000 |  | FIFO | VHF | [8 empty] | 0 | 0 | 0 | 1 | 0 | 0 | [7 empty] | 1 |  | VHF/ML/CONVERSION KIT SEPARATE COMPRESSED AIR SENSOR- 240226
IM06144 | Milling Machine Spares-VHF-Ball Screw Drive Y-Axis-231232 | 142034YAXISSCREWDRIVE231232 |  | A Class |  |  | I-Inventory | FG-Finish Good | R | Spares | Milling Machine-Spares | CAD CAM | Main Location | 90330000 |  | FIFO | VHF | [8 empty] | 0 | 0 | 0 | 1 | 0 | 0 | [7 empty] | 1 |  | VHF/ML/SP/Ball Screw Drive Y-Axis-231232
IM06145 | Milling Machine Spares-VHF-B-Axis Cable S Model-231345 | 142034BAXISCABLE231345 |  | A Class |  |  | I-Inventory | FG-Finish Good | R | Spares | Milling Machine-Spares | CAD CAM | Main Location | 90330000 |  | FIFO | VHF | [8 empty] | 0 | 0 | 0 | 1 | 0 | 0 | [7 empty] | 1 |  | VHF/ML/SP/B-Axis Cable S Model-231345
IM06146 | Milling Machine Spares-VHF-Calibration Blank N4-233787 | 142034N4BLANK233787 |  | A Class |  |  | I-Inventory | FG-Finish Good | R | Spares | Milling Machine-Spares | CAD CAM | Main Location | 90330000 |  | FIFO | VHF | [8 empty] | 0 | 0 | 0 | 1 | 0 | 0 | [7 empty] | 1 |  | VHF/ML/SP/Calibration Blank N4-233787
IM06147 | Milling Machine Spares-VHF-Collect Chuck 3MM For Sf 170P-232503 | 142034COLLECTCHUCK3MM170P232503 |  | A Class |  |  | I-Inventory | FG-Finish Good | R | Spares | Milling Machine-Spares | CAD CAM | Main Location | 90330000 |  | FIFO | VHF | [8 empty] | 0 | 0 | 0 | 1 | 0 | 0 | [7 empty] | 1 |  | VHF/ML/SP/COLLECT CHUCK 3MM FOR SF 170P-232503
IM06148 | Milling Machine Spares-VHF-Dial Indicator With Stand-227792 | 142034STAND227792 |  | A Class |  |  | I-Inventory | FG-Finish Good | R | Spares | Milling Machine-Spares | CAD CAM | Main Location | 90330000 |  | FIFO | VHF | [8 empty] | 0 | 0 | 0 | 1 | 0 | 0 | [7 empty] | 1 |  | VHF/ML/SP/DIAL INDICATOR WITH STAND-227792
IM06149 | Milling Machine Spares-VHF-Digital Micrometer Screw Gauge-231489 | 142034SCREWGUAGE231489 |  | A Class |  |  | I-Inventory | FG-Finish Good | R | Spares | Milling Machine-Spares | CAD CAM | Main Location | 90330000 |  | FIFO | VHF | [8 empty] | 0 | 0 | 0 | 1 | 0 | 0 | [7 empty] | 1 |  | VHF/ML/SP/DIGITAL MICROMETER SCREW GAUGE-231489
IM06150 | Milling Machine Spares-VHF-Drill With 3Mm Shank-232513 | 142034DRILL3MMSHANK232513 |  | A Class |  |  | I-Inventory | FG-Finish Good | R | Spares | Milling Machine-Spares | CAD CAM | Main Location | 90330000 |  | FIFO | VHF | [8 empty] | 0 | 0 | 0 | 1 | 0 | 0 | [7 empty] | 1 |  | VHF/ML/SP/DRILL WITH 3MM SHANK-232513
IM06151 | Milling Machine Spares-VHF-Dust Protection Vacuum Sensor-237104 | 142034DUSTPROTECTIONSENSOR237104 |  | A Class |  |  | I-Inventory | FG-Finish Good | R | Spares | Milling Machine-Spares | CAD CAM | Main Location | 90330000 |  | FIFO | VHF | [8 empty] | 0 | 0 | 0 | 1 | 0 | 0 | [7 empty] | 1 |  | VHF/ML/SP/DUST PROTECTION VACUUM SENSOR-237104
IM06152 | Milling Machine Spares-VHF-End Switch Y-Axis-239215 | 142034ENDSWITCHYAXIS239215 |  | A Class |  |  | I-Inventory | FG-Finish Good | R | Spares | Milling Machine-Spares | CAD CAM | Main Location | 90330000 |  | FIFO | VHF | [8 empty] | 0 | 0 | 0 | 1 | 0 | 0 | [7 empty] | 1 |  | VHF/ML/SP/END SWITCH Y-AXIS-239215
IM06153 | Milling Machine Spares-VHF-Fixation Calibration Blank N4-246682 | 142034N4FIXATION246682 |  | A Class |  |  | I-Inventory | FG-Finish Good | R | Spares | Milling Machine-Spares | CAD CAM | Main Location | 90330000 |  | FIFO | VHF | [8 empty] | 0 | 0 | 0 | 1 | 0 | 0 | [7 empty] | 1 |  | VHF/ML/SP/Fixation Calibration Blank N4-246682
IM06154 | Milling Machine Spares-VHF-Fixing Insert For Tool Changer K1-K4-246726 | 142034FIXINGK1K4246726 |  | A Class |  |  | I-Inventory | FG-Finish Good | R | Spares | Milling Machine-Spares | CAD CAM | Main Location | 90330000 |  | FIFO | VHF | [8 empty] | 0 | 0 | 0 | 1 | 0 | 0 | [7 empty] | 1 |  | VHF/ML/SP/FIXING INSERT FOR TOOL CHANGER K1-K4-246726
IM06155 | Milling Machine Spares-VHF-Gas Spring 100N-231253 | 142034GASSPRING100N23253 |  | A Class |  |  | I-Inventory | FG-Finish Good | R | Spares | Milling Machine-Spares | CAD CAM | Main Location | 90330000 |  | FIFO | VHF | [8 empty] | 0 | 0 | 0 | 1 | 0 | 0 | [7 empty] | 1 |  | VHF/ML/SP/GAS SPRING 100N-231253
IM06156 | Milling Machine Spares-VHF-Including Roller Lever And Cable-230356 | 142034K4ROLLERLEVER230356 |  | A Class |  |  | I-Inventory | FG-Finish Good | R | Spares | Milling Machine-Spares | CAD CAM | Main Location | 90330000 |  | FIFO | VHF | [8 empty] | 0 | 0 | 0 | 1 | 0 | 0 | [7 empty] | 1 |  | VHF/ML/SP/INCLUDING ROLLER LEVER AND CABLE-230356
IM06157 | Milling Machine Spares-VHF-Line Filter-232655 | 142052232655 |  | A Class |  |  | I-Inventory | FG-Finish Good | R | Spares | Milling Machine-Spares | CAD CAM | Main Location | 90330000 |  | FIFO | VHF | [8 empty] | 0 | 0 | 0 | 1 | 0 | 0 | [7 empty] | 1 |  | VHF/ML/SP/LINE FILTER-232655
IM06158 | Milling Machine Spares-VHF-Measuring Key End Switch-240225 | 142034KEYENDSWITCH240225 |  | A Class |  |  | I-Inventory | FG-Finish Good | R | Spares | Milling Machine-Spares | CAD CAM | Main Location | 90330000 |  | FIFO | VHF | [8 empty] | 0 | 0 | 0 | 1 | 0 | 0 | [7 empty] | 1 |  | VHF/ML/SP/MEASURING KEY END SWITCH-240225
IM06159 | Milling Machine Spares-VHF-Measuring Key K4 Edition 239886 | 142034K4MEAURINGKEY239886 |  | A Class |  |  | I-Inventory | FG-Finish Good | R | Spares | Milling Machine-Spares | CAD CAM | Main Location | 90330000 |  | FIFO | VHF | [8 empty] | 0 | 0 | 0 | 1 | 0 | 0 | [7 empty] | 1 |  | VHF/ML/SP/MEASURING KEY K4 EDITION 239886
IM06160 | Milling Machine Spares-VHF-Measuring Key-237501 | 142052237501 |  | A Class |  |  | I-Inventory | FG-Finish Good | R | Spares | Milling Machine-Spares | CAD CAM | Main Location | 90330000 |  | FIFO | VHF | [8 empty] | 0 | 0 | 0 | 1 | 0 | 0 | [7 empty] | 1 |  | VHF/ML/SP/MEASURING KEY-237501
IM06161 | Milling Machine Spares-VHF-Pneumatic Silencer 4Mm-231312 | 142034PNEUMATICSILENCER4MM231312 |  | A Class |  |  | I-Inventory | FG-Finish Good | R | Spares | Milling Machine-Spares | CAD CAM | Main Location | 90330000 |  | FIFO | VHF | [8 empty] | 0 | 0 | 0 | 1 | 0 | 0 | [7 empty] | 1 |  | VHF/ML/SP/PNEUMATIC SILENCER 4MM-231312
IM06162 | Milling Machine Spares-VHF-Pneumatic Silencer 6Mm-231311 | 142034PNEUMATICSILENCER6MM231311 |  | A Class |  |  | I-Inventory | FG-Finish Good | R | Spares | Milling Machine-Spares | CAD CAM | Main Location | 90330000 |  | FIFO | VHF | [8 empty] | 0 | 0 | 0 | 1 | 0 | 0 | [7 empty] | 1 |  | VHF/ML/SP/PNEUMATIC SILENCER 6MM-231311
IM06163 | Milling Machine Spares-VHF-Power Supply 24V Dc 60W | 14205224VDC60W |  | A Class |  |  | I-Inventory | FG-Finish Good | R | Spares | Milling Machine-Spares | CAD CAM | Main Location | 90330000 |  | FIFO | VHF | [8 empty] | 0 | 0 | 0 | 1 | 0 | 0 | [7 empty] | 1 |  | VHF/ML/SP/POWER SUPPLY 24V DC 60W
IM06164 | Milling Machine Spares-VHF-Proximity Switch-231335 | 142034PRXIMITYSWITCH231335 |  | A Class |  |  | I-Inventory | FG-Finish Good | R | Spares | Milling Machine-Spares | CAD CAM | Main Location | 90330000 |  | FIFO | VHF | [8 empty] | 0 | 0 | 0 | 1 | 0 | 0 | [7 empty] | 1 |  | VHF/ML/SP/PROXIMITY SWITCH-231335
IM06165 | Milling Machine Spares-VHF-S1 A-Axis Cable 231344 | 142052CABLE231344 |  | A Class |  |  | I-Inventory | FG-Finish Good | R | Spares | Milling Machine-Spares | CAD CAM | Main Location | 90330000 |  | FIFO | VHF | [8 empty] | 0 | 0 | 0 | 1 | 0 | 0 | [7 empty] | 1 |  | VHF/ML/SP/S1 A-AXIS CABLE 231344
IM06166 | Milling Machine Spares-VHF-S1 A-Axis Connection Board-234460 | 142052BOARD234460 |  | A Class |  |  | I-Inventory | FG-Finish Good | R | Spares | Milling Machine-Spares | CAD CAM | Main Location | 90330000 |  | FIFO | VHF | [8 empty] | 0 | 0 | 0 | 1 | 0 | 0 | [7 empty] | 1 |  | VHF/ML/SP/S1 A-AXIS CONNECTION BOARD-234460
IM06167 | Milling Machine Spares-VHF-S1 Control Cable-231394 | 142034S1CONTROLCABLE231394 |  | A Class |  |  | I-Inventory | FG-Finish Good | R | Spares | Milling Machine-Spares | CAD CAM | Main Location | 90330000 |  | FIFO | VHF | [8 empty] | 0 | 0 | 0 | 1 | 0 | 0 | [7 empty] | 1 |  | VHF/ML/SP/S1 CONTROL CABLE-231394
IM06168 | Milling Machine Spares-VHF-S1 Control Unit Wet Grinding Module-232566 | 142034S1CONTROLUNIT232566 |  | A Class |  |  | I-Inventory | FG-Finish Good | R | Spares | Milling Machine-Spares | CAD CAM | Main Location | 90330000 |  | FIFO | VHF | [8 empty] | 0 | 0 | 0 | 1 | 0 | 0 | [7 empty] | 1 |  | VHF/ML/SP/S1 CONTROL UNIT WET GRINDING MODULE-232566
IM06169 | Milling Machine Spares-VHF-S1 Flow Sensor Conversion Kit S1-235435A | 142034S1SENSORCONSVERSIONKIT235435A |  | A Class |  |  | I-Inventory | FG-Finish Good | R | Spares | Milling Machine-Spares | CAD CAM | Main Location | 90330000 |  | FIFO | VHF | [8 empty] | 0 | 0 | 0 | 1 | 0 | 0 | [7 empty] | 1 |  | VHF/ML/SP/S1 FLOW SENSOR CONVERSION KIT S1-235435A
IM06170 | Milling Machine Spares-VHF-S1 Main Board Controller G12 -136127 | 142052G12136127 |  | A Class |  |  | I-Inventory | FG-Finish Good | R | Spares | Milling Machine-Spares | CAD CAM | Main Location | 90330000 |  | FIFO | VHF | [8 empty] | 0 | 0 | 0 | 1 | 0 | 0 | [7 empty] | 1 |  | VHF/ML/SP/S1 MAIN BOARD CONTROLLER G12 -136127
IM06171 | Milling Machine Spares-VHF-Stepping Motor-231330 | 142034MOTOR231330 |  | A Class |  |  | I-Inventory | FG-Finish Good | R | Spares | Milling Machine-Spares | CAD CAM | Main Location | 90330000 |  | FIFO | VHF | [8 empty] | 0 | 0 | 0 | 1 | 0 | 0 | [7 empty] | 1 |  | VHF/ML/SP/STEPPING MOTOR-231330
IM06172 | Milling Machine Spares-VHF-Ultrasonic Sensor-230771 | 142034SENSOR230771 |  | A Class |  |  | I-Inventory | FG-Finish Good | R | Spares | Milling Machine-Spares | CAD CAM | Main Location | 90330000 |  | FIFO | VHF | [8 empty] | 0 | 0 | 0 | 1 | 0 | 0 | [7 empty] | 1 |  | VHF/ML/SP/ULTRASONIC SENSOR-230771
IM06173 | Milling Machine Spares-VHF-Usb Cable-231360 | 142034USBCABLE231360 |  | A Class |  |  | I-Inventory | FG-Finish Good | R | Spares | Milling Machine-Spares | CAD CAM | Main Location | 90330000 |  | FIFO | VHF | [8 empty] | 0 | 0 | 0 | 1 | 0 | 0 | [7 empty] | 1 |  | VHF/ML/SP/USB CABLE-231360
IM06174 | Milling Machine Spares-VHF-Wet Grinding Module Pcb 232566 | 142034GRINDINGPCB232566 |  | A Class |  |  | I-Inventory | FG-Finish Good | R | Spares | Milling Machine-Spares | CAD CAM | Main Location | 90330000 |  | FIFO | VHF | [8 empty] | 0 | 0 | 0 | 1 | 0 | 0 | [7 empty] | 1 |  | VHF/ML/SP/WET GRINDING MODULE PCB 232566
IM06175 | Milling Machine Spares-VHF-X-Axis Cable K1-K4-231346 | 142034K1K4AAXISCABLE231346 |  | A Class |  |  | I-Inventory | FG-Finish Good | R | Spares | Milling Machine-Spares | CAD CAM | Main Location | 90330000 |  | FIFO | VHF | [8 empty] | 0 | 0 | 0 | 1 | 0 | 0 | [7 empty] | 1 |  | VHF/ML/SP/X-AXIS CABLE K1-K4-231346
IM06176 | Milling Machine Spares-VHF-Controller K4 Edition-236865/247060 | 162034236865247000 |  | A Class |  |  | I-Inventory | FG-Finish Good | R | Spares | Milling Machine-Spares | CAD CAM | Main Location | 90330000 |  | FIFO | VHF | [8 empty] | 0 | 0 | 0 | 1 | 0 | 0 | [7 empty] | 1 |  | CAD CAM/VHF/AC/CONTROLLER K4 EDITION-236865/247060
IM06177 | Milling Machine Spares-VHF-Switching Mode Power Supply 100W/24V 231328 | 162034231328 |  | A Class |  |  | I-Inventory | FG-Finish Good | R | Spares | Milling Machine-Spares | CAD CAM | Main Location | 90330000 |  | FIFO | VHF | [8 empty] | 0 | 0 | 0 | 1 | 0 | 0 | [7 empty] | 1 |  | CAD CAM/VHF/AC/SWITCHING MODE POWER SUPPLY 100W/24V 231328
IM06178 | Milling Machine Spares-VHF-Switching Mode Power Supply K3/K4-134026 | 162034134026 |  | A Class |  |  | I-Inventory | FG-Finish Good | R | Spares | Milling Machine-Spares | CAD CAM | Main Location | 90330000 |  | FIFO | VHF | [8 empty] | 0 | 0 | 0 | 1 | 0 | 0 | [7 empty] | 1 |  | CAD CAM/VHF/AC/SWITCHING MODE POWER SUPPLY K3/K4-134026
IM06179 | Milling Machine Spares-VHF-A-Axis Cable K3/K4/K4 Edition-231343 | 142034EDITION231343 |  | A Class |  |  | I-Inventory | FG-Finish Good | R | Spares | Milling Machine-Spares | CAD CAM | Main Location | 90330000 |  | FIFO | VHF | [8 empty] | 0 | 0 | 0 | 1 | 0 | 0 | [7 empty] | 1 |  | VHF/ML/AC/A-AXIS CABLE K3/K4/K4 EDITION-231343
IM06180 | Milling Machine Spares-VHF-Milling Burr/2.0Mm/Wax And Pmma /35Mm(Calibration) | 142034WAXPMMA35MM |  | A Class |  |  | I-Inventory | FG-Finish Good | R | Spares | Milling Machine-Spares | CAD CAM | Main Location | 90330000 |  | FIFO | VHF | [8 empty] | 0 | 0 | 0 | 1 | 0 | 0 | [7 empty] | 1 |  | VHF/ML/AC/MILLING BURR/2.0MM/WAX AND PMMA /35MM(CALIBRATION)
IM06181 | Milling Machine Spares-VHF-Pump Including Contact Plug Mounting Material-233564 | 142034PUMP233564 |  | A Class |  |  | I-Inventory | FG-Finish Good | R | Spares | Milling Machine-Spares | CAD CAM | Main Location | 90330000 |  | FIFO | VHF | [8 empty] | 0 | 0 | 0 | 1 | 0 | 0 | [7 empty] | 1 |  | VHF/AC/PUMP INCLUDING CONTACT PLUG MOUNTING MATERIAL-233564
IM06182 | Milling Machine Spares-VHF-Renfert Suction Interface Cable Type A 4 Pin For S1 | 142034CABLEA4PINS1 |  | A Class |  |  | I-Inventory | FG-Finish Good | R | Spares | Milling Machine-Spares | CAD CAM | Main Location | 90330000 |  | FIFO | VHF | [8 empty] | 0 | 0 | 0 | 1 | 0 | 0 | [7 empty] | 1 |  | VHF/AC/RENFERT SUCTION INTERFACE CABLE TYPE A 4 PIN FOR S1
IM06183 | Milling Machine Spares-VHF-Switching Unit Psw 01-W | 142036PSW01W |  | A Class |  |  | I-Inventory | FG-Finish Good | R | Spares | Milling Machine-Spares | CAD CAM | Main Location | 90330000 |  | FIFO | VHF | [8 empty] | 0 | 0 | 0 | 1 | 0 | 0 | [7 empty] | 1 |  | VHF/AC/SWITCHING UNIT PSW 01-W
IM06184 | Milling Machine Spares-VHF-Data Cable Renfert Silent Cam For K1-K4/K4 Edition S1/S2 243577 | 142034DATACABLE243577 |  | A Class |  |  | I-Inventory | FG-Finish Good | R | Spares | Milling Machine-Spares | CAD CAM | Main Location | 90330000 |  | FIFO | VHF | [8 empty] | 0 | 0 | 0 | 1 | 0 | 0 | [7 empty] | 1 |  | VHF/ML/SP/DATA CABLE RENFERT SILENT CAM FOR K1-K4/K4 EDITION S1/S2 243577
IM06185 | Milling Machine Spares-VHF-Dental Consumable Tech Liquid | 142034TECHLIQUID |  | A Class |  |  | I-Inventory | FG-Finish Good | R | Spares | Milling Machine-Spares | CAD CAM | Main Location | 90330000 |  | FIFO | VHF | [8 empty] | 0 | 0 | 0 | 1 | 0 | 0 | [7 empty] | 1 |  | VHF/ML/CM/DENTAL CONSUMABLE TECH LIQUID
IM06186 | Milling Machine Spares-VHF-Block Holder S1/K5 | 142034BLOCKHOLDERS1K5 |  | A Class |  |  | I-Inventory | FG-Finish Good | R | Spares | Milling Machine-Spares | CAD CAM | Main Location | 90330000 |  | FIFO | VHF | [8 empty] | 0 | 0 | 0 | 1 | 0 | 0 | [7 empty] | 1 |  | VHF/ML/AC/BLOCK HOLDER S1/K5
IM06187 | Motorized Suction- Durr Dental Central Combine Suction Model Tyscor VS 2 | 150011TYSCORVS2 |  | A Class |  |  | I-Inventory | FG-Finish Good | R | Equipment | Motorized Suction | Dental Equiment | Main Location | 90184900 |  | FIFO | Durr Dental | [8 empty] | 0 | 0 | 0 | 1 | 0 | 0 | [7 empty] | 1 |  | DD/MS/MC/DENTAL CENTRAL COMB. SUCTION TYSCOR VS 2
IM06188 | Motorized Suction- Durr Dental Motorized Suction Model VS 1200 | 150011VS1200 |  | A Class |  |  | I-Inventory | FG-Finish Good | R | Equipment | Motorized Suction | Dental Equiment | Main Location | 90184900 |  | FIFO | Durr Dental | [5 empty] | Technical data*V 1200 S*Voltage (V 3)400*Frequency (Hz)------50*Current consumption*(A)------3.5*Power (kW)---------1.9*Dimensions without condensate separator (H x W x D cm)--52 x 41 x 42*Dimensions with condensate separator (H x W x D cm)------57 x 62 x 42*Dimensions with housing (H x W x D cm)------ 55 x 49 x 53*Vacuum (mbar) AAV -----170*Weight without housing (kg)------33*Weight with housing (kg)------43*Noise level without housing dB(A)----approx. 66*Noise level with housing dB(A)------approx. 59*Separation rate With CA 4: 98.9% |  |  | 0 | 0 | 0 | 1 | 0 | 0 | [7 empty] | 1 |  | DD/MS/MC/DENTAL MOTORISED SUCTION VS 1200
IM06189 | Motorized Suction- Durr Dental Motorized Suction Model VS 250S | 150011DURRVS250SSUCTION |  | A Class |  |  | I-Inventory | FG-Finish Good | R | Equipment | Motorized Suction | Dental Equiment | Main Location | 90184900 |  | FIFO | Durr Dental | [8 empty] | 0 | 0 | 0 | 1 | 0 | 0 | [7 empty] | 1 |  | DD/MS/MC/DENTAL MOTORISED SUCTION VS 250 S
IM06190 | Motorized Suction- Durr Dental Motorized Suction Model VS 300S | 150011DURRVS300SSUCTION |  | A Class |  |  | I-Inventory | FG-Finish Good | R | Equipment | Motorized Suction | Dental Equiment | Main Location | 90184900 |  | FIFO | Durr Dental | [5 empty] | Technical Features*Voltage (V 1~) ---230*Frequency (Hz)--50 - 60*Current consumption (A) -----2.9 - 3.7*Power (kW) ----0.58 - 0.8*Speed (rpm) ------2,850*Vacuum (mbar) ------180*Cyclic duration factor (S1) -----100 %*Max. fluid flow rate (l/min)-----4*Noise level dB(A)-----approx. 63 - 65, with housing approx. 54-56*Dimensions (H x W x D cm) -----37 x 31 x 31*Weight (kg) ------12.5, |  |  | 0 | 0 | 0 | 1 | 0 | 0 | [7 empty] | 1 |  | DD/MS/MC/DENTAL MOTORISED SUCTION VS 300 S
IM06191 | Motorized Suction- Durr Dental Motorized Suction Model VS 500S | 150011DURRVS600SSUCTION |  | A Class |  |  | I-Inventory | FG-Finish Good | R | Equipment | Motorized Suction | Dental Equiment | Main Location | 90184900 |  | FIFO | Durr Dental | [5 empty] | Technical Data*VS 600*Voltage*230 V 1 / 400 V 3*Frequency*50 Hz / 50 - 60 Hz*Current consumption*5,0 A / 1,8 - 4,0 A*Electrical power*1,1 kW / 1 - 1,42 kW*Vacuum*170 mbar (BPV)*Max. fluid through flow rate*10 l/min*Rotational speed*2.850 (rpm)*Duty cycle*100% (S1)*Noise level*approx. 63 dB(A) / approx. 63 - 68 dB(A)*with housing approx. 55 dB(A) / approx. 55-59 dB(A)*Dimensions*H 50 x W 42 x D 41 cm, with housing H 65 x W 49 x D 53*Weight*25 kg, with housing 45 |  |  | 0 | 0 | 0 | 1 | 0 | 0 | [7 empty] | 1 |  | DD/MS/MC/DENTAL MOTORISED SUCTION VS 600 S
IM06192 | Motorized Suction-Indian-Extra Oral Aerosol Suction-Us1400 | 148011AEROSOLSUCTIONUS1400 |  | A Class |  |  | I-Inventory | TG-Trading Good |  | Equipment | Motorized Suction | Dental Equiment | Main Location | 90184900 |  | FIFO | Indian Product | [8 empty] | 0 | 0 | 0 | 1 | 0 | 0 | [7 empty] | 1 |  | IN/SU/MC/EXTRA ORAL AEROSOL SUCTION/US1400
IM06193 | Motorized Suction-V-Max-Suction/50Hz/Model V-Max-450 | 13901150HZLVMAX450 |  | A Class |  |  | I-Inventory | FG-Finish Good | R | Equipment | Motorized Suction | Dental Equiment | Main Location | 90184900 |  | FIFO | Suzhou | [8 empty] | 0 | 0 | 0 | 1 | 0 | 0 | [7 empty] | 1 |  | SJ/MS/AC/SUZHOU/SUCTION/50HZ/MODEL VMAX-450
IM06194 | Motorized Suction-V-Max-Suction/60Hz/Model V-Max-1250 | 13901160HZLVMAX1250 |  | A Class |  |  | I-Inventory | FG-Finish Good | R | Equipment | Motorized Suction | Dental Equiment | Main Location | 90184900 |  | FIFO | Suzhou | [8 empty] | 0 | 0 | 0 | 1 | 0 | 0 | [7 empty] | 1 |  | SJ/MS/AC/SUZHOU/SUCTION/60HZ/MODEL VMAX-1250
IM06195 | Motorized Suction--V-Max-Suction/60Hz/Model V-Max-1450 | 13901160HZLVMAX1450 |  | A Class |  |  | I-Inventory | FG-Finish Good | R | Equipment | Motorized Suction | Dental Equiment | Main Location | 90184900 |  | FIFO | Suzhou | [8 empty] | 0 | 0 | 0 | 1 | 0 | 0 | [7 empty] | 1 |  | SJ/MS/AC/SUZHOU/SUCTION/60HZ/MODEL VMAX-1450
IM06196 | Motorized Suction- Dynamic Dynair Suction Unit Model DS3701CS | 120011DS3701CS |  | A Class |  |  | I-Inventory | FG-Finish Good | R | Equipment | Motorized Suction | Dental Equiment | Main Location | 90184900 |  | FIFO | Dynamic | [8 empty] | 0 | 0 | 0 | 1 | 0 | 0 | [7 empty] | 1 |  | DA/SU/MC/DS3701-DYNAIR SUCTION UNIT DS3701CS
IM06197 | Motorized Suction- Dynamic Dynair Suction Unit Model DS3701M | 120011DS3701M |  | A Class |  |  | I-Inventory | FG-Finish Good | R | Equipment | Motorized Suction | Dental Equiment | Main Location | 90184900 |  | FIFO | Dynamic | [8 empty] | 0 | 0 | 0 | 1 | 0 | 0 | [7 empty] | 1 |  | DA/SU/MC/DS3701-DYNAIR SUCTION UNIT DS3701M
IM06198 | Motorized Suction- Dynamic Dynair Extraoral Suction Model DS1000EOS | 120011SUCTIONDS1000EOS |  | A Class |  |  | I-Inventory | FG-Finish Good | C | Equipment | Motorized Suction | Dental Equiment | Main Location | 90184900 |  | FIFO | Dynamic | [8 empty] | 0 | 0 | 0 | 1 | 0 | 0 | [7 empty] | 1 |  | DA/SU/MC/DYNAIR/EXTRAORAL SUCTION/DS1000EOS
IM06199 | Suction-Gnatus Motorized Suction BIO-VAC-II | 101011SUCTIONBIOVACII |  | A Class |  |  | I-Inventory | FG-Finish Good | R | Equipment | Motorized Suction | Dental Equiment | Main Location | 90184900 |  | FIFO | Gnatus | [5 empty] | Steel Body, covered with resistant material, and easy cleaning round corners.*1/2 HP 0.37 KW power, allowing to operate 2 Dental Chairs simultaneous.*DEBRIS FILTERING SYSTEM (Waste Separator) : Located on the suction inlet of the pump, guarantees greater safety, avoiding jams and Wears, increasing the life span of the equipment.*Auto and Direct sewer discharge system to prevent contamination of the environment. |  |  | 0 | 0 | 0 | 1 | 0 | 0 | [7 empty] | 1 |  | GN/MS/MC/BIO-VAC-II-GNATUS,M/SUCTION,BIO-VAC-II
IM06200 | Motorized Suction Accessories- Amalgam Seperator CA 4 | 150011SEPERTORCA4 |  | A Class |  |  | I-Inventory | FG-Finish Good | R | Accessories | Motorized Suction-Accessories | Dental Equiment | Main Location | 90184900 |  | FIFO | Durr Dental | [8 empty] | 0 | 0 | 0 | 1 | 0 | 0 | [7 empty] | 1 |  | DD/MS/AC/AMALGAM SEPERATOR CA 4
IM06201 | Motorized Suction Spares-Dynamic- Motorise Suction Fan | 120011FAN |  | A Class |  |  | I-Inventory | FG-Finish Good | C | Spares | Motorized Suction-Spares | Dental Equiment | Main Location | 90330000 |  | FIFO | Dynamic | [8 empty] | 0 | 0 | 0 | 1 | 0 | 0 | [7 empty] | 1 |  | Da/Bv/Sp/Motorise Suction Fan
IM06202 | Motorized Suction Spares- Dyanir Ds-1000 Black Ring (Suction Arm Applied)-Ps2202 | 102011DS1000BLACKRING |  | A Class |  |  | I-Inventory | FG-Finish Good | C | Spares | Motorized Suction-Spares | Dental Equiment | Main Location | 90330000 |  | FIFO | Dynamic | [8 empty] | 0 | 0 | 0 | 1 | 0 | 0 | [7 empty] | 1 |  | DA/SU/SP/DS-1000 BLACK RING (SUCTION ARM APPLIED)-PS2202
IM06203 | Motorized Suction Spares- Dyanir Ds-1000 Filter Set (Filter Hepa) Ds-102 Ds-103 | 120011DS1000FILTERSETDS102DS103 |  | A Class |  |  | I-Inventory | FG-Finish Good | R | Spares | Motorized Suction-Spares | Dental Equiment | Main Location | 90330000 |  | FIFO | Dynamic | [8 empty] | 0 | 0 | 0 | 1 | 0 | 0 | [7 empty] | 1 |  | DA/SU/SP/DS-1000 FILTER SET (FILTER HEPA) DS-102 DS-103
IM06204 | Motorized Suction Spares- Dyanir Ds-1000 Hepa Filter (Carbon Hepa) Ds-101 | 120011DS1000HEPAFILTERDS101 |  | A Class |  |  | I-Inventory | FG-Finish Good | R | Spares | Motorized Suction-Spares | Dental Equiment | Main Location | 90330000 |  | FIFO | Dynamic | [8 empty] | 0 | 0 | 0 | 1 | 0 | 0 | [7 empty] | 1 |  | DA/SU/SP/DS-1000 HEPA FILTER (CARBON HEPA) DS-101
IM06205 | Motorized Suction Spares- Dyanir Ds-1000 Main PCB-Pd3031-1 | 102011DS1000MAINPCBPD30311 |  | A Class |  |  | I-Inventory | FG-Finish Good | R | Spares | Motorized Suction-Spares | Dental Equiment | Main Location | 90330000 |  | FIFO | Dynamic | [8 empty] | 0 | 0 | 0 | 1 | 0 | 0 | [7 empty] | 1 |  | DA/SU/SP/DS-1000 MAIN PCB-PD3031-1
IM06206 | Motorized Suction Spares- Dyanir Ds-1000 Plastic Potentiometer-Pd3034 | 102011DS1000POTENTIOMETERPD3034 |  | A Class |  |  | I-Inventory | FG-Finish Good | C | Spares | Motorized Suction-Spares | Dental Equiment | Main Location | 90330000 |  | FIFO | Dynamic | [8 empty] | 0 | 0 | 0 | 1 | 0 | 0 | [7 empty] | 1 |  | DA/SU/SP/DS-1000 PLASTIC POTENTIOMETER-PD3034
IM06207 | Motorized Suction Spares- Dyanir Ds-1000 Suction Arm | 120052DS100SUCARM |  | A Class |  |  | I-Inventory | FG-Finish Good | R | Spares | Motorized Suction-Spares | Dental Equiment | Main Location | 90330000 |  | FIFO | Dynamic | [8 empty] | 0 | 0 | 0 | 1 | 0 | 0 | [7 empty] | 1 |  | DA/SU/SP/DS-1000 SUCTION ARM
IM06208 | Motorized Suction Spares- Dyanir Ds-1000 Suction Arm Funnel Big Full Curve | 120011DS1000FUNNELFULLCURVE |  | A Class |  |  | I-Inventory | FG-Finish Good | R | Spares | Motorized Suction-Spares | Dental Equiment | Main Location | 90330000 |  | FIFO | Dynamic | [8 empty] | 0 | 0 | 0 | 1 | 0 | 0 | [7 empty] | 1 |  | DA/SU/SP/DS-1000 SUCTION ARM FUNNEL BIG FULL CURVE
IM06209 | Motorized Suction Spares- Dyanir Ds-1000 Suction Arm Funnel Small Half Curve | 120011DS1000FUNNELHALFCURVE |  | A Class |  |  | I-Inventory | FG-Finish Good | R | Spares | Motorized Suction-Spares | Dental Equiment | Main Location | 90184900 |  | FIFO | Dynamic | [8 empty] | 0 | 0 | 0 | 1 | 0 | 0 | [7 empty] | 1 |  | DA/SU/SP/DS-1000 SUCTION ARM FUNNEL SMALL HALF CURVE
IM06210 | Motorized Suction Spares- Dyanir Ds-1000 Suction Arm Holder | 102011DS1000ARMHOLDER |  | A Class |  |  | I-Inventory | FG-Finish Good | R | Spares | Motorized Suction-Spares | Dental Equiment | Main Location | 90330000 |  | FIFO | Dynamic | [8 empty] | 0 | 0 | 0 | 1 | 0 | 0 | [7 empty] | 1 |  | DA/SU/SP/DS-1000 SUCTION ARM HOLDER
IM06211 | Motorized Suction Spares- Dyanir Ds-1000 Suction Arm Shaft | 120011DS1000ARMSHAFT |  | A Class |  |  | I-Inventory | FG-Finish Good | R | Spares | Motorized Suction-Spares | Dental Equiment | Main Location | 90330000 |  | FIFO | Dynamic | [8 empty] | 0 | 0 | 0 | 1 | 0 | 0 | [7 empty] | 1 |  | DA/SU/SP/DS-1000 SUCTION ARM SHAFT
IM06212 | Motorized Suction Spares- Dyanir Ds-1000 Suction Motor-Ds-125 | 102011DS1000SUCTIONMOTORDS125 |  | A Class |  |  | I-Inventory | FG-Finish Good | R | Spares | Motorized Suction-Spares | Dental Equiment | Main Location | 90330000 |  | FIFO | Dynamic | [8 empty] | 0 | 0 | 0 | 1 | 0 | 0 | [7 empty] | 1 |  | DA/SU/SP/DS-1000 SUCTION MOTOR-DS-125
IM06213 | Motorized Suction Spares- Dyanir Ds-1000 Universal Wheel-Ps2179 | 102011DS1000UIVERSALWHEELPS2179 |  | A Class |  |  | I-Inventory | FG-Finish Good | C | Spares | Motorized Suction-Spares | Dental Equiment | Main Location | 90330000 |  | FIFO | Dynamic | [8 empty] | 0 | 0 | 0 | 1 | 0 | 0 | [7 empty] | 1 |  | DA/SU/SP/DS-1000 UNIVERSAL WHEEL-PS2179
IM06214 | Motorized Suction Spares- Dyanir Ds-1000 Uvc Light-Ds-108 | 102011DS1000UVCLIGHTDS108 |  | A Class |  |  | I-Inventory | FG-Finish Good | R | Spares | Motorized Suction-Spares | Dental Equiment | Main Location | 90330000 |  | FIFO | Dynamic | [8 empty] | 0 | 0 | 0 | 1 | 0 | 0 | [7 empty] | 1 |  | DA/SU/SP/DS-1000 UVC LIGHT-DS-108
IM06215 | Motorized Suction Spares- Dyanir Ds-1000-Handle Nut (Suction Arm Applied) Ps2201 | 102011DS1000HANDLENUTPS2201 |  | A Class |  |  | I-Inventory | FG-Finish Good | R | Spares | Motorized Suction-Spares | Dental Equiment | Main Location | 90330000 |  | FIFO | Dynamic | [8 empty] | 0 | 0 | 0 | 1 | 0 | 0 | [7 empty] | 1 |  | DA/SU/SP/DS-1000-HANDLE NUT (SUCTION ARM APPLIED) PS2201
IM06216 | Motorized Suction Spares- Dyanir Ds-1000-Ptfe Ring (Suction Arm Applied) | 102011DS1000PTFERING |  | A Class |  |  | I-Inventory | FG-Finish Good | R | Spares | Motorized Suction-Spares | Dental Equiment | Main Location | 90330000 |  | FIFO | Dynamic | [8 empty] | 0 | 0 | 0 | 1 | 0 | 0 | [7 empty] | 1 |  | DA/SU/SP/DS-1000-PTFE RING (SUCTION ARM APPLIED)
IM06217 | Motorized Suction Spares-Durr-Cut Off Valve R1/4 | 150003CUTTOFFVALVE |  | A Class |  |  | I-Inventory | FG-Finish Good | R | Spares | Motorized Suction-Spares | Dental Equiment | Main Location | 90330000 |  | FIFO | Durr Dental | [8 empty] | 0 | 0 | 0 | 1 | 0 | 0 | [7 empty] | 1 |  | DURR/SP/CUT OFF VALVE R1/4
IM06218 | Motorized Suction Spares-Durr-Safety Valve R1/4 0-10 Bar 9000-326-11 | 1500037900032610 |  | A Class |  |  | I-Inventory | FG-Finish Good | R | Spares | Motorized Suction-Spares | Dental Equiment | Main Location | 90330000 |  | FIFO | Durr Dental | [8 empty] | 0 | 0 | 0 | 1 | 0 | 0 | [7 empty] | 1 |  | DURR/SP/SAFETY VALVE R1/4 0-10 BAR 9000-326-11
IM06219 | Motorized Suction Spares-Durr-Bracket Tank 5350-200-02E | 150003535020002E |  | A Class |  |  | I-Inventory | FG-Finish Good | R | Spares | Motorized Suction-Spares | Dental Equiment | Main Location | 90330000 |  | FIFO | Durr Dental | [8 empty] | 0 | 0 | 0 | 1 | 0 | 0 | [7 empty] | 1 |  | Durr/Sp/Bracket Tank 5350-200-02E
IM06220 | Motorized Suction Spares-Durr-Bridge Rectifier | 150003BRIDGERECTIFIER |  | A Class |  |  | I-Inventory | FG-Finish Good | R | Spares | Motorized Suction-Spares | Dental Equiment | Main Location | 90330000 |  | FIFO | Durr Dental | [8 empty] | 0 | 0 | 0 | 1 | 0 | 0 | [7 empty] | 1 |  | Durr/Sp/Bridge Rectifier
IM06221 | Motorized Suction Spares-Durr-Capacitor 25 Uf-5280-1000-11 | 150003CAPACITOR25UF |  | A Class |  |  | I-Inventory | TG-Trading Good |  | Spares | Motorized Suction-Spares | Dental Equiment | Main Location | 85322500 |  | FIFO | Durr Dental | [8 empty] | 0 | 0 | 0 | 1 | 0 | 0 | [7 empty] | 1 |  | DURR/SP/CAPACITOR 25 UF-5280-1000-11
IM06222 | Motorized Suction Spares-Durr-Compressor Unit Tonardo 1230V 5180-100-50E | 1500031230V518010050E |  | A Class |  |  | I-Inventory | FG-Finish Good | R | Spares | Motorized Suction-Spares | Dental Equiment | Main Location | 90330000 |  | FIFO | Durr Dental | [5 empty] | DURR/SP/COMPRESSOR UNIT TONARDO 1230V 5180-100-50E |  |  | 0 | 0 | 0 | 1 | 0 | 0 | [7 empty] | 1 |  | DURR/SP/COMPRESSOR UNIT TONARDO 1230V 5180-100-50E
IM06223 | Motorized Suction Spares-Durr-Condensate Drain 1650-982-00 | 150003165098200 |  | A Class |  |  | I-Inventory | FG-Finish Good | R | Spares | Motorized Suction-Spares | Dental Equiment | Main Location | 90330000 |  | FIFO | Durr Dental | [8 empty] | 0 | 0 | 0 | 1 | 0 | 0 | [7 empty] | 1 |  | Durr/Sp/Condensate Drain 1650-982-00
IM06224 | Motorized Suction Spares-Durr-Cooling Element Membrane Drier | 150003COOLINGELEMENT |  | A Class |  |  | I-Inventory | FG-Finish Good | R | Spares | Motorized Suction-Spares | Dental Equiment | Main Location | 90330000 |  | FIFO | Durr Dental | [8 empty] | 0 | 0 | 0 | 1 | 0 | 0 | [7 empty] | 1 |  | DURR/SP/COOLING ELEMENT MEMBRANE DRIER
IM06225 | Motorized Suction Spares-Durr-Cylinder 5180-110-00E | 150003518011000E |  | A Class |  |  | I-Inventory | FG-Finish Good | R | Spares | Motorized Suction-Spares | Dental Equiment | Main Location | 90330000 |  | FIFO | Durr Dental | [8 empty] | 0 | 0 | 0 | 1 | 0 | 0 | [7 empty] | 1 |  | Durr/Sp/Cylinder 5180-110-00E
IM06226 | Motorized Suction Spares-Durr-Durr Compressor Pressure Guage | 150003PRESSUREGUAGE |  | A Class |  |  | I-Inventory | FG-Finish Good | R | Spares | Motorized Suction-Spares | Dental Equiment | Main Location | 90330000 |  | FIFO | Durr Dental | [8 empty] | 0 | 0 | 0 | 1 | 0 | 0 | [7 empty] | 1 |  | Durr/Sp/Durr Compressor Pressure Guage
IM06227 | Motorized Suction Spares-Durr-Durr Connect 20 Connector Sleeve W Non Return0700-700-43E | 150003700700433E |  | A Class |  |  | I-Inventory | FG-Finish Good | R | Spares | Motorized Suction-Spares | Dental Equiment | Main Location | 90330000 |  | FIFO | Durr Dental | [5 empty] | DURR/SP/DURR CONNECT 20 CONNECTOR SLEEVE W NON RETURN0700-700-43E |  |  | 0 | 0 | 0 | 1 | 0 | 0 | [7 empty] | 1 |  | DURR/SP/DURR CONNECT 20 CONNECTOR SLEEVE W NON RETURN0700-700-43E
IM06228 | Motorized Suction Spares-Durr-Durr Connect 20 Hose Connector 0700-710-20E | 150003070071020E |  | A Class |  |  | I-Inventory | FG-Finish Good | R | Spares | Motorized Suction-Spares | Dental Equiment | Main Location | 90330000 |  | FIFO | Durr Dental | [8 empty] | 0 | 0 | 0 | 1 | 0 | 0 | [7 empty] | 1 |  | DURR/SP/DURR CONNECT 20 HOSE CONNECTOR 0700-710-20E
IM06229 | Motorized Suction Spares-Durr-Durr Connect 20 Vent Nozzle 0700-702-00 | 150003070070200 |  | A Class |  |  | I-Inventory | FG-Finish Good | R | Spares | Motorized Suction-Spares | Dental Equiment | Main Location | 90330000 |  | FIFO | Durr Dental | [8 empty] | 0 | 0 | 0 | 1 | 0 | 0 | [7 empty] | 1 |  | Durr/Sp/Durr Connect 20 Vent Nozzle 0700-702-00
IM06230 | Motorized Suction Spares-Durr-Durr Shan Satnam Quarto Compressor | 150003QUARTOCOMPRESSOR |  | A Class |  |  | I-Inventory | FG-Finish Good | R | Spares | Motorized Suction-Spares | Dental Equiment | Main Location | 90330000 |  | FIFO | Durr Dental | [8 empty] | 0 | 0 | 0 | 1 | 0 | 0 | [7 empty] | 1 |  | DURR/SP/DURR Shan Satnam Quarto Compressor
IM06231 | Motorized Suction Spares-Durr-Durr Tornado 1 Cpmpressor Motor-5180-100-53 | 150003518010053 |  | A Class |  |  | I-Inventory | FG-Finish Good | R | Spares | Motorized Suction-Spares | Dental Equiment | Main Location | 90330000 |  | FIFO | Durr Dental | [8 empty] | 0 | 0 | 0 | 1 | 0 | 0 | [7 empty] | 1 |  | DURR/SP/DURR TORNADO 1 CPMPRESSOR MOTOR-5180-100-53
IM06232 | Motorized Suction Spares-Durr-Durr Vs-600 Separator -7127-100-30E | 150011712710030ESEPREATOR |  | A Class |  |  | I-Inventory | FG-Finish Good | R | Spares | Motorized Suction-Spares | Dental Equiment | Main Location | 9022 |  | FIFO | Durr Dental | [8 empty] | 0 | 0 | 0 | 1 | 0 | 0 | [7 empty] | 1 |  | DURR/SP/DURR VS-600 SEPARATOR -7127-100-30E
IM06233 | Motorized Suction Spares-Durr-Fan 5280-120-06 | 150003528012006 |  | A Class |  |  | I-Inventory | FG-Finish Good | R | Spares | Motorized Suction-Spares | Dental Equiment | Main Location | 90330000 |  | FIFO | Durr Dental | [8 empty] | 0 | 0 | 0 | 1 | 0 | 0 | [7 empty] | 1 |  | Durr/Sp/Fan 5280-120-06
IM06234 | Motorized Suction Spares-Durr-Fan Cover 5280-120-07 | 150003528012007 |  | A Class |  |  | I-Inventory | FG-Finish Good | R | Spares | Motorized Suction-Spares | Dental Equiment | Main Location | 90330000 |  | FIFO | Durr Dental | [8 empty] | 0 | 0 | 0 | 1 | 0 | 0 | [7 empty] | 1 |  | Durr/Sp/Fan Cover 5280-120-07
IM06235 | Motorized Suction Spares-Durr-Filter Cover 5180-100-07E | 150003518010007E |  | A Class |  |  | I-Inventory | FG-Finish Good | R | Spares | Motorized Suction-Spares | Dental Equiment | Main Location | 90330000 |  | FIFO | Durr Dental | [8 empty] | 0 | 0 | 0 | 1 | 0 | 0 | [7 empty] | 1 |  | Durr/Sp/Filter Cover 5180-100-07E
IM06236 | Motorized Suction Spares-Durr-Foam Piece 7118-100-25 | 150003711810025 |  | A Class |  |  | I-Inventory | FG-Finish Good | R | Spares | Motorized Suction-Spares | Dental Equiment | Main Location | 90330000 |  | FIFO | Durr Dental | [8 empty] | 0 | 0 | 0 | 1 | 0 | 0 | [7 empty] | 1 |  | Durr/Sp/Foam Piece 7118-100-25
IM06237 | Motorized Suction Spares-Durr-Fuse 15Amp | 150003FUSE15AMP |  | A Class |  |  | I-Inventory | FG-Finish Good | R | Spares | Motorized Suction-Spares | Dental Equiment | Main Location | 90330000 |  | FIFO | Durr Dental | [8 empty] | 0 | 0 | 0 | 1 | 0 | 0 | [7 empty] | 1 |  | Durr/Sp/Fuse 15Amp
IM06238 | Motorized Suction Spares-Durr-Hose 6X2X10 9000-317-25 | 150003HOSE900031725 |  | A Class |  |  | I-Inventory | FG-Finish Good | R | Spares | Motorized Suction-Spares | Dental Equiment | Main Location | 40094100 |  | FIFO | Durr Dental | [8 empty] | 0 | 0 | 0 | 1 | 0 | 0 | [7 empty] | 1 |  | DURR/SP/HOSE 6X2X10 9000-317-25
IM06239 | Motorized Suction Spares-Durr-Hose 8X2X12 9000-317-47 | 150003HOSE900031747 |  | A Class |  |  | I-Inventory | FG-Finish Good | R | Spares | Motorized Suction-Spares | Dental Equiment | Main Location | 40094100 |  | FIFO | Durr Dental | [8 empty] | 0 | 0 | 0 | 1 | 0 | 0 | [7 empty] | 1 |  | DURR/SP/HOSE 8X2X12 9000-317-47
IM06240 | Motorized Suction Spares-Durr-Hose 9000-317-34 | 150003900031734 |  | A Class |  |  | I-Inventory | FG-Finish Good | R | Spares | Motorized Suction-Spares | Dental Equiment | Main Location | 90330000 |  | FIFO | Durr Dental | [8 empty] | 0 | 0 | 0 | 1 | 0 | 0 | [7 empty] | 1 |  | Durr/Sp/Hose 9000-317-34
IM06241 | Motorized Suction Spares-Durr-Hose Connector Dia 25 Set Of 5 0700-710-25E | 15000370071025E |  | A Class |  |  | I-Inventory | FG-Finish Good | R | Spares | Motorized Suction-Spares | Dental Equiment | Main Location | 90330000 |  | FIFO | Durr Dental | [8 empty] | 0 | 0 | 0 | 1 | 0 | 0 | [7 empty] | 1 |  | Durr/Sp/Hose Connector Dia 25 Set of 5 0700-710-25E
IM06242 | Motorized Suction Spares-Durr-House 5351-002-00 | 150003535100200 |  | A Class |  |  | I-Inventory | FG-Finish Good | R | Spares | Motorized Suction-Spares | Dental Equiment | Main Location | 90330000 |  | FIFO | Durr Dental | [8 empty] | 0 | 0 | 0 | 1 | 0 | 0 | [7 empty] | 1 |  | Durr/Sp/House 5351-002-00
IM06243 | Motorized Suction Spares-Durr-Imaging Plate Size 1 Plus | 150003PLATESIZE1PLUS |  | A Class |  |  | I-Inventory | FG-Finish Good | R | Spares | Motorized Suction-Spares | Dental Equiment | Main Location | 9022 |  | FIFO | Durr Dental | [8 empty] | 0 | 0 | 0 | 1 | 0 | 0 | [7 empty] | 1 |  | DURR/SP/IMAGING PLATE SIZE 1 PLUS
IM06244 | Motorized Suction Spares-Durr-Insert For Intake Filter 5180-982-00 | 150003518098200 |  | A Class |  |  | I-Inventory | FG-Finish Good | R | Spares | Motorized Suction-Spares | Dental Equiment | Main Location | 90330000 |  | FIFO | Durr Dental | [8 empty] | 0 | 0 | 0 | 1 | 0 | 0 | [7 empty] | 1 |  | Durr/Sp/Insert for Intake Filter 5180-982-00
IM06245 | Motorized Suction Spares-Durr-Jet Set 1650-981-00 | 150003165098100 |  | A Class |  |  | I-Inventory | FG-Finish Good | R | Spares | Motorized Suction-Spares | Dental Equiment | Main Location | 90330000 |  | FIFO | Durr Dental | [8 empty] | 0 | 0 | 0 | 1 | 0 | 0 | [7 empty] | 1 |  | Durr/Sp/Jet Set 1650-981-00
IM06246 | Motorized Suction Spares-Durr-L- Joint 9000-310-020 | 150003LJOINT9000310020 |  | A Class |  |  | I-Inventory | FG-Finish Good | R | Spares | Motorized Suction-Spares | Dental Equiment | Main Location | 9307 |  | FIFO | Durr Dental | [8 empty] | 0 | 0 | 0 | 1 | 0 | 0 | [7 empty] | 1 |  | DURR/SP/L- JOINT 9000-310-020
IM06247 | Motorized Suction Spares-Durr-Lagersatz Fur Rotor 7130-982-51 | 150003713098251 |  | A Class |  |  | I-Inventory | FG-Finish Good | R | Spares | Motorized Suction-Spares | Dental Equiment | Main Location | 90330000 |  | FIFO | Durr Dental | [8 empty] | 0 | 0 | 0 | 1 | 0 | 0 | [7 empty] | 1 |  | DURR/SP/LAGERSATZ FUR ROTOR 7130-982-51
IM06248 | Motorized Suction Spares-Durr-Light Protection Covers For Images 2130-080-00 | 150003213008000 |  | A Class |  |  | I-Inventory | FG-Finish Good | R | Spares | Motorized Suction-Spares | Dental Equiment | Main Location | 90330000 |  | FIFO | Durr Dental | [8 empty] | 0 | 0 | 0 | 1 | 0 | 0 | [7 empty] | 1 |  | DURR/SP/LIGHT PROTECTION COVERS FOR IMAGES 2130-080-00
IM06249 | Motorized Suction Spares-Durr-Light Protection Covers For Images 2130-081-00 | 150003213008100 |  | A Class |  |  | I-Inventory | FG-Finish Good | R | Spares | Motorized Suction-Spares | Dental Equiment | Main Location | 90330000 |  | FIFO | Durr Dental | [8 empty] | 0 | 0 | 0 | 1 | 0 | 0 | [7 empty] | 1 |  | DURR/SP/LIGHT PROTECTION COVERS FOR IMAGES 2130-081-00
IM06250 | Motorized Suction Spares-Durr-Light Protection Covers For Images 2130-082-00 | 150003213008200 |  | A Class |  |  | I-Inventory | FG-Finish Good | R | Spares | Motorized Suction-Spares | Dental Equiment | Main Location | 90330000 |  | FIFO | Durr Dental | [8 empty] | 0 | 0 | 0 | 1 | 0 | 0 | [7 empty] | 1 |  | DURR/SP/LIGHT PROTECTION COVERS FOR IMAGES 2130-082-00
IM06251 | Motorized Suction Spares-Durr-Noise Damper 7136-984-50 | 150003713698450 |  | A Class |  |  | I-Inventory | FG-Finish Good | R | Spares | Motorized Suction-Spares | Dental Equiment | Main Location | 90330000 |  | FIFO | Durr Dental | [8 empty] | 0 | 0 | 0 | 1 | 0 | 0 | [7 empty] | 1 |  | Durr/Sp/Noise Damper 7136-984-50
IM06252 | Motorized Suction Spares-Durr-Non Return Valve 5150-040-02 | 150003515004002 |  | A Class |  |  | I-Inventory | FG-Finish Good | R | Spares | Motorized Suction-Spares | Dental Equiment | Main Location | 90330000 |  | FIFO | Durr Dental | [8 empty] | 0 | 0 | 0 | 1 | 0 | 0 | [7 empty] | 1 |  | Durr/Sp/Non Return Valve 5150-040-02
IM06253 | Motorized Suction Spares-Durr-Non Return Valve 5150-041-00 | 150003515004100 |  | A Class |  |  | I-Inventory | FG-Finish Good | R | Spares | Motorized Suction-Spares | Dental Equiment | Main Location | 90330000 |  | FIFO | Durr Dental | [8 empty] | 0 | 0 | 0 | 1 | 0 | 0 | [7 empty] | 1 |  | Durr/Sp/Non Return Valve 5150-041-00
IM06254 | Motorized Suction Spares-Durr-O Ring 38 X 2.5 9000-401-21 | 150003900040121 |  | A Class |  |  | I-Inventory | FG-Finish Good | R | Spares | Motorized Suction-Spares | Dental Equiment | Main Location | 90330000 |  | FIFO | Durr Dental | [8 empty] | 0 | 0 | 0 | 1 | 0 | 0 | [7 empty] | 1 |  | Durr/Sp/O Ring 38 x 2.5 9000-401-21
IM06255 | Motorized Suction Spares-Durr-Oring Pack Of 5 9000-402-54E | 150003900040254E |  | A Class |  |  | I-Inventory | FG-Finish Good | R | Spares | Motorized Suction-Spares | Dental Equiment | Main Location | 90330000 |  | FIFO | Durr Dental | [8 empty] | 0 | 0 | 0 | 1 | 0 | 0 | [7 empty] | 1 |  | DURR/SP/ORING PACK OF 5 9000-402-54E
IM06256 | Motorized Suction Spares-Durr-Periomat Pls Main Drive Motor 1307-984-00 | 150003130794000 |  | A Class |  |  | I-Inventory | TG-Trading Good |  | Spares | Motorized Suction-Spares | Dental Equiment | Main Location |  |  | FIFO | Durr Dental | [8 empty] | 0 | 0 | 0 | 1 | 0 | 0 | [7 empty] | 1 |  | DURR/SP/PERIOMAT PLS MAIN DRIVE MOTOR 1307-984-00
IM06257 | Motorized Suction Spares-Durr-Piston 5180-140-00E | 150003518014000E |  | A Class |  |  | I-Inventory | FG-Finish Good | R | Spares | Motorized Suction-Spares | Dental Equiment | Main Location | 90330000 |  | FIFO | Durr Dental | [8 empty] | 0 | 0 | 0 | 1 | 0 | 0 | [7 empty] | 1 |  | Durr/Sp/Piston 5180-140-00E
IM06258 | Motorized Suction Spares-Durr-Pressure Hose 390 Mm D 4252-001-00 | 150003HOSED425200100 |  | A Class |  |  | I-Inventory | FG-Finish Good | R | Spares | Motorized Suction-Spares | Dental Equiment | Main Location | 40094100 |  | FIFO | Durr Dental | [8 empty] | 0 | 0 | 0 | 1 | 0 | 0 | [7 empty] | 1 |  | DURR/SP/PRESSURE HOSE 390 MM D 4252-001-00
IM06259 | Motorized Suction Spares-Durr-Pressure Hose 460Mm Spare 5272-001-00 | 150003HOSE527200100 |  | A Class |  |  | I-Inventory | FG-Finish Good | R | Spares | Motorized Suction-Spares | Dental Equiment | Main Location | 40094100 |  | FIFO | Durr Dental | [8 empty] | 0 | 0 | 0 | 1 | 0 | 0 | [7 empty] | 1 |  | DURR/SP/PRESSURE HOSE 460MM SPARE 5272-001-00
IM06260 | Motorized Suction Spares-Durr-Pressure Hose 5150-001-00 | 150003515000100 |  | A Class |  |  | I-Inventory | FG-Finish Good | R | Spares | Motorized Suction-Spares | Dental Equiment | Main Location | 90330000 |  | FIFO | Durr Dental | [8 empty] | 0 | 0 | 0 | 1 | 0 | 0 | [7 empty] | 1 |  | Durr/Sp/Pressure Hose 5150-001-00
IM06261 | Motorized Suction Spares-Durr-Pressure Switch 5180-011-00E | 1500037518001100E |  | A Class |  |  | I-Inventory | FG-Finish Good | R | Spares | Motorized Suction-Spares | Dental Equiment | Main Location | 90330000 |  | FIFO | Durr Dental | [8 empty] | 0 | 0 | 0 | 1 | 0 | 0 | [7 empty] | 1 |  | Durr/Sp/Pressure Switch 5180-011-00E
IM06262 | Motorized Suction Spares-Durr-Quick Coupling 9000-312-03 | 15003900031203 |  | A Class |  |  | I-Inventory | FG-Finish Good | R | Spares | Motorized Suction-Spares | Dental Equiment | Main Location | 90330000 |  | FIFO | Durr Dental | [8 empty] | 0 | 0 | 0 | 1 | 0 | 0 | [7 empty] | 1 |  | Durr/Sp/Quick Coupling 9000-312-03
IM06263 | Motorized Suction Spares-Durr-Schaumstoffring Set 7136983-55 | 150003713698355 |  | A Class |  |  | I-Inventory | FG-Finish Good | R | Spares | Motorized Suction-Spares | Dental Equiment | Main Location | 90330000 |  | FIFO | Durr Dental | [8 empty] | 0 | 0 | 0 | 1 | 0 | 0 | [7 empty] | 1 |  | DURR/SP/SCHAUMSTOFFRING SET 7136983-55
IM06264 | Motorized Suction Spares-Durr-Scheiben 7130-982-52 | 1500003713098250 |  | A Class |  |  | I-Inventory | FG-Finish Good | R | Spares | Motorized Suction-Spares | Dental Equiment | Main Location | 90330000 |  | FIFO | Durr Dental | [8 empty] | 0 | 0 | 0 | 1 | 0 | 0 | [7 empty] | 1 |  | DURR/SP/SCHEIBEN 7130-982-52
IM06265 | Motorized Suction Spares-Durr-Securing Ring 20 Pcs Set 0700-700-01E | 150003070070001E |  | A Class |  |  | I-Inventory | FG-Finish Good | R | Spares | Motorized Suction-Spares | Dental Equiment | Main Location | 90330000 |  | FIFO | Durr Dental | [8 empty] | 0 | 0 | 0 | 1 | 0 | 0 | [7 empty] | 1 |  | Durr/Sp/Securing Ring 20 Pcs Set 0700-700-01E
IM06266 | Motorized Suction Spares-Durr-Seperator Housing 7151-983-50 | 150003715198350 |  | A Class |  |  | I-Inventory | FG-Finish Good | R | Spares | Motorized Suction-Spares | Dental Equiment | Main Location | 90330000 |  | FIFO | Durr Dental | [8 empty] | 0 | 0 | 0 | 1 | 0 | 0 | [7 empty] | 1 |  | Durr/Sp/Seperator Housing 7151-983-50
IM06267 | Motorized Suction Spares-Durr-Shaped Joint 10Mm Double Plug 9000-313-01 | 150003900031301 |  | A Class |  |  | I-Inventory | FG-Finish Good | C | Spares | Motorized Suction-Spares | Dental Equiment | Main Location | 90330000 |  | FIFO | Durr Dental | [8 empty] | 0 | 0 | 0 | 1 | 0 | 0 | [7 empty] | 1 |  | Durr/Sp/Shaped Joint 10mm Double Plug 9000-313-01
IM06268 | Motorized Suction Spares-Durr-Shock Absorber Set 5180-982-50 | 150003518098250 |  | A Class |  |  | I-Inventory | FG-Finish Good | R | Spares | Motorized Suction-Spares | Dental Equiment | Main Location | 90330000 |  | FIFO | Durr Dental | [8 empty] | 0 | 0 | 0 | 1 | 0 | 0 | [7 empty] | 1 |  | Durr/Sp/Shock Absorber Set 5180-982-50
IM06269 | Motorized Suction Spares-Durr-Sleeve 5180-981-00 | 150003518098100 |  | A Class |  |  | I-Inventory | FG-Finish Good | R | Spares | Motorized Suction-Spares | Dental Equiment | Main Location | 90330000 |  | FIFO | Durr Dental | [8 empty] | 0 | 0 | 0 | 1 | 0 | 0 | [7 empty] | 1 |  | Durr/Sp/Sleeve 5180-981-00
IM06270 | Motorized Suction Spares-Durr-Solenoid Valve 9000-303-87 | 150003900030387 |  | A Class |  |  | I-Inventory | FG-Finish Good | C | Spares | Motorized Suction-Spares | Dental Equiment | Main Location | 90330000 |  | FIFO | Durr Dental | [8 empty] | 0 | 0 | 0 | 1 | 0 | 0 | [7 empty] | 1 |  | Durr/Sp/Solenoid Valve 9000-303-87
IM06271 | Motorized Suction Spares-Durr-Suction Pcb Transformer | 150003TRANSFORMER |  | A Class |  |  | I-Inventory | FG-Finish Good | R | Spares | Motorized Suction-Spares | Dental Equiment | Main Location | 90330000 |  | FIFO | Durr Dental | [8 empty] | 0 | 0 | 0 | 1 | 0 | 0 | [7 empty] | 1 |  | Durr/Sp/Suction Pcb Transformer
IM06272 | Motorized Suction Spares-Durr-Suction Valve 7560-500-60 | 150003756050060 |  | A Class |  |  | I-Inventory | FG-Finish Good | R | Spares | Motorized Suction-Spares | Dental Equiment | Main Location | 90330000 |  | FIFO | Durr Dental | [8 empty] | 0 | 0 | 0 | 1 | 0 | 0 | [7 empty] | 1 |  | Durr/Sp/Suction Valve 7560-500-60
IM06273 | Motorized Suction Spares-Durr-Suction Valve 7560-500-77 | 150003756050077 |  | A Class |  |  | I-Inventory | FG-Finish Good | R | Spares | Motorized Suction-Spares | Dental Equiment | Main Location | 90330000 |  | FIFO | Durr Dental | [8 empty] | 0 | 0 | 0 | 1 | 0 | 0 | [7 empty] | 1 |  | Durr/Sp/Suction Valve 7560-500-77
IM06274 | Motorized Suction Spares-Durr-Surr Connect 20 Filtre Connector 0700-700-18E | 150003070070018E |  | A Class |  |  | I-Inventory | FG-Finish Good | R | Spares | Motorized Suction-Spares | Dental Equiment | Main Location | 90330000 |  | FIFO | Durr Dental | [8 empty] | 0 | 0 | 0 | 1 | 0 | 0 | [7 empty] | 1 |  | DURR/SP/SURR CONNECT 20 FILTRE CONNECTOR 0700-700-18E
IM06275 | Motorized Suction Spares-Durr-T Joint 9000-310-16 | 150003TJOINT900031016 |  | A Class |  |  | I-Inventory | FG-Finish Good | R | Spares | Motorized Suction-Spares | Dental Equiment | Main Location | 3917 |  | FIFO | Durr Dental | [8 empty] | 0 | 0 | 0 | 1 | 0 | 0 | [7 empty] | 1 |  | DURR/SP/T JOINT 9000-310-16
IM06276 | Motorized Suction Spares-Durr-Tank Sockel 5180-200-02 | 150003518020002 |  | A Class |  |  | I-Inventory | FG-Finish Good | R | Spares | Motorized Suction-Spares | Dental Equiment | Main Location | 90330000 |  | FIFO | Durr Dental | [8 empty] | 0 | 0 | 0 | 1 | 0 | 0 | [7 empty] | 1 |  | DURR/SP/TANK SOCKEL 5180-200-02
IM06277 | Motorized Suction Spares-Durr-Tanksocel Spare Part | 150003TANKSOCEL |  | A Class |  |  | I-Inventory | FG-Finish Good | R | Spares | Motorized Suction-Spares | Dental Equiment | Main Location | 90330000 |  | FIFO | Durr Dental | [8 empty] | 0 | 0 | 0 | 1 | 0 | 0 | [7 empty] | 1 |  | DURR/SP/TANKSOCEL SPARE PART
IM06278 | Motorized Suction Spares-Durr-Upper Part Membrane Cover 1650-983-00 | 150003165098300 |  | A Class |  |  | I-Inventory | FG-Finish Good | R | Spares | Motorized Suction-Spares | Dental Equiment | Main Location | 90330000 |  | FIFO | Durr Dental | [8 empty] | 0 | 0 | 0 | 1 | 0 | 0 | [7 empty] | 1 |  | Durr/Sp/Upper Part Membrane Cover 1650-983-00
IM06279 | Motorized Suction Spares-Durr-Vs600 Suction Plastic Base | 150003VS600 |  | A Class |  |  | I-Inventory | FG-Finish Good | R | Spares | Motorized Suction-Spares | Dental Equiment | Main Location | 90330000 |  | FIFO | Durr Dental | [8 empty] | 0 | 0 | 0 | 1 | 0 | 0 | [7 empty] | 1 |  | Durr/Sp/VS600 Suction Plastic Base
IM06280 | Motorized Suction Spares-Durr-Vs-1200 Suction Main PCB 0732 -100- 61 | 150011VS1200PCB073210061 |  | A Class |  |  | I-Inventory | FG-Finish Good | R | Spares | Motorized Suction-Spares | Dental Equiment | Main Location | 90330000 |  | FIFO | Durr Dental | [8 empty] | 0 | 0 | 0 | 1 | 0 | 0 | [7 empty] | 1 |  | DURR/SU/SP/VS-1200 SUCTION MAIN PCB 0732 -100- 61
IM06281 | Motorized Suction Spares-Durr-Erasure PCB-2141-410-00E | 150060ERASUREPCB214141000E |  | A Class |  |  | I-Inventory | FG-Finish Good | R | Spares | Motorized Suction-Spares | Dental Equiment | Main Location | 90330000 |  | FIFO | Durr Dental | [8 empty] | 0 | 0 | 0 | 1 | 0 | 0 | [7 empty] | 1 |  | DURR/VS/SP/ERASURE PCB-2141-410-00E
IM06282 | Motorized Suction Spares-Durr-Inserting Cover For Size 0 Image Plate 2143-100-20 | 150060IMPLCOVER214310020 |  | A Class |  |  | I-Inventory | FG-Finish Good | R | Spares | Motorized Suction-Spares | Dental Equiment | Main Location | 90330000 |  | FIFO | Durr Dental | [8 empty] | 0 | 0 | 0 | 1 | 0 | 0 | [7 empty] | 1 |  | DURR/VS/SP/INSERTING COVER FOR SIZE 0 IMAGE PLATE 2143-100-20
IM06283 | Motorized Suction Spares-Durr- Connect 20 Hose Connector D 25 Pack Of 5 0700-720-25 | 150011HOSECONNECTORD25 |  | A Class |  |  | I-Inventory | FG-Finish Good | R | Spares | Motorized Suction-Spares | Dental Equiment | Main Location | 90330000 |  | FIFO | Durr Dental | [8 empty] | 0 | 0 | 0 | 1 | 0 | 0 | [7 empty] | 1 |  | DURR/SU/SP/DURR CONNECT 20 HOSE CONNECTOR D 25 PACK OF 5 0700-720-25
IM06284 | Motorized Suction Spares-Durr-Spittoon Bowl Valve 24V-7560-7000-52 | 150011BOWLVALVE24V |  | A Class |  |  | I-Inventory | FG-Finish Good | R | Spares | Motorized Suction-Spares | Dental Equiment | Main Location | 90330000 |  | FIFO | Durr Dental | [8 empty] | 0 | 0 | 0 | 1 | 0 | 0 | [7 empty] | 1 |  | DURR/SU/SP/SPITTOON BOWL VALVE 24V-7560-7000-52
IM06285 | Dental Compressor Spares- Durr Suction VS 250 Motor | Durr/Sp/Durr Suction VS-250-Motor |  | A Class |  |  | I-Inventory | TG-Trading Good |  | Spares | Motorized Suction-Spares | Dental Equiment | Main Location |  |  | FIFO | Durr Dental | [8 empty] | 0 | 0 | 0 | 1 | 0 | 0 | [7 empty] | 1 |  | Durr Dental Durr Suction VS-250-Motor
IM06286 | Motorized Suction Spares- Motorized Suction PCB | Da/Co/Sp/Suction Pcb |  | A Class |  |  | I-Inventory | TG-Trading Good |  | Spares | Motorized Suction-Spares | Dental Equiment | Main Location |  |  | FIFO | Dynamic | [8 empty] | 0 | 0 | 0 | 1 | 0 | 0 | [7 empty] | 1 |  | Dynair Suction Pcb
IM06287 | Motorized Suction Spares-Gnatus-Bio Sec Filter 30365004774 | 10100130365004700 |  | A Class |  |  | I-Inventory | FG-Finish Good | R | Spares | Motorized Suction-Spares | Dental Equiment | Main Location | 90330000 |  | FIFO | Gnatus | [5 empty] | . |  |  | 0 | 0 | 0 | 1 | 0 | 0 | [7 empty] | 1 |  | GN/SP/BV SEC FILTER 30365004774
IM06288 | Motorized Suction Spares-Gnatus-Bio Sec Resrvoi Set 997001465 | 101001997001465 |  | A Class |  |  | I-Inventory | FG-Finish Good | R | Spares | Motorized Suction-Spares | Dental Equiment | Main Location | 90330000 |  | FIFO | Gnatus | [8 empty] | 0 | 0 | 0 | 1 | 0 | 0 | [7 empty] | 1 |  | GN/BV/SP/BV SEC RESRVOI SET 997001465
IM06289 | Motorized Suction Spares-Gnatus-Bio Vac Motor 901006120 | 101010901006120 |  | A Class |  |  | I-Inventory | FG-Finish Good | R | Spares | Motorized Suction-Spares | Dental Equiment | Main Location | 90330000 |  | FIFO | Gnatus | [8 empty] | 0 | 0 | 0 | 1 | 0 | 0 | [7 empty] | 1 |  | Gn/Bv/Sp/Bio Vac Motor 901006120
IM06290 | Motorized Suction Spares-Gnatus-Biovac Ii Suction Holder 902002690 | 101010902002690 |  | A Class |  |  | I-Inventory | FG-Finish Good | R | Spares | Motorized Suction-Spares | Dental Equiment | Main Location | 90330000 |  | FIFO | Gnatus | [8 empty] | 0 | 0 | 0 | 1 | 0 | 0 | [7 empty] | 1 |  | GN/BV/SP/BIOVAC II SUCTION HOLDER 902002690
IM06291 | Motorized Suction Spares-Gnatus-Biovac Suction Main PCB 607002687 | 101010607002687 |  | A Class |  |  | I-Inventory | FG-Finish Good | R | Spares | Motorized Suction-Spares | Dental Equiment | Main Location | 90330000 |  | FIFO | Gnatus | [8 empty] | 0 | 0 | 0 | 1 | 0 | 0 | [7 empty] | 1 |  | Gn/Bv/Biovac Suction Main Pcb 607002687
IM06292 | Motorized Suction Spares-Gnatus-Biovac Suction Plastic Jar 997001464 | 101010997001464 |  | A Class |  |  | I-Inventory | FG-Finish Good | R | Spares | Motorized Suction-Spares | Dental Equiment | Main Location | 90330000 |  | FIFO | Gnatus | [8 empty] | 0 | 0 | 0 | 1 | 0 | 0 | [7 empty] | 1 |  | Gn/Bv/Sp/Biovac Suction Plastic Jar 997001464
IM06293 | Motorized Suction Spares-Gnatus-Body Bv Sec Reservoir Set 40907002032 | 10100140907002000 |  | A Class |  |  | I-Inventory | FG-Finish Good | R | Spares | Motorized Suction-Spares | Dental Equiment | Main Location | 90330000 |  | FIFO | Gnatus | [5 empty] | . |  |  | 0 | 0 | 0 | 1 | 0 | 0 | [7 empty] | 1 |  | GN/SP/BODY BV SEC RESERVOIR SET 40907002032
IM06294 | Motorized Suction Spares-Gnatus-Electrode Harness Bv Sec Reservoir 30300054904 | 10100130300054900 |  | A Class |  |  | I-Inventory | FG-Finish Good | R | Spares | Motorized Suction-Spares | Dental Equiment | Main Location | 90330000 |  | FIFO | Gnatus | [8 empty] | 0 | 0 | 0 | 1 | 0 | 0 | [7 empty] | 1 |  | GN/SP/ELECTRODE HARNESS BV SEC RESERVOIR 30300054904
IM06295 | Motorized Suction Spares-Gnatus-Lid-Brass Cap Bio Vac Ii Cover 300051347 | 101010300051347 |  | A Class |  |  | I-Inventory | FG-Finish Good | R | Spares | Motorized Suction-Spares | Dental Equiment | Main Location | 90330000 |  | FIFO | Gnatus | [8 empty] | 0 | 0 | 0 | 1 | 0 | 0 | [7 empty] | 1 |  | Gn/Bv/Sp/Lid/Brass Cap Bio Vac Ii Cover 300051347
IM06296 | Motorized Suction Spares-Gnatus-Motorise Suction PCB 300030710 | 101001300030710 |  | A Class |  |  | I-Inventory | FG-Finish Good | R | Spares | Motorized Suction-Spares | Dental Equiment | Main Location | 90330000 |  | FIFO | Gnatus | [8 empty] | 0 | 0 | 0 | 1 | 0 | 0 | [7 empty] | 1 |  | Gn/Ms/Sp/Motorise Suction Pcb 300030710
IM06297 | Motorized Suction Spares-Gnatus-Motorised Suction Cover 607001870 | 101001607001870 |  | A Class |  |  | I-Inventory | FG-Finish Good | R | Spares | Motorized Suction-Spares | Dental Equiment | Main Location | 90330000 |  | FIFO | Gnatus | [8 empty] | 0 | 0 | 0 | 1 | 0 | 0 | [7 empty] | 1 |  | Gn/Ms/Sp/Motorised Suction Cover 607001870
IM06298 | Motorized Suction Spares-Gnatus-Motorised Suction Filter 907000510 | 101001907000510 |  | A Class |  |  | I-Inventory | FG-Finish Good | C | Spares | Motorized Suction-Spares | Dental Equiment | Main Location | 90330000 |  | FIFO | Gnatus | [8 empty] | 0 | 0 | 0 | 1 | 0 | 0 | [7 empty] | 1 |  | Gn/Ms/Sp/Motorised Suction Filter 907000510
IM06299 | Motorized Suction Spares-Gnatus-Motorised Suction Motor 300030480 | 101001300030480 |  | A Class |  |  | I-Inventory | FG-Finish Good | R | Spares | Motorized Suction-Spares | Dental Equiment | Main Location | 90330000 |  | FIFO | Gnatus | [8 empty] | 0 | 0 | 0 | 1 | 0 | 0 | [7 empty] | 1 |  | Gn/Ms/Sp/Motorised Suction Motor 300030480
IM06300 | Motorized Suction Spares-Gnatus-Motorised Suction Motor Without Capacitor | 101001MSMOTORWOCAPACITOR |  | A Class |  |  | I-Inventory | FG-Finish Good | R | Spares | Motorized Suction-Spares | Dental Equiment | Main Location | 90330000 |  | FIFO | Gnatus | [8 empty] | 0 | 0 | 0 | 1 | 0 | 0 | [7 empty] | 1 |  | GN/MS/SP/MOTORISED SUCTION MOTOR WITHOUT CAPACITOR
IM06301 | Motorized Suction Spares-Gnatus-Motorised Suction Transformer 302001940 | 101001302001940 |  | A Class |  |  | I-Inventory | FG-Finish Good | R | Spares | Motorized Suction-Spares | Dental Equiment | Main Location | 90330000 |  | FIFO | Gnatus | [8 empty] | 0 | 0 | 0 | 1 | 0 | 0 | [7 empty] | 1 |  | Gn/Ms/Sp/Motorised Suction Transformer 302001940
IM06302 | Motorized Suction Spares-Gnatus-New Suction Cannula Rubber Tip 365004673 | 101001365004673 |  | A Class |  |  | I-Inventory | FG-Finish Good | C | Spares | Motorized Suction-Spares | Dental Equiment | Main Location | 90330000 |  | FIFO | Gnatus | [8 empty] | 0 | 0 | 0 | 1 | 0 | 0 | [7 empty] | 1 |  | Gnatus New Suction Cannula Rubber Tip 365004673
IM06303 | Motorized Suction Spares-Gnatus-Solenoid Valve 907001770 | 101010907001770 |  | A Class |  |  | I-Inventory | FG-Finish Good | C | Spares | Motorized Suction-Spares | Dental Equiment | Main Location | 90330000 |  | FIFO | Gnatus | [8 empty] | 0 | 0 | 0 | 1 | 0 | 0 | [7 empty] | 1 |  | GN/BV/SP/SOLENOID VALVE 907001770
IM06304 | Motorized Suction Spares-Gnatus-Sp-Hax Nozzle 300050470 | 101010300050470 |  | A Class |  |  | I-Inventory | FG-Finish Good | R | Spares | Motorized Suction-Spares | Dental Equiment | Main Location | 90330000 |  | FIFO | Gnatus | [8 empty] | 0 | 0 | 0 | 1 | 0 | 0 | [7 empty] | 1 |  | Gn/Bv/Sp/Hax Nozzle 300050470
IM06305 | Motorized Suction Spares-Gnatus-Top Motorised Suction Holder 902003194 | 101001902003194 |  | A Class |  |  | I-Inventory | FG-Finish Good | R | Spares | Motorized Suction-Spares | Dental Equiment | Main Location | 90330000 |  | FIFO | Gnatus | [8 empty] | 0 | 0 | 0 | 1 | 0 | 0 | [7 empty] | 1 |  | Gn/Sh/Sp/Top Motorised Suction Holder 902003194
IM06306 | Motorized Suction Spares-Gnatus-Biovac Suction W/O Plastic Jar | 101010SUCTIONWOJAR |  | A Class |  |  | I-Inventory | FG-Finish Good | R | Spares | Motorized Suction-Spares | Dental Equiment | Main Location | 90330000 |  | FIFO | Gnatus | [8 empty] | 0 | 0 | 0 | 1 | 0 | 0 | [7 empty] | 1 |  | Gn/Bv/Sp/Biovac Suction w/o Plastic Jar
IM06307 | Motorized Suction Spares-Gnatus-Suction Nozzel Assembly 11 Mm 365003560/902003296 | 10100136500560 |  | A Class |  |  | I-Inventory | FG-Finish Good | R | Spares | Motorized Suction-Spares | Dental Equiment | Main Location | 90330000 |  | FIFO | Gnatus | [8 empty] | 0 | 0 | 0 | 1 | 0 | 0 | [7 empty] | 1 |  | Gnatus Suction Nozzel Assembly 11 mm 365003560/902003296
IM06308 | Motorized Suction-Spares-Local-Dental Suction Control Pcb | 148052SUCTIONCTRLPCB |  | A Class |  |  | I-Inventory | FG-Finish Good | R | Spares | Motorized Suction-Spares | Dental Equiment | Main Location | 90330000 |  | FIFO | Indian Product | [8 empty] | 0 | 0 | 0 | 1 | 0 | 0 | [7 empty] | 1 |  | IN/AC/DENTAL SUCTION CONTROL PCB
IM06309 | Motorized Suction Spares-Indian-US-1400-SC-SP- -Extra Oral Aerosol Suction Arm SPring | 148011US1400AEROSOLARMSPRING |  | A Class |  |  | I-Inventory | FG-Finish Good | C | Spares | Motorized Suction-Spares | Dental Equiment | Main Location | 90330000 |  | FIFO | Indian Product | [8 empty] | 0 | 0 | 0 | 1 | 0 | 0 | [7 empty] | 1 |  | IN/SU/SP/US-1400/SC/SP/ /EXTRA ORAL AEROSOL SUCTION ARM SPRING
IM06310 | Motorized Suction Spares-Indian-US-1400-SC-SP-Extra Oral Aerosol Suction Trolley Wheel | 148011US1400TROLLEYWHEEL |  | A Class |  |  | I-Inventory | FG-Finish Good | C | Spares | Motorized Suction-Spares | Dental Equiment | Main Location | 90330000 |  | FIFO | Indian Product | [8 empty] | 0 | 0 | 0 | 1 | 0 | 0 | [7 empty] | 1 |  | IN/SU/SP/US-1400/SC/SP/EXTRA ORAL AEROSOL SUCTION TROLLEY WHEEL
IM06311 | Motorized Suction Spares-Indian-US-1400-SC-SP-Extra Oral Suction Arm | 118003US1400SUCTIONARM |  | A Class |  |  | I-Inventory | FG-Finish Good | R | Spares | Motorized Suction-Spares | Dental Equiment | Main Location | 90330000 |  | FIFO | Indian Product | [8 empty] | 0 | 0 | 0 | 1 | 0 | 0 | [7 empty] | 1 |  | IN/SU/SP/US-1400/SC/SP/EXTRA ORAL SUCTION ARM
IM06312 | Motorized Suction Spares-Indian-US-1400-SC-SP-Extra Oral Suction U.V Tube | 148011SUCTIONUVTUBE |  | A Class |  |  | I-Inventory | FG-Finish Good | R | Spares | Motorized Suction-Spares | Dental Equiment | Main Location | 90330000 |  | FIFO | Indian Product | [8 empty] | 0 | 0 | 0 | 1 | 0 | 0 | [7 empty] | 1 |  | IN/SU/SP/US-1400/SC/SP/EXTRA ORAL SUCTION U.V TUBE
IM06313 | Motorized Suction Spares-Indian-US-1400-SC-SP-Suction Arm Funnel | 148011US1400ARMFUNNEL |  | A Class |  |  | I-Inventory | FG-Finish Good | R | Spares | Motorized Suction-Spares | Dental Equiment | Main Location | 90330000 |  | FIFO | Indian Product | [8 empty] | 0 | 0 | 0 | 1 | 0 | 0 | [7 empty] | 1 |  | IN/SU/SP/US-1400/SC/SP/SUCTION ARM FUNNEL
IM06314 | Motorized Suction Spares-Indian-US-1400-SC-SP-Suction Arm Knobe | 148011US1400ARMKNOB |  | A Class |  |  | I-Inventory | FG-Finish Good | C | Spares | Motorized Suction-Spares | Dental Equiment | Main Location | 90330000 |  | FIFO | Indian Product | [8 empty] | 0 | 0 | 0 | 1 | 0 | 0 | [7 empty] | 1 |  | IN/SU/SP/US-1400/SC/SP/SUCTION ARM KNOBE
IM06315 | Motorized Suction Spares-Indian-US-1400-SC-SP-Suction Funnel Black O-Ring | 148011US1400BLACKORING |  | A Class |  |  | I-Inventory | FG-Finish Good | C | Spares | Motorized Suction-Spares | Dental Equiment | Main Location | 90330000 |  | FIFO | Indian Product | [8 empty] | 0 | 0 | 0 | 1 | 0 | 0 | [7 empty] | 1 |  | IN/SU/SP/US-1400/SC/SP/SUCTION FUNNEL BLACK O-RING
IM06316 | Motorized Suction Spares-Indian-US-1400-SC-SP-Suction Funnel Oring | 148011US1400ORING |  | A Class |  |  | I-Inventory | FG-Finish Good | C | Spares | Motorized Suction-Spares | Dental Equiment | Main Location | 90330000 |  | FIFO | Indian Product | [8 empty] | 0 | 0 | 0 | 1 | 0 | 0 | [7 empty] | 1 |  | IN/SU/SP/US-1400/SC/SP/SUCTION FUNNEL ORING
IM06317 | Motorized Suction Spares-Indian-US-1400-SC-SP-Suction FUSe | 148011US1400SUCTIONFUSE |  | A Class |  |  | I-Inventory | FG-Finish Good | R | Spares | Motorized Suction-Spares | Dental Equiment | Main Location | 90330000 |  | FIFO | Indian Product | [8 empty] | 0 | 0 | 0 | 1 | 0 | 0 | [7 empty] | 1 |  | IN/SU/SP/US-1400/SC/SP/SUCTION FUSE
IM06318 | Motorized Suction Spares-Indian-US-1400-SC-SP-Suction Hepa Filter Big | 148011US1400FILTERBIG |  | A Class |  |  | I-Inventory | FG-Finish Good | C | Spares | Motorized Suction-Spares | Dental Equiment | Main Location | 90330000 |  | FIFO | Indian Product | [8 empty] | 0 | 0 | 0 | 1 | 0 | 0 | [7 empty] | 1 |  | IN/SU/SP/US-1400/SC/SP/SUCTION HEPA FILTER BIG
IM06319 | Motorized Suction Spares-Indian-US-1400-SC-SP-Suction Hepa Filter Small | 148011US1400FILTERSMALL |  | A Class |  |  | I-Inventory | FG-Finish Good | C | Spares | Motorized Suction-Spares | Dental Equiment | Main Location | 90330000 |  | FIFO | Indian Product | [8 empty] | 0 | 0 | 0 | 1 | 0 | 0 | [7 empty] | 1 |  | IN/SU/SP/US-1400/SC/SP/SUCTION HEPA FILTER SMALL
IM06320 | Motorized Suction Spares-Indian-US-1400-SC-SP-Suction Knobe Ripped | 148011US1400KNOBRIPPED |  | A Class |  |  | I-Inventory | FG-Finish Good | C | Spares | Motorized Suction-Spares | Dental Equiment | Main Location | 90330000 |  | FIFO | Indian Product | [8 empty] | 0 | 0 | 0 | 1 | 0 | 0 | [7 empty] | 1 |  | IN/SU/SP/US-1400/SC/SP/SUCTION KNOBE RIPPED
IM06321 | Motorized Suction Spares-Indian-US-1400-SC-SP-Suction Motor 1200V | 148011US1400MOTOR1200V |  | A Class |  |  | I-Inventory | FG-Finish Good | R | Spares | Motorized Suction-Spares | Dental Equiment | Main Location | 90330000 |  | FIFO | Indian Product | [8 empty] | 0 | 0 | 0 | 1 | 0 | 0 | [7 empty] | 1 |  | IN/SU/SP/US-1400/SC/SP/SUCTION MOTOR 1200V
IM06322 | Motorized Suction Spares-Indian-US-1400-SC-SP-Suction Pcb | 148011US1400SUCTIONPCB |  | A Class |  |  | I-Inventory | FG-Finish Good | R | Spares | Motorized Suction-Spares | Dental Equiment | Main Location | 90330000 |  | FIFO | Indian Product | [8 empty] | 0 | 0 | 0 | 1 | 0 | 0 | [7 empty] | 1 |  | IN/SU/SP/US-1400/SC/SP/SUCTION PCB
IM06323 | Motorized Suction Spares-Indian-US-1400-SC-SP-Suction Plasma Ion Generator | 148011US1400IONGENERATOR |  | A Class |  |  | I-Inventory | FG-Finish Good | R | Spares | Motorized Suction-Spares | Dental Equiment | Main Location | 90330000 |  | FIFO | Indian Product | [8 empty] | 0 | 0 | 0 | 1 | 0 | 0 | [7 empty] | 1 |  | IN/SU/SP/US-1400/SC/SP/SUCTION PLASMA ION GENERATOR
IM06324 | Motorized Suction Spares-Indian-US-1400-SC-SP-Suction SPeed Controller | 148011US1400CONTROLLER |  | A Class |  |  | I-Inventory | FG-Finish Good | R | Spares | Motorized Suction-Spares | Dental Equiment | Main Location | 90330000 |  | FIFO | Indian Product | [8 empty] | 0 | 0 | 0 | 1 | 0 | 0 | [7 empty] | 1 |  | IN/SU/SP/US-1400/SC/SP/SUCTION SPEED CONTROLLER
IM06325 | Motorized Suction Spares-V-Max-Suction On/Off Button | 139011VMAXONOFFSWITCH |  | A Class |  |  | I-Inventory | FG-Finish Good | C | Spares | Motorized Suction-Spares | Dental Equiment | Main Location | 90330000 |  | FIFO | Suzhou | [5 empty] | .. |  |  | 0 | 0 | 0 | 1 | 0 | 0 | [7 empty] | 1 |  | SUZHOU/MC/SP/SUCTION ON/OFF BUTTON
IM06326 | Motorized Suction Spares-V-Max-Pressure Transmeter Valve | 139011PRESTRANVALVE |  | A Class |  |  | I-Inventory | FG-Finish Good | R | Spares | Motorized Suction-Spares | Dental Equiment | Main Location | 90330000 |  | FIFO | Suzhou | [8 empty] | 0 | 0 | 0 | 1 | 0 | 0 | [7 empty] | 1 |  | SUZHOU/MC/SP/PRESSURE TRANSMETER VALVE
IM06327 | Motorized Suction Spares-V-Max-Suction Air Inlet Port-Eb4021-03 | 139011EB402103 |  | A Class |  |  | I-Inventory | FG-Finish Good | R | Spares | Motorized Suction-Spares | Dental Equiment | Main Location | 90330000 |  | FIFO | Suzhou | [5 empty] | .. |  |  | 0 | 0 | 0 | 1 | 0 | 0 | [7 empty] | 1 |  | SUZHOU/MC/SP/SUCTION AIR INLET PORT-EB4021-03
IM06328 | Motorized Suction Spares-V-Max-Suction Hose Drain Pipe 0.8Mm-Ep5391 | 139011EP5391 |  | A Class |  |  | I-Inventory | FG-Finish Good | C | Spares | Motorized Suction-Spares | Dental Equiment | Main Location | 90330000 |  | FIFO | Suzhou | [5 empty] | .. |  |  | 0 | 0 | 0 | 1 | 0 | 0 | [7 empty] | 1 |  | SUZHOU/MC/SP/SUCTION HOSE DRAIN PIPE 0.8MM-EP5391
IM06329 | Motorized Suction Spares-V-Max-Suction Hose Pipe Black 2.4Mm-Ep4401 | 139011EP4401 |  | A Class |  |  | I-Inventory | FG-Finish Good | C | Spares | Motorized Suction-Spares | Dental Equiment | Main Location | 90330000 |  | FIFO | Suzhou | [5 empty] | .. |  |  | 0 | 0 | 0 | 1 | 0 | 0 | [7 empty] | 1 |  | SUZHOU/MC/SP/SUCTION HOSE PIPE BLACK 2.4MM-EP4401
IM06330 | Motorized Suction Spares-V-Max-Suction Hose Pipe Gray 1.5Mm-Ep5381 | 139011EP5381 |  | A Class |  |  | I-Inventory | FG-Finish Good | C | Spares | Motorized Suction-Spares | Dental Equiment | Main Location | 90330000 |  | FIFO | Suzhou | [5 empty] | .. |  |  | 0 | 0 | 0 | 1 | 0 | 0 | [7 empty] | 1 |  | SUZHOU/MC/SP/SUCTION HOSE PIPE GRAY 1.5MM-EP5381
IM06331 | Motorized Suction Spares-V-Max-Suction Joint Tube 0.13Mm-Ep1082 | 139011EP1082 |  | A Class |  |  | I-Inventory | FG-Finish Good | C | Spares | Motorized Suction-Spares | Dental Equiment | Main Location | 90330000 |  | FIFO | Suzhou | [5 empty] | .. |  |  | 0 | 0 | 0 | 1 | 0 | 0 | [7 empty] | 1 |  | SUZHOU/MC/SP/SUCTION JOINT TUBE 0.13MM-EP1082
IM06332 | Motorized Suction Spares-V-Max-Suction Pcb Fuse-Br2101 | 139011BR2101 |  | A Class |  |  | I-Inventory | FG-Finish Good | R | Spares | Motorized Suction-Spares | Dental Equiment | Main Location | 90330000 |  | FIFO | Suzhou | [8 empty] | 0 | 0 | 0 | 1 | 0 | 0 | [7 empty] | 1 |  | SUZHOU/MC/SP/SUCTION PCB FUSE-BR2101
IM06333 | Motorized Suction Spares-V-Max-Suction Pcb Version 2 | 139011PCBVERSION2 |  | A Class |  |  | I-Inventory | FG-Finish Good | R | Spares | Motorized Suction-Spares | Dental Equiment | Main Location | 90330000 |  | FIFO | Suzhou | [8 empty] | 0 | 0 | 0 | 1 | 0 | 0 | [7 empty] | 1 |  | SUZHOU/MC/SP/SUCTION PCB VERSION 2
IM06334 | Motorized Suction Spares-V-Max-Suction Pcb-Bl1401 | 139011BL1401 |  | A Class |  |  | I-Inventory | FG-Finish Good | R | Spares | Motorized Suction-Spares | Dental Equiment | Main Location | 90330000 |  | FIFO | Suzhou | [5 empty] | .. |  |  | 0 | 0 | 0 | 1 | 0 | 0 | [7 empty] | 1 |  | SUZHOU/MC/SP/SUCTION PCB-BL1401
IM06335 | Motorized Suction Spares-V-Max-Suction Power Cord Socket With Fuse Holder | 129011CORDSOCKET |  | A Class |  |  | I-Inventory | FG-Finish Good | C | Spares | Motorized Suction-Spares | Dental Equiment | Main Location | 90330000 |  | FIFO | Suzhou | [5 empty] | .. |  |  | 0 | 0 | 0 | 1 | 0 | 0 | [7 empty] | 1 |  | SUZHOU/MC/SP/SUCTION POWER CORD SOCKET WITH FUSE HOLDER
IM06336 | Motorized Suction Spares-V-Max-Suction Right Angle Interface Joint-El7121 | 139011EL7121 |  | A Class |  |  | I-Inventory | FG-Finish Good | R | Spares | Motorized Suction-Spares | Dental Equiment | Main Location | 90330000 |  | FIFO | Suzhou | [5 empty] | .. |  |  | 0 | 0 | 0 | 1 | 0 | 0 | [7 empty] | 1 |  | SUZHOU/MC/SP/SUCTION RIGHT ANGLE INTERFACE JOINT-EL7121
IM06337 | Motorized Suction Spares-V-Max-Suction Small White Gaskit-Eb4021-22 | 139011EB402122 |  | A Class |  |  | I-Inventory | FG-Finish Good | C | Spares | Motorized Suction-Spares | Dental Equiment | Main Location | 90330000 |  | FIFO | Suzhou | [5 empty] | .. |  |  | 0 | 0 | 0 | 1 | 0 | 0 | [7 empty] | 1 |  | SUZHOU/MC/SP/SUCTION SMALL WHITE GASKIT-EB4021-22
IM06338 | Motorized Suction Spares-V-Max-Suction Straight Interface Joint-El1121 | 139011EL1121 |  | A Class |  |  | I-Inventory | FG-Finish Good | C | Spares | Motorized Suction-Spares | Dental Equiment | Main Location | 90330000 |  | FIFO | Suzhou | [5 empty] | .. |  |  | 0 | 0 | 0 | 1 | 0 | 0 | [7 empty] | 1 |  | SUZHOU/MC/SP/SUCTION STRAIGHT INTERFACE JOINT-EL1121
IM06339 | Motorized Suction Spares-V-Max-Suction Yellow Connecting Rod-Eb4021-07 | 139011EB402107 |  | A Class |  |  | I-Inventory | FG-Finish Good | C | Spares | Motorized Suction-Spares | Dental Equiment | Main Location | 90330000 |  | FIFO | Suzhou | [5 empty] | .. |  |  | 0 | 0 | 0 | 1 | 0 | 0 | [7 empty] | 1 |  | SUZHOU/MC/SP/SUCTION YELLOW CONNECTING ROD-EB4021-07
IM06340 | Motorized Suction Spares-V-Max-Suction Yellow Filter Cap-Eb4021-08 | 139011EB402108 |  | A Class |  |  | I-Inventory | FG-Finish Good | C | Spares | Motorized Suction-Spares | Dental Equiment | Main Location | 90330000 |  | FIFO | Suzhou | [5 empty] | .. |  |  | 0 | 0 | 0 | 1 | 0 | 0 | [7 empty] | 1 |  | SUZHOU/MC/SP/SUCTION YELLOW FILTER CAP-EB4021-08
IM06341 | Motorized Suction Spares-V-Max-Suction Yellow Filter-Eb4021-06 | 139011EB402106 |  | A Class |  |  | I-Inventory | FG-Finish Good | R | Spares | Motorized Suction-Spares | Dental Equiment | Main Location | 90330000 |  | FIFO | Suzhou | [5 empty] | .. |  |  | 0 | 0 | 0 | 1 | 0 | 0 | [7 empty] | 1 |  | SUZHOU/MC/SP/SUCTION YELLOW FILTER-EB4021-06
IM06342 | Motorized Suction Spares-V-Max-Yellow Suction Filter Assembly Cover | 139011ASMBYCOVER |  | A Class |  |  | I-Inventory | FG-Finish Good | C | Spares | Motorized Suction-Spares | Dental Equiment | Main Location | 90330000 |  | FIFO | Suzhou | [8 empty] | 0 | 0 | 0 | 1 | 0 | 0 | [7 empty] | 1 |  | SUZHOU/MS/MC/SP/YELLOW SUCTION FILTER ASSEMBLY COVER
IM06343 | Motorized Suction Spares-V-Max-Selection Valve With Potentiometer J06-0107 | 139011SUCTIONVALVEJ060107 |  | A Class |  |  | I-Inventory | FG-Finish Good | R | Spares | Motorized Suction-Spares | Dental Equiment | Main Location | 90330000 |  | FIFO | Suzhou | [8 empty] | 0 | 0 | 0 | 1 | 0 | 0 | [7 empty] | 1 |  | SUZHOU/MS/SP/SELECTION VALVE WITH POTENTIOMETER J06-0107
IM06344 | Motorized Suction Spares-V-Max- 400 Suction Motor | 139011VMAX400MOTOR |  | A Class |  |  | I-Inventory | FG-Finish Good | R | Spares | Motorized Suction-Spares | Dental Equiment | Main Location | 90330000 |  | FIFO | Suzhou | [8 empty] | 0 | 0 | 0 | 1 | 0 | 0 | [7 empty] | 1 |  | SUZHOU/MS/SP/V-MAX 400 SUCTION MOTOR
IM06345 | Motorized Suction Spares-V-Max- 400 Suction Motor Metal Outer Body | 139011VMAXOUTERBODY |  | A Class |  |  | I-Inventory | TG-Trading Good |  | Spares | Motorized Suction-Spares | Dental Equiment | Main Location | 90330000 |  | FIFO | Suzhou | [8 empty] | 0 | 0 | 0 | 1 | 0 | 0 | [7 empty] | 1 |  | SUZHOU/MS/SP/V-MAX 400 SUCTION MOTOR METAL OUTER BODY
IM06346 | Motorized Suction Spares-V-Max- 400 Suction Motor Overload Switch | 139011VMAXOVERLODSWITCH |  | A Class |  |  | I-Inventory | FG-Finish Good | C | Spares | Motorized Suction-Spares | Dental Equiment | Main Location | 90330000 |  | FIFO | Suzhou | [8 empty] | 0 | 0 | 0 | 1 | 0 | 0 | [7 empty] | 1 |  | SUZHOU/MS/SP/V-MAX 400 SUCTION MOTOR OVERLOAD SWITCH
IM06347 | Motorized Suction Spares-V-Max- 400 Suction Motor Power Shocket | 139011VMAXSOCKET |  | A Class |  |  | I-Inventory | FG-Finish Good | C | Spares | Motorized Suction-Spares | Dental Equiment | Main Location | 90330000 |  | FIFO | Suzhou | [8 empty] | 0 | 0 | 0 | 1 | 0 | 0 | [7 empty] | 1 |  | SUZHOU/MS/SP/V-MAX 400 SUCTION MOTOR POWER SHOCKET
IM06348 | Motorized Suction Spares-V-Max- 400 Suction Power Cable | 139011VMAX400CABLE |  | A Class |  |  | I-Inventory | FG-Finish Good | R | Spares | Motorized Suction-Spares | Dental Equiment | Main Location | 90330000 |  | FIFO | Suzhou | [8 empty] | 0 | 0 | 0 | 1 | 0 | 0 | [7 empty] | 1 |  | SUZHOU/MS/SP/V-MAX 400 SUCTION POWER CABLE
IM06349 | MTA-Dental Avenue-MTA Grey 824 | 207047MTAGREY824 |  | A Class |  |  | I-Inventory | FG-Finish Good | C | Consumables | MTA | Dental Equiment | Main Location | 30064000 |  | FIFO | Dental Avenue | [8 empty] | 0 | 0 | 0 | 1 | 0 | 0 | [7 empty] | 1 |  | DV/MTA/CM/MTA GREY 824
IM06350 | MTA-Dental Avenue-MTAW White 824 | 207047MTAWHITE824 |  | A Class |  |  | I-Inventory | FG-Finish Good | C | Consumables | MTA | Dental Equiment | Main Location | 30064000 |  | FIFO | Dental Avenue | [8 empty] | 0 | 0 | 0 | 1 | 0 | 0 | [7 empty] | 1 |  | DV/MTA/CM/MTA W WHITE 824
IM06351 | Obturation System-Meta Biomed-Full Kit Mod.-Genesys | 183GENESYS |  | A Class |  |  | I-Inventory | FG-Finish Good | R | Equipment | Obturation System | Dental Equiment | Main Location | 90184900 |  | FIFO | Meto Biomed | [8 empty] | 0 | 0 | 0 | 1 | 0 | 0 | [7 empty] | 1 |  | MB/OS/MC/META BIOMED/OBTURATION SYS/FULL KIT MOD.-GENESYS
IM06352 | Obturation System-Accessories-Meta Biomed- Pack Tip/Fm08 | 183TIPFM08 |  | A Class |  |  | I-Inventory | FG-Finish Good | R | Accessories | Obturation System-Accessories | Dental Equiment | Main Location | 90330000 |  | FIFO | Meto Biomed | [8 empty] | 0 | 0 | 0 | 1 | 0 | 0 | [7 empty] | 1 |  | MB/AC/META BIOMED/OBTURATION SYS/ PACK TIP/FM08
IM06353 | Obturation System Spares-Meta Biomed- Handpiece Battery Lid | 183004BATTERYLID |  | A Class |  |  | I-Inventory | FG-Finish Good | R | Spares | Obturation System-Spares | Dental Equiment | Main Location | 90330000 |  | FIFO | Meto Biomed | [8 empty] | 0 | 0 | 0 | 1 | 0 | 0 | [7 empty] | 1 |  | MB/HP/SP/GENESYS META BIOMED HANDPIECE BATTERY LID
IM06354 | Obturation System Spares-Meta Biomed- Handpiece Top Head Cap Size-1 | 183004HANDPIECETOPHEADCAP1 |  | A Class |  |  | I-Inventory | FG-Finish Good | R | Spares | Obturation System-Spares | Dental Equiment | Main Location | 90330000 |  | FIFO | Meto Biomed | [8 empty] | 0 | 0 | 0 | 1 | 0 | 0 | [7 empty] | 1 |  | MB/HP/SP/GENESYS META BIOMED HANDPIECE TOP HEAD CAP SIZE-1
IM06355 | Obturation System Spares-Meta Biomed- Handpiece Top Head Cap Size-2 | 183004HANDPIECETOPHEADCAP2 |  | A Class |  |  | I-Inventory | FG-Finish Good | R | Spares | Obturation System-Spares | Dental Equiment | Main Location | 90330000 |  | FIFO | Meto Biomed | [8 empty] | 0 | 0 | 0 | 1 | 0 | 0 | [7 empty] | 1 |  | MB/HP/SP/GENESYS META BIOMED HANDPIECE TOP HEAD CAP SIZE-2
IM06356 | Obturation System Spares-Meta Biomed- Handpiece Screw | 183004HANDPIECESCREW |  | A Class |  |  | I-Inventory | FG-Finish Good | R | Spares | Obturation System-Spares | Dental Equiment | Main Location | 90330000 |  | FIFO | Meto Biomed | [8 empty] | 0 | 0 | 0 | 1 | 0 | 0 | [7 empty] | 1 |  | MB/HP/SPGENESYS/META BIOMED HANDPIECE SCREW
IM06357 | Obturation System Spares-Meta Biomed-Charging Stand | 183065GENESYSCHARGINGSTAND |  | A Class |  |  | I-Inventory | FG-Finish Good | C | Spares | Obturation System-Spares | Dental Equiment | Main Location | 90330000 |  | FIFO | Meto Biomed | [8 empty] | 0 | 0 | 0 | 1 | 0 | 0 | [7 empty] | 1 |  | MB/OS/SP/GENESYS META BIOMED CHARGING STAND
IM06358 | Obturation System Spares-Meta Biomed-Eq.V Cleaning And Tool Kit | 183065GENESYSCLEANINGTOOLKIT |  | A Class |  |  | I-Inventory | FG-Finish Good | C | Spares | Obturation System-Spares | Dental Equiment | Main Location | 90330000 |  | FIFO | Meto Biomed | [8 empty] | 0 | 0 | 0 | 1 | 0 | 0 | [7 empty] | 1 |  | MB/OS/SP/GENESYS META BIOMED EQ.V CLEANING AND TOOL KIT
IM06359 | Obturation System Spares-Meta Biomed-GS005 Genesys Twin Chrger | 183065GENESYSTWINCHARGER |  | A Class |  |  | I-Inventory | FG-Finish Good | R | Spares | Obturation System-Spares | Dental Equiment | Main Location | 90330000 |  | FIFO | Meto Biomed | [8 empty] | 0 | 0 | 0 | 1 | 0 | 0 | [7 empty] | 1 |  | MB/OS/SP/GENESYS META BIOMED GS005 GENESYS TWIN CHRGER
IM06360 | Obturation System Spares-Meta Biomed-GS100 Genesys Gp Bar | 183065GENESYSGPBAR |  | A Class |  |  | I-Inventory | FG-Finish Good | C | Spares | Obturation System-Spares | Dental Equiment | Main Location | 90330000 |  | FIFO | Meto Biomed | [8 empty] | 0 | 0 | 0 | 1 | 0 | 0 | [7 empty] | 1 |  | MB/OS/SP/GENESYS META BIOMED GS100 GENESYS GP BAR
IM06361 | Obturation System Spares-Meta Biomed-Silicone Cover -2EA | 183065GENESYSSLICONECOVER |  | A Class |  |  | I-Inventory | FG-Finish Good | C | Spares | Obturation System-Spares | Dental Equiment | Main Location | 90330000 |  | FIFO | Meto Biomed | [8 empty] | 0 | 0 | 0 | 1 | 0 | 0 | [7 empty] | 1 |  | MB/OS/SP/GENESYS META BIOMED SILICONE COVER -2EA
IM06362 | Obturation System Spares-Meta Biomed-Handpiece Battery Cover | 183065GENESYSBATTERCOVER |  | A Class |  |  | I-Inventory | FG-Finish Good | R | Spares | Obturation System-Spares | Dental Equiment | Main Location | 90330000 |  | FIFO | Meto Biomed | [8 empty] | 0 | 0 | 0 | 1 | 0 | 0 | [7 empty] | 1 |  | MBOS//SP/GENESYS META BIOMED HANDPIECE BATTERY COVER
IM06363 | Oil Bottle - Chang Ming Handpiece Lubrication Spray- Hi Clean Spray | 213047HPSPRAY |  | A Class |  |  | I-Inventory | FG-Finish Good | C | Consumables | Oil Bottle | Dental Equiment | Main Location | 34039900 |  | FIFO | Chang Ming | [8 empty] | 0 | 0 | 0 | 1 | 0 | 0 | [7 empty] | 1 |  | Oil Bottle - Chang Ming Handpiece Lubrication Spray- HI Clean Spray
IM06364 | OPG-Genoray Medical Diagnostic System-Papaya Without Accessories | 122021PAPAYAWOACCESSORIES |  | A Class |  |  | I-Inventory | TG-Trading Good |  | Equipment | OPG | Radiogoloy Product | Main Location | 90184900 |  | FIFO | Genoray | [8 empty] | 0 | 0 | 0 | 1 | 0 | 0 | [7 empty] | 1 |  | GE/OPG/MC/GENEROY/DENTAL IMAGING SYSTEM PAPAYA WITH OUT ACCESSORIES
IM06365 | OPG-Genoray Medical Diagnostic System-Papaya | 122021PAPAYADIAG |  | A Class |  |  | I-Inventory | FG-Finish Good | R | Equipment | OPG | Radiogoloy Product | Main Location | 90229090 |  | FIFO | Genoray | [8 empty] | 0 | 0 | 0 | 1 | 0 | 0 | [7 empty] | 1 |  | GE/OPG/MC/GENEROY/MED. DIAGNOSTIC/PAPAYA
IM06366 | OPG-Genoray Medical Diagnostic System-Papaya Plus | 122021PAPAYAPLUS |  | A Class |  |  | I-Inventory | FG-Finish Good | R | Equipment | OPG | Radiogoloy Product | Main Location | 90229090 |  | FIFO | Genoray | [5 empty] | Exposure Programs **** Standard Panoramic * Orthogonal * Bitewing * Bitewing Right * Bitewing Left * Child Orthogonal * TMJ Lateral * TMJ Lateral Double * Segmentation * TMJ PA * TMJ PA Double * TMJ Lat. PA *TMJ Lat. PA Double * Sinus Lateral * Sinus Lateral Mid, Sinus PA * Child, Female, Male and Athlete Ceph Arm Exposure Programs **** Lateral Ceph, Skull PA, Skull AP, Water view, SMV Sub mento vertex, Hand x-ray **** CUST Feature specification * Scout Image :Exposure Time 5 sec, Exposure Values 66-76 kV/6-10 mA Projection Image: No. of Projection images: 10 Scan Time: 1min 20sec Exposure Time 3 sec / projection, 30 sec totally Exposure Values 66-85 kV/6-10 mA Reconstruction (Cross-sectional) image Field of View: 50x50x103mm/256x256x530 voxels, Voxel Size 0.195mm, Measurement Error less than 1 mm * Reconstruction Time less than 1 min |  |  | 0 | 0 | 0 | 1 | 0 | 0 | [7 empty] | 1 |  | GE/OPG/MC/GENEROY/MED. DIAGNOSTIC/PAPAYA PLUS
IM06367 | OPG-Genoray Medical Diagnostic System-Papaya Premium Plus | 122021PAPAYAPREMIUMPLUS |  | A Class |  |  | I-Inventory | FG-Finish Good | R | Equipment | OPG | Radiogoloy Product | Main Location | 90221300 |  | FIFO | Genoray | [8 empty] | 0 | 0 | 0 | 1 | 0 | 0 | [7 empty] | 1 |  | GE/OPG/MC/GENEROY/MED. DIAGNOSTIC/PAPAYA PREMIUM PLUS
IM06368 | OPG-Genoray Medical Diagnostic System-CBCT-Papaya 3D Plus | 122021PAPAYA3DPLUS |  | A Class |  |  | I-Inventory | FG-Finish Good | R | Equipment | OPG | Radiogoloy Product | Main Location | 90229090 |  | FIFO | Genoray | [5 empty] | HIGH RESOLUTION COMPUTED TOMOGRAPHY TECHNOLOGY* 3-IN-1 SOLUTION, USER CAN EASILY SWICTH BETWEEN 3D AND PANO and CEPH FOR BEST RESULT* FULL ARCH FIELD OF VIEW 140x160 MM * 3 SEPERTE DEDICATED SENSORS FOR PANO CBCT AND CBCT COMPACT DESIGN * INTUITIVE NAVIGATION IN THE 3D VOLUME * CROSS SECTIONAL VIEWS FOR ACCURATE DIAGNOSIS * VOXEL 75 -200 MICRON. * INDIPENDENT STANDING MACHINE, NO DRILLING REQUIRED, EASY TO MOVE * 7.7 SEC FAST SCAN FOR 3D IMAGE * DEDICATED SENSOR FOR EACH MODE * SAFETY, STABILITY AND DURABILITY * AUTOMATED SENSOR SWITICHING FOR EACH SCANNING MODE.* ALL AXIS MOTORIZED UNIT. * 19 MULTI-FOV SELECTION FROM 40x50 mm TO FOV 160x140 mm. * TMJ SCAN WITH SIMULTANIUSLY SCANNING OF BOTH TMJ * WEIGHT 160 kg. * DIMENSION 1832 x 1130 x 2383 mm. |  |  | 0 | 0 | 0 | 1 | 0 | 0 | [7 empty] | 1 |  | GE/OPG/MC/GENORAY/MED. DIAGNOSTIC/CBCT/PAPAYA 3D PLUS
IM06369 | OPG-Genoray Medical Diagnostic System-CBCT-Papaya 3D Premium Plus | 1220213DPREMIUMPLUS |  | A Class |  |  | I-Inventory | FG-Finish Good | R | Equipment | OPG | Radiogoloy Product | Main Location | 90221200 |  | FIFO | Genoray | [8 empty] | 0 | 0 | 0 | 1 | 0 | 0 | [7 empty] | 1 |  | GE/OPG/MC/GENORAY/MED. DIAGNOSTIC/CBCT/PAPAYA 3D PREMIUM PLUS
IM06370 | OPG-Genoray Medical Diagnostic System-CBCT Papaya 3D Without CEPH | 1220213DCBCTWOCEPH |  | A Class |  |  | I-Inventory | FG-Finish Good | R | Equipment | OPG | Radiogoloy Product | Main Location | 90221200 |  | FIFO | Genoray | [8 empty] | 0 | 0 | 0 | 1 | 0 | 0 | [7 empty] | 1 |  | GE/OPG/MC/GENORAYMED DIAG/CBCT/PAPAYA3D W/O CEPH
IM06371 | OPG-Genoray Medical Diagnostic System-CBCT-Papaya 3D | 122021PAPAYA3D |  | A Class |  |  | I-Inventory | FG-Finish Good | R | Equipment | OPG | Radiogoloy Product | Main Location | 90229090 |  | FIFO | Genoray | [5 empty] | Papaya 3D CBCT ( Genoray) HIGH RESOLUTION COMPUTED TOMOGRAPHY TECHNOLOGY 2-IN-1 SOLUTION, USER CAN EASILY SWICTH BETWEEN 3D AND PANO FOR BEST RESULT FULL ARCH FIELD OF VIEW 160x140 MM INTUITIVE NAVIGATION IN THE 3D VOLUME CROSS SECTIONAL VIEWS FOR ACCURATE DIAGNOSIS VOXEL 75 -400 MICRON 7.7 SEC FAST SCAN FOR 3D IMAGE DEDICATED SENSOR FOR EACH MODE SAFETY, STABILITY and DURABILITY AUTOMATED SENSOR SWITICHING FOR EACH SCANNING MODE. ALL AXIS MOTORIZED UNIT. MULTI-FOV SELECTION 19 Different FOV 35x50 mm to 160x140 mm. Dimension 1132 X 1246 X2383 mm ( LxWxH) A.Basic programs Panaromic Standard Panoramic Program Child Program Double Lateral TMJ Program Double PA TMJ Program PA-Rotational Sinus Program B.Horizontal and Vertical Segmenting C.Advanced Programs Panaromic Orthogonal Panoramic Program Bitewing Panoramic Program Double Lateral-PA TMJ Program Lateral Sinus Program, Left/Right 3D Program options Endo, Teeth, Jaw, Face |  |  | 0 | 0 | 0 | 1 | 0 | 0 | [7 empty] | 1 |  | GE/OPG/MC/GENORAYMED DIAGNOSTIC/CBCT/PAPAYA3D
IM06372 | Dental OPG- Fona Diagnostic XPAN DG | 128025XPANDGOPG |  | A Class |  |  | I-Inventory | FG-Finish Good | R | Equipment | OPG | Radiogoloy Product | Main Location | 90229090 |  | FIFO | Fona | [8 empty] | 0 | 0 | 0 | 1 | 0 | 0 | [7 empty] | 1 |  | FN/OPG/MC/MEDICAL FONA DIAGNOSTIC OPG XPAN DG
IM06373 | OPG- Genoray HP Computer System i7 CPU | 122056OPGI7CPU |  | A Class |  |  | I-Inventory | FG-Finish Good | R | Accessories | OPG-Accessories | Radiogoloy Product | Main Location | 84713010 |  | FIFO | Genoray | [8 empty] | 0 | 0 | 0 | 1 | 0 | 0 | [7 empty] | 1 |  | GE/OPG/AC/GENORAY/HP COMPUTER SYSTEM i7 CPU
IM06374 | OPG-Genoray Medical Diagnostic System-Papaya-Accessories Only | 122021PAPAYAACCESSORIESONLY |  | A Class |  |  | I-Inventory | FG-Finish Good | R | Accessories | OPG-Accessories | Radiogoloy Product | Main Location | 90184900 |  | FIFO | Genoray | [8 empty] | 0 | 0 | 0 | 1 | 0 | 0 | [7 empty] | 1 |  | GE/OPG/MC/GENEROY/DENTAL IMAGING SYSTEM PAPAYA - ACCESSORIES ONLY
IM06375 | OPG-Genoray Medical Diagnostic System-Papaya Plus CEPH Only | 122021PAPAYACEPH |  | A Class |  |  | I-Inventory | FG-Finish Good | R | Accessories | OPG-Accessories | Radiogoloy Product | Main Location | 90229090 |  | FIFO | Genoray | [8 empty] | 0 | 0 | 0 | 1 | 0 | 0 | [7 empty] | 1 |  | GE/OPG/MC/GENORAY/MED. DIAGNOSTIC/PAPAYA PLUS CEPH ONLY
IM06376 | OPG-Genoray Medical Diagnostic System-CBCT Papaya 3D CEPH Only | 1220213DCBCBCTCEPH |  | A Class |  |  | I-Inventory | FG-Finish Good | R | Accessories | OPG-Accessories | Radiogoloy Product | Main Location | 90221200 |  | FIFO | Genoray | [8 empty] | 0 | 0 | 0 | 1 | 0 | 0 | [7 empty] | 1 |  | GE/OPG/MC/GENORAYMED DIAG/CBCT/PAPAYA3D CEPH ONLY
IM06377 | OPG Spares-Local-Dental Imaging Sheets For Opg | 148052IMAGINGSHEET |  | A Class |  |  | I-Inventory | FG-Finish Good | R | Accessories | OPG-Accessories | Radiogoloy Product | Main Location | 90229090 |  | FIFO | Indian Product | [8 empty] | 0 | 0 | 0 | 1 | 0 | 0 | [7 empty] | 1 |  | IN/AC/DENTAL IMAGING SHEETS FOR OPG
IM06378 | OPG Spares-Genoray- Papaya 2D And 3D Board Control Chinrest Jp01B033 | 1220212D3DP01B033 |  | A Class |  |  | I-Inventory | FG-Finish Good | R | Spares | OPG-Spares | Radiogoloy Product | Main Location | 90330000 |  | FIFO | Genoray | [8 empty] | 0 | 0 | 0 | 1 | 0 | 0 | [7 empty] | 1 |  | GE/CBCT PAPAYA 2D AND 3D BOARD CONTROL CHINREST JP01B033
IM06379 | OPG Spares-Genoray- Papaya 2D And 3D Encoder Rotary Cg12A002 | 1220212D3DCG12A002 |  | A Class |  |  | I-Inventory | FG-Finish Good | R | Spares | OPG-Spares | Radiogoloy Product | Main Location | 90330000 |  | FIFO | Genoray | [8 empty] | 0 | 0 | 0 | 1 | 0 | 0 | [7 empty] | 1 |  | GE/CBCT PAPAYA 2D AND 3D ENCODER ROTARY CG12A002
IM06380 | OPG Spares-Genoray- Papaya 2D And 3D Switch Emergency Cg04K005 | 1220212D3DCG04K005 |  | A Class |  |  | I-Inventory | FG-Finish Good | R | Spares | OPG-Spares | Radiogoloy Product | Main Location | 90330000 |  | FIFO | Genoray | [8 empty] | 0 | 0 | 0 | 1 | 0 | 0 | [7 empty] | 1 |  | GE/CBCT PAPAYA 2D AND 3D SWITCH EMERGENCY CG04K005
IM06381 | OPG Spares-Genoray- Papaya Slim Board Driver Collimator Jp01C019 | 122021SLIMJP01C019 |  | A Class |  |  | I-Inventory | FG-Finish Good | R | Spares | OPG-Spares | Radiogoloy Product | Main Location | 90330000 |  | FIFO | Genoray | [8 empty] | 0 | 0 | 0 | 1 | 0 | 0 | [7 empty] | 1 |  | GE/CBCT PAPAYA SLIM BOARD DRIVER COLLIMATOR JP01C019
IM06382 | OPG Spares-Genoray- Papaya Slim Board Interface Led Board Jp01D019A | 122021SLIMJP01D019A |  | A Class |  |  | I-Inventory | FG-Finish Good | R | Spares | OPG-Spares | Radiogoloy Product | Main Location | 90330000 |  | FIFO | Genoray | [5 empty] | . |  |  | 0 | 0 | 0 | 1 | 0 | 0 | [7 empty] | 1 |  | GE/CBCT PAPAYA SLIM BOARD INTERFACE LED BOARD JP01D019A
IM06383 | OPG Spares-Genoray- Papaya Slim Fm03D001 Collimater-(Mp02A219A-Block Collimater Base) | 122021SLIMFM03D001 |  | A Class |  |  | I-Inventory | FG-Finish Good | R | Spares | OPG-Spares | Radiogoloy Product | Main Location | 90330000 |  | FIFO | Genoray | [5 empty] | . |  |  | 0 | 0 | 0 | 1 | 0 | 0 | [7 empty] | 1 |  | GE/CBCT PAPAYA SLIM FM03D001 COLLIMATER-(MP02A219A-BLOCK COLLIMATER BASE)
IM06384 | OPG Spares-Genoray- Papaya Slim Motor Stepping 16Hs Cg01C005 | 122021SLIMCG01C005 |  | A Class |  |  | I-Inventory | FG-Finish Good | R | Spares | OPG-Spares | Radiogoloy Product | Main Location | 90330000 |  | FIFO | Genoray | [5 empty] | . |  |  | 0 | 0 | 0 | 1 | 0 | 0 | [7 empty] | 1 |  | GE/CBCT PAPAYA SLIM MOTOR STEPPING 16HS CG01C005
IM06385 | OPG Spares-Genoray- Papaya Slim Motor Stepping 17Hd 6005-03N-Cg01C003 | 122021PAPAYASLIMCG01C003 |  | A Class |  |  | I-Inventory | FG-Finish Good | R | Spares | OPG-Spares | Radiogoloy Product | Main Location | 90330000 |  | FIFO | Genoray | [5 empty] | . |  |  | 0 | 0 | 0 | 1 | 0 | 0 | [7 empty] | 1 |  | GE/CBCT PAPAYA SLIM MOTOR STEPPING 17HD 6005-03N-CG01C003
IM06386 | OPG Spares-Genoray- Papaya Slim Motor Stepping 23Hs Cg01C004 | 122021SLIMCG01C004 |  | A Class |  |  | I-Inventory | FG-Finish Good | R | Spares | OPG-Spares | Radiogoloy Product | Main Location | 90330000 |  | FIFO | Genoray | [5 empty] | . |  |  | 0 | 0 | 0 | 1 | 0 | 0 | [7 empty] | 1 |  | GE/CBCT PAPAYA SLIM MOTOR STEPPING 23HS CG01C004
IM06387 | OPG Spares-Genoray-Papaya 2D And 3D Bite Mp07C058 | 1220213DMP07C058 |  | A Class |  |  | I-Inventory | FG-Finish Good | R | Spares | OPG-Spares | Radiogoloy Product | Main Location | 90330000 |  | FIFO | Genoray | [5 empty] | . |  |  | 0 | 0 | 0 | 1 | 0 | 0 | [7 empty] | 1 |  | GE/CBCT/PAPAYA 2D AND 3D BITE MP07C058
IM06388 | OPG Spares-Genoray-Papaya 2D And 3D Board Control Sencond Colimator Jp01B035 | 1220213DJP01B035 |  | A Class |  |  | I-Inventory | FG-Finish Good | R | Spares | OPG-Spares | Radiogoloy Product | Main Location | 90330000 |  | FIFO | Genoray | [5 empty] | . |  |  | 0 | 0 | 0 | 1 | 0 | 0 | [7 empty] | 1 |  | GE/CBCT/PAPAYA 2D AND 3D BOARD CONTROL SENCOND COLIMATOR JP01B035
IM06389 | OPG Spares-Genoray-Papaya 2D And 3D Chinrest Handle Mp07C053A | 1220212D3DMP07C053A |  | A Class |  |  | I-Inventory | FG-Finish Good | R | Spares | OPG-Spares | Radiogoloy Product | Main Location | 90330000 |  | FIFO | Genoray | [8 empty] | 0 | 0 | 0 | 1 | 0 | 0 | [7 empty] | 1 |  | GE/CBCT/PAPAYA 2D AND 3D CHINREST HANDLE MP07C053A
IM06390 | OPG Spares-Genoray-Papaya 2D And 3D Chinrest Mp07C054 | 1220212D3DMP07C054 |  | A Class |  |  | I-Inventory | FG-Finish Good | R | Spares | OPG-Spares | Radiogoloy Product | Main Location | 90330000 |  | FIFO | Genoray | [5 empty] | . |  |  | 0 | 0 | 0 | 1 | 0 | 0 | [7 empty] | 1 |  | GE/CBCT/PAPAYA 2D AND 3D CHINREST MP07C054
IM06391 | OPG Spares-Genoray-Papaya 2D And 3D Drive Board | 1220212D3DSDRIVEBOARD |  | A Class |  |  | I-Inventory | FG-Finish Good | R | Spares | OPG-Spares | Radiogoloy Product | Main Location | 90330000 |  | FIFO | Genoray | [5 empty] | . |  |  | 0 | 0 | 0 | 1 | 0 | 0 | [7 empty] | 1 |  | GE/CBCT/PAPAYA 2D AND 3D DRIVE BOARD
IM06392 | OPG Spares-Genoray-Papaya 2D And 3D Drive Board Fm02D009 Version 2 | 1220222D3DPCBFM02D009V2 |  | A Class |  |  | I-Inventory | FG-Finish Good | R | Spares | OPG-Spares | Radiogoloy Product | Main Location | 90330000 |  | FIFO | Genoray | [8 empty] | 0 | 0 | 0 | 1 | 0 | 0 | [7 empty] | 1 |  | GE/CBCT/PAPAYA 2D AND 3D DRIVE BOARD FM02D009 VERSION 2
IM06393 | OPG Spares-Genoray-Papaya 2D And 3D Hube | 1220212D3DHUBE |  | A Class |  |  | I-Inventory | FG-Finish Good | R | Spares | OPG-Spares | Radiogoloy Product | Main Location | 90330000 |  | FIFO | Genoray | [5 empty] | . |  |  | 0 | 0 | 0 | 1 | 0 | 0 | [7 empty] | 1 |  | GE/CBCT/PAPAYA 2D AND 3D HUBE
IM06394 | OPG Spares-Genoray-Papaya 2D And 3D Plus Chincup Support Mp07C060 | 1220212D3DPLUSMP07C060 |  | A Class |  |  | I-Inventory | FG-Finish Good | R | Spares | OPG-Spares | Radiogoloy Product | Main Location | 90330000 |  | FIFO | Genoray | [5 empty] | . |  |  | 0 | 0 | 0 | 1 | 0 | 0 | [7 empty] | 1 |  | GE/CBCT/PAPAYA 2D AND 3D PLUS CHINCUP SUPPORT MP07C060
IM06395 | OPG Spares-Genoray-Papaya 2D And 3D Slim Belt Timing 110 Mxl W6.4 Mg12C002 | 1220212D3DMG12C002 |  | A Class |  |  | I-Inventory | FG-Finish Good | R | Spares | OPG-Spares | Radiogoloy Product | Main Location | 90330000 |  | FIFO | Genoray | [5 empty] | . |  |  | 0 | 0 | 0 | 1 | 0 | 0 | [7 empty] | 1 |  | GE/CBCT/PAPAYA 2D AND 3D SLIM BELT TIMING 110 MXL W6.4 MG12C002
IM06396 | OPG Spares-Genoray-Papaya 2D And 3D Support Pc Mp07C060 | 1220212D3DMP07C060 |  | A Class |  |  | I-Inventory | FG-Finish Good | R | Spares | OPG-Spares | Radiogoloy Product | Main Location | 90330000 |  | FIFO | Genoray | [5 empty] | . |  |  | 0 | 0 | 0 | 1 | 0 | 0 | [7 empty] | 1 |  | GE/CBCT/PAPAYA 2D AND 3D SUPPORT PC MP07C060
IM06397 | OPG Spares-Genoray-Papaya 2D And 3D Support Tmj Mp07C059 | 1220212D3DMP07C059 |  | A Class |  |  | I-Inventory | FG-Finish Good | R | Spares | OPG-Spares | Radiogoloy Product | Main Location | 90330000 |  | FIFO | Genoray | [5 empty] | . |  |  | 0 | 0 | 0 | 1 | 0 | 0 | [7 empty] | 1 |  | GE/CBCT/PAPAYA 2D AND 3D SUPPORT TMJ MP07C059
IM06398 | OPG Spares-Genoray-Papaya 2D Board Interface Hanger Jp01D020A | 1220212DJP01D020AV |  | A Class |  |  | I-Inventory | FG-Finish Good | R | Spares | OPG-Spares | Radiogoloy Product | Main Location | 90330000 |  | FIFO | Genoray | [5 empty] | ...... |  |  | 0 | 0 | 0 | 1 | 0 | 0 | [7 empty] | 1 |  | GE/CBCT/PAPAYA 2D BOARD INTERFACE HANGER JP01D020A
IM06399 | OPG Spares-Genoray-Papaya 2D Board Motor Stepping 23Hs 2603-06 Cg01C004 | 1220212DCG01C004 |  | A Class |  |  | I-Inventory | FG-Finish Good | R | Spares | OPG-Spares | Radiogoloy Product | Main Location | 90330000 |  | FIFO | Genoray | [5 empty] | . |  |  | 0 | 0 | 0 | 1 | 0 | 0 | [7 empty] | 1 |  | GE/CBCT/PAPAYA 2D BOARD MOTOR STEPPING 23HS 2603-06 CG01C004
IM06400 | OPG Spares-Genoray-Papaya 2D Plus And 2D Lift Tlg10-23700000-Cg06A002 | 1220212DPLUSCG06A002 |  | A Class |  |  | I-Inventory | FG-Finish Good | R | Spares | OPG-Spares | Radiogoloy Product | Main Location | 90330000 |  | FIFO | Genoray | [8 empty] | 0 | 0 | 0 | 1 | 0 | 0 | [7 empty] | 1 |  | GE/CBCT/PAPAYA 2D PLUS AND 2D LIFT TLG10-23700000-CG06A002
IM06401 | OPG Spares-Genoray-Papaya 2D Slim Belt Timing 212 Mxl W3.2 Mg12C004 | 1220212DMG12C004 |  | A Class |  |  | I-Inventory | FG-Finish Good | R | Spares | OPG-Spares | Radiogoloy Product | Main Location | 90330000 |  | FIFO | Genoray | [8 empty] | 0 | 0 | 0 | 1 | 0 | 0 | [7 empty] | 1 |  | GE/CBCT/PAPAYA 2D SLIM BELT TIMING 212 MXL W3.2 MG12C004
IM06402 | OPG Spares-Genoray-Papaya 3D Board Power Tank J01A014 | 1220213DJ01A014 |  | A Class |  |  | I-Inventory | FG-Finish Good | R | Spares | OPG-Spares | Radiogoloy Product | Main Location | 90330000 |  | FIFO | Genoray | [5 empty] | . |  |  | 0 | 0 | 0 | 1 | 0 | 0 | [7 empty] | 1 |  | GE/CBCT/PAPAYA 3D BOARD POWER TANK J01A014
IM06403 | OPG Spares-Genoray-Papaya 3D Board Switch Emergency Holder K16 G04N001 | 1220213DG04N001 |  | A Class |  |  | I-Inventory | FG-Finish Good | R | Spares | OPG-Spares | Radiogoloy Product | Main Location | 90330000 |  | FIFO | Genoray | [5 empty] | . |  |  | 0 | 0 | 0 | 1 | 0 | 0 | [7 empty] | 1 |  | GE/CBCT/PAPAYA 3D BOARD SWITCH EMERGENCY HOLDER K16 G04N001
IM06404 | OPG Spares-Genoray-Papaya 3D Harness Assy Tube Cable Jp02A176A | 122021TUBECABLEJP02A176A |  | A Class |  |  | I-Inventory | FG-Finish Good | R | Spares | OPG-Spares | Radiogoloy Product | Main Location | 90330000 |  | FIFO | Genoray | [8 empty] | 0 | 0 | 0 | 1 | 0 | 0 | [7 empty] | 1 |  | GE/CBCT/PAPAYA 3D HARNESS ASSY TUBE CABLE JP02A176A
IM06405 | OPG Spares-Genoray-Papaya 3D Harness Assy Tube Cable-Jp02A060 | 122021TUBECABLEJP02A060 |  | A Class |  |  | I-Inventory | FG-Finish Good | R | Spares | OPG-Spares | Radiogoloy Product | Main Location | 90330000 |  | FIFO | Genoray | [8 empty] | 0 | 0 | 0 | 1 | 0 | 0 | [7 empty] | 1 |  | GE/CBCT/PAPAYA 3D HARNESS ASSY TUBE CABLE-JP02A060
IM06406 | OPG Spares-Genoray-Papaya 3D Lifter Column Tlg10 Cg06A002New | 1220213DCG06A002NEW |  | A Class |  |  | I-Inventory | FG-Finish Good | R | Spares | OPG-Spares | Radiogoloy Product | Main Location | 90330000 |  | FIFO | Genoray | [5 empty] | . |  |  | 0 | 0 | 0 | 1 | 0 | 0 | [7 empty] | 1 |  | GE/CBCT/PAPAYA 3D LIFTER COLUMN TLG10 CG06A002NEW
IM06407 | OPG Spares-Genoray-Papaya 3D Plus Board Interface Led Board Jp01D019A | 1220213DPLUSJP01D019A |  | A Class |  |  | I-Inventory | FG-Finish Good | R | Spares | OPG-Spares | Radiogoloy Product | Main Location | 90330000 |  | FIFO | Genoray | [5 empty] | . |  |  | 0 | 0 | 0 | 1 | 0 | 0 | [7 empty] | 1 |  | GE/CBCT/PAPAYA 3D PLUS BOARD INTERFACE LED BOARD JP01D019A
IM06408 | OPG Spares-Genoray-Papaya 3D Plus Board Motor Stepping 16Hs 2603-06 Cg01C008 | 1220213DPLUSCG01C008 |  | A Class |  |  | I-Inventory | FG-Finish Good | R | Spares | OPG-Spares | Radiogoloy Product | Main Location | 90330000 |  | FIFO | Genoray | [5 empty] | .. |  |  | 0 | 0 | 0 | 1 | 0 | 0 | [7 empty] | 1 |  | GE/CBCT/PAPAYA 3D PLUS BOARD MOTOR STEPPING 16HS 2603-06 CG01C008
IM06409 | OPG Spares-Genoray-Papaya 3D Plus Board Vontrol Chinrest Jp01B004A | 1220213DPLUSJP01B004A |  | A Class |  |  | I-Inventory | FG-Finish Good | R | Spares | OPG-Spares | Radiogoloy Product | Main Location | 90330000 |  | FIFO | Genoray | [8 empty] | 0 | 0 | 0 | 1 | 0 | 0 | [7 empty] | 1 |  | GE/CBCT/PAPAYA 3D PLUS BOARD VONTROL CHINREST JP01B004A
IM06410 | OPG Spares-Genoray-Papaya 3D Plus Gmt 012 Fm02A012 Toshiba Tube | 1220213DPLUSFM02A012 |  | A Class |  |  | I-Inventory | FG-Finish Good | R | Spares | OPG-Spares | Radiogoloy Product | Main Location | 90330000 |  | FIFO | Genoray | [5 empty] | . |  |  | 0 | 0 | 0 | 1 | 0 | 0 | [7 empty] | 1 |  | GE/CBCT/PAPAYA 3D PLUS GMT 012 FM02A012 TOSHIBA TUBE
IM06411 | OPG Spares-Genoray-Papaya 3D Plus Gmt Toshiba Tube Head F02A022 Version 2 | 1220223DPLUSTUBEHEADF02A022V2 |  | A Class |  |  | I-Inventory | FG-Finish Good | R | Spares | OPG-Spares | Radiogoloy Product | Main Location | 90330000 |  | FIFO | Genoray | [8 empty] | 0 | 0 | 0 | 1 | 0 | 0 | [7 empty] | 1 |  | GE/CBCT/PAPAYA 3D PLUS GMT TOSHIBA TUBE HEAD F02A022 VERSION 2
IM06412 | OPG Spares-Genoray-Papaya 3D Slim Belt Timing 220 S2M W7-Mg12C022 | 122021SLIMBELT220MG12C022 |  | A Class |  |  | I-Inventory | FG-Finish Good | R | Spares | OPG-Spares | Radiogoloy Product | Main Location | 90330000 |  | FIFO | Genoray | [8 empty] | 0 | 0 | 0 | 1 | 0 | 0 | [7 empty] | 1 |  | GE/CBCT/PAPAYA 3D SLIM BELT TIMING 220 S2M W7-MG12C022
IM06413 | OPG Spares-Genoray-Papaya 3D Slim Belt Timing 226 S2M W7-Mg12C026 | 122021SLIMBELT226MG12C026 |  | A Class |  |  | I-Inventory | FG-Finish Good | R | Spares | OPG-Spares | Radiogoloy Product | Main Location | 90330000 |  | FIFO | Genoray | [8 empty] | 0 | 0 | 0 | 1 | 0 | 0 | [7 empty] | 1 |  | GE/CBCT/PAPAYA 3D SLIM BELT TIMING 226 S2M W7-MG12C026
IM06414 | OPG Spares-Genoray-Papaya 3D Slim Belt Timing 236 Mxl W3.2 Mg12C003 | 1220213DMG12C003 |  | A Class |  |  | I-Inventory | FG-Finish Good | R | Spares | OPG-Spares | Radiogoloy Product | Main Location | 90330000 |  | FIFO | Genoray | [5 empty] | . |  |  | 0 | 0 | 0 | 1 | 0 | 0 | [7 empty] | 1 |  | GE/CBCT/PAPAYA 3D SLIM BELT TIMING 236 MXL W3.2 MG12C003
IM06415 | OPG Spares-Genoray-Papaya 3D Slim Belt Timing 236 Mxl W9 Mg12C001 | 1220213DMG12C001 |  | A Class |  |  | I-Inventory | FG-Finish Good | R | Spares | OPG-Spares | Radiogoloy Product | Main Location | 90330000 |  | FIFO | Genoray | [5 empty] | . |  |  | 0 | 0 | 0 | 1 | 0 | 0 | [7 empty] | 1 |  | GE/CBCT/PAPAYA 3D SLIM BELT TIMING 236 MXL W9 MG12C001
IM06416 | OPG Spares-Genoray-Papaya 3D Slim Belt Timing 474 S2M W10-Mg12C023 | 122021SLIMBELT474MG12C023 |  | A Class |  |  | I-Inventory | FG-Finish Good | R | Spares | OPG-Spares | Radiogoloy Product | Main Location | 90330000 |  | FIFO | Genoray | [8 empty] | 0 | 0 | 0 | 1 | 0 | 0 | [7 empty] | 1 |  | GE/CBCT/PAPAYA 3D SLIM BELT TIMING 474 S2M W10-MG12C023
IM06417 | OPG Spares-Genoray-Papaya 3D Slim Belt Timing 476 S2M W4-Mg12C024 | 122021SLIMBELT476MG12C024 |  | A Class |  |  | I-Inventory | FG-Finish Good | R | Spares | OPG-Spares | Radiogoloy Product | Main Location | 90330000 |  | FIFO | Genoray | [8 empty] | 0 | 0 | 0 | 1 | 0 | 0 | [7 empty] | 1 |  | GE/CBCT/PAPAYA 3D SLIM BELT TIMING 476 S2M W4-MG12C024
IM06418 | OPG Spares-Genoray-Papaya 3D Slim Belt Timing 486 S2M W10-Mg12C025 | 122021SLIMBELT486MG12C025 |  | A Class |  |  | I-Inventory | FG-Finish Good | R | Spares | OPG-Spares | Radiogoloy Product | Main Location | 90330000 |  | FIFO | Genoray | [8 empty] | 0 | 0 | 0 | 1 | 0 | 0 | [7 empty] | 1 |  | GE/CBCT/PAPAYA 3D SLIM BELT TIMING 486 S2M W10-MG12C025
IM06419 | OPG Spares-Genoray-Papaya 3D Slim Belt Timing S3M255 | 122052OPGTBS3M255 |  | A Class |  |  | I-Inventory | FG-Finish Good | C | Spares | OPG-Spares | Radiogoloy Product | Main Location | 90330000 |  | FIFO | Genoray | [8 empty] | 0 | 0 | 0 | 1 | 0 | 0 | [7 empty] | 1 |  | GE/CBCT/PAPAYA 3D SLIM BELT TIMING S3M255
IM06420 | OPG Spares-Genoray-Papaya 3D Slim Belt Timing S3M501 | 122052OPGTBS3M501 |  | A Class |  |  | I-Inventory | FG-Finish Good | C | Spares | OPG-Spares | Radiogoloy Product | Main Location | 90330000 |  | FIFO | Genoray | [8 empty] | 0 | 0 | 0 | 1 | 0 | 0 | [7 empty] | 1 |  | GE/CBCT/PAPAYA 3D SLIM BELT TIMING S3M501
IM06421 | OPG Spares-Genoray-Papaya Slim Block Bite Mp07C058 | 122021SLIMP07C058 |  | A Class |  |  | I-Inventory | FG-Finish Good | R | Spares | OPG-Spares | Radiogoloy Product | Main Location | 90330000 |  | FIFO | Genoray | [5 empty] | . |  |  | 0 | 0 | 0 | 1 | 0 | 0 | [7 empty] | 1 |  | GE/CBCT/PAPAYA SLIM BLOCK BITE MP07C058
IM06422 | OPG Spares-Genoray-Papaya Slim Lifter Column Tlg10 Cg06A002 | 122021SLIMCG06A002 |  | A Class |  |  | I-Inventory | FG-Finish Good | R | Spares | OPG-Spares | Radiogoloy Product | Main Location | 90330000 |  | FIFO | Genoray | [8 empty] | 0 | 0 | 0 | 1 | 0 | 0 | [7 empty] | 1 |  | GE/CBCT/PAPAYA SLIM LIFTER COLUMN TLG10 CG06A002
IM06423 | OPG Spares-Genoray-Papaya Slim Temple Support Mp04H015 | 122021SLIMMP04H015 |  | A Class |  |  | I-Inventory | FG-Finish Good | R | Spares | OPG-Spares | Radiogoloy Product | Main Location | 90330000 |  | FIFO | Genoray | [5 empty] | . |  |  | 0 | 0 | 0 | 1 | 0 | 0 | [7 empty] | 1 |  | GE/CBCT/PAPAYA SLIM TEMPLE SUPPORT MP04H015
IM06424 | OPG Spares-Genoray-Papaya Slim Temple Support Mp04H016 | 122021SLIMMP04H016 |  | A Class |  |  | I-Inventory | FG-Finish Good | R | Spares | OPG-Spares | Radiogoloy Product | Main Location | 90330000 |  | FIFO | Genoray | [5 empty] | . |  |  | 0 | 0 | 0 | 1 | 0 | 0 | [7 empty] | 1 |  | GE/CBCT/PAPAYA SLIM TEMPLE SUPPORT MP04H016
IM06425 | OPG Spares-Genoray-Board Control Collimator(3D)-Jp01B002A | 122021COLLIMATOR3DJP01B002A |  | A Class |  |  | I-Inventory | FG-Finish Good | R | Spares | OPG-Spares | Radiogoloy Product | Main Location | 90330000 |  | FIFO | Genoray | [8 empty] | 0 | 0 | 0 | 1 | 0 | 0 | [7 empty] | 1 |  | GE/CBCT/SP/BOARD CONTROL COLLIMATOR(3D)-JP01B002A
IM06426 | OPG Spares-Genoray-Board Interface Collimator Slim-Jp01D052 | 122021INTERFACECOLLIMATORSLIMJP01D052 |  | A Class |  |  | I-Inventory | TG-Trading Good |  | Spares | OPG-Spares | Radiogoloy Product | Main Location | 90330000 |  | FIFO | Genoray | [8 empty] | 0 | 0 | 0 | 1 | 0 | 0 | [7 empty] | 1 |  | GE/CBCT/SP/BOARD INTERFACE COLLIMATOR SLIM-JP01D052
IM06427 | OPG Spares-Genoray-Chinrest Board | 122021CBCTCHINRETSBOARD |  | A Class |  |  | I-Inventory | FG-Finish Good | R | Spares | OPG-Spares | Radiogoloy Product | Main Location | 90330000 |  | FIFO | Genoray | [8 empty] | 0 | 0 | 0 | 1 | 0 | 0 | [7 empty] | 1 |  | GE/CBCT/SP/CHINREST BOARD
IM06428 | OPG Spares-Genoray-Ear Post Assy | 122021EARPOSTASSY |  | A Class |  |  | I-Inventory | FG-Finish Good | R | Spares | OPG-Spares | Radiogoloy Product | Main Location | 90330000 |  | FIFO | Genoray | [8 empty] | 0 | 0 | 0 | 1 | 0 | 0 | [7 empty] | 1 |  | GE/CBCT/SP/EAR POST ASSY
IM06429 | OPG Spares-Genoray-Genoray Papaya 3D Calibration Kit | 122021CALIBRATIONKIT |  | A Class |  |  | I-Inventory | FG-Finish Good | R | Spares | OPG-Spares | Radiogoloy Product | Main Location | 90330000 |  | FIFO | Genoray | [8 empty] | 0 | 0 | 0 | 1 | 0 | 0 | [7 empty] | 1 |  | GE/CBCT/SP/GENORAY PAPAYA 3D CALIBRATION KIT
IM06430 | OPG Spares-Genoray-Nasal Assy | 122021NASALASSY |  | A Class |  |  | I-Inventory | FG-Finish Good | R | Spares | OPG-Spares | Radiogoloy Product | Main Location | 90330000 |  | FIFO | Genoray | [8 empty] | 0 | 0 | 0 | 1 | 0 | 0 | [7 empty] | 1 |  | GE/CBCT/SP/NASAL ASSY
IM06431 | OPG Spares-Genoray-OP Board | 122021CBCTOPBOARD |  | A Class |  |  | I-Inventory | FG-Finish Good | R | Spares | OPG-Spares | Radiogoloy Product | Main Location | 90330000 |  | FIFO | Genoray | [8 empty] | 0 | 0 | 0 | 1 | 0 | 0 | [7 empty] | 1 |  | GE/CBCT/SP/OP BOARD
IM06432 | OPG Spares-Genoray-OP Cable | 122021CBCTOPCABLE |  | A Class |  |  | I-Inventory | FG-Finish Good | R | Spares | OPG-Spares | Radiogoloy Product | Main Location | 90330000 |  | FIFO | Genoray | [8 empty] | 0 | 0 | 0 | 1 | 0 | 0 | [7 empty] | 1 |  | GE/CBCT/SP/OP CABLE
IM06433 | OPG Spares-Genoray-Papaya 2D And 3D Harness Cable | 122021HARNESSCABLE |  | A Class |  |  | I-Inventory | FG-Finish Good | R | Spares | OPG-Spares | Radiogoloy Product | Main Location | 90330000 |  | FIFO | Genoray | [5 empty] | . |  |  | 0 | 0 | 0 | 1 | 0 | 0 | [7 empty] | 1 |  | GE/OPG/PAPAYA 2D AND 3D HARNESS CABLE
IM06434 | OPG Spares-Genoray-Papaya 2D And 3D Harness Cable (Jb023-Cn405) | 122021JB023CN405 |  | A Class |  |  | I-Inventory | FG-Finish Good | R | Spares | OPG-Spares | Radiogoloy Product | Main Location | 90330000 |  | FIFO | Genoray | [5 empty] | . |  |  | 0 | 0 | 0 | 1 | 0 | 0 | [7 empty] | 1 |  | GE/OPG/PAPAYA 2D AND 3D HARNESS CABLE (JB023-CN405)
IM06435 | OPG Spares-Genoray-Papaya Colum Arm Bottom Cover A P03Cp410 | 122021P03CP410 |  | A Class |  |  | I-Inventory | FG-Finish Good | R | Spares | OPG-Spares | Radiogoloy Product | Main Location | 90330000 |  | FIFO | Genoray | [8 empty] | 0 | 0 | 0 | 1 | 0 | 0 | [7 empty] | 1 |  | GE/OPG/PAPAYA COLUM ARM BOTTOM COVER A P03CP410
IM06436 | OPG Spares-Genoray-Papaya Colum Arm Bottom Cover B P03Cp411 | 122021P03CP411 |  | A Class |  |  | I-Inventory | FG-Finish Good | R | Spares | OPG-Spares | Radiogoloy Product | Main Location | 90330000 |  | FIFO | Genoray | [8 empty] | 0 | 0 | 0 | 1 | 0 | 0 | [7 empty] | 1 |  | GE/OPG/PAPAYA COLUM ARM BOTTOM COVER B P03CP411
IM06437 | OPG Spares-Genoray-Papaya Harness Signal Pc Lan Cable Jp022C084A) | 122021LANCABLE |  | A Class |  |  | I-Inventory | FG-Finish Good | R | Spares | OPG-Spares | Radiogoloy Product | Main Location | 90330000 |  | FIFO | Genoray | [5 empty] | . |  |  | 0 | 0 | 0 | 1 | 0 | 0 | [7 empty] | 1 |  | GE/OPG/PAPAYA HARNESS SIGNAL PC LAN CABLE JP022C084A)
IM06438 | OPG Spares-Genoray-Papaya- Board Control Lift (Jp01B034) | 122021JP01B034 |  | A Class |  |  | I-Inventory | FG-Finish Good | R | Spares | OPG-Spares | Radiogoloy Product | Main Location | 90330000 |  | FIFO | Genoray | [5 empty] | . |  |  | 0 | 0 | 0 | 1 | 0 | 0 | [7 empty] | 1 |  | GE/OPG/Papaya- BOARD CONTROL LIFT (JP01B034)
IM06439 | OPG Spares-Genoray-Papaya- Board Control Lift (Jp01B034)-Slim | 122021CONTROLLIFTSLIMJP01B034 |  | A Class |  |  | I-Inventory | FG-Finish Good | R | Spares | OPG-Spares | Radiogoloy Product | Main Location | 90330000 |  | FIFO | Genoray | [8 empty] | 0 | 0 | 0 | 1 | 0 | 0 | [7 empty] | 1 |  | GE/OPG/Papaya- BOARD CONTROL LIFT (JP01B034)-SLIM
IM06440 | OPG Spares-Genoray-Papaya- Board Control Main PCB 3D Jp01B036 | 122021MAINPCB3DJP01B036 |  | A Class |  |  | I-Inventory | FG-Finish Good | R | Spares | OPG-Spares | Radiogoloy Product | Main Location | 90330000 |  | FIFO | Genoray | [8 empty] | 0 | 0 | 0 | 1 | 0 | 0 | [7 empty] | 1 |  | GE/OPG/Papaya- BOARD CONTROL MAIN PCB 3D JP01B036
IM06441 | OPG Spares-Genoray-Papaya- Board Control Main PCB Plus Jp01B036 | 122021MAINPCBSLIMJP01B036 |  | A Class |  |  | I-Inventory | FG-Finish Good | R | Spares | OPG-Spares | Radiogoloy Product | Main Location | 90330000 |  | FIFO | Genoray | [8 empty] | 0 | 0 | 0 | 1 | 0 | 0 | [7 empty] | 1 |  | GE/OPG/Papaya- BOARD CONTROL MAIN PCB PLUS JP01B036
IM06442 | OPG Spares-Genoray-Papaya- Board Control New Main Jp01B036 | 122021NEWJP01B036 |  | A Class |  |  | I-Inventory | FG-Finish Good | R | Spares | OPG-Spares | Radiogoloy Product | Main Location | 90330000 |  | FIFO | Genoray | [8 empty] | 0 | 0 | 0 | 1 | 0 | 0 | [7 empty] | 1 |  | GE/OPG/Papaya- BOARD CONTROL NEW MAIN JP01B036
IM06443 | OPG Spares-Genoray-Papaya- Board Driver Cephalo (Jp01C018) | 122021JP01C018 |  | A Class |  |  | I-Inventory | FG-Finish Good | R | Spares | OPG-Spares | Radiogoloy Product | Main Location | 90330000 |  | FIFO | Genoray | [5 empty] | . |  |  | 0 | 0 | 0 | 1 | 0 | 0 | [7 empty] | 1 |  | GE/OPG/Papaya- BOARD DRIVER CEPHALO (JP01C018)
IM06444 | OPG Spares-Genoray-Papaya- Touch Panel Below Chin Rest (Jp01D015) | 122021JP01D015 |  | A Class |  |  | I-Inventory | FG-Finish Good | R | Spares | OPG-Spares | Radiogoloy Product | Main Location | 90330000 |  | FIFO | Genoray | [5 empty] | . |  |  | 0 | 0 | 0 | 1 | 0 | 0 | [7 empty] | 1 |  | GE/OPG/Papaya- TOUCH PANEL BELOW CHIN REST (JP01D015)
IM06445 | OPG Spares-Genoray-Papaya-3D Cable Jp01B036Cn6 | 122021JP01B036CN6 |  | A Class |  |  | I-Inventory | FG-Finish Good | R | Spares | OPG-Spares | Radiogoloy Product | Main Location | 90330000 |  | FIFO | Genoray | [8 empty] | 0 | 0 | 0 | 1 | 0 | 0 | [7 empty] | 1 |  | GE/OPG/Papaya-3D CABLE JP01B036CN6
IM06446 | OPG Spares-Genoray-Papaya-3D Stepping Motor | 1220213DSTEPPINGMOTOR |  | A Class |  |  | I-Inventory | FG-Finish Good | R | Spares | OPG-Spares | Radiogoloy Product | Main Location | 90330000 |  | FIFO | Genoray | [8 empty] | 0 | 0 | 0 | 1 | 0 | 0 | [7 empty] | 1 |  | GE/OPG/Papaya-3D STEPPING MOTOR
IM06447 | OPG Spares-Genoray-Papaya-Board Driver Canine Laser Jp01D05217A010 | 122021JP01D05217A010 |  | A Class |  |  | I-Inventory | FG-Finish Good | R | Spares | OPG-Spares | Radiogoloy Product | Main Location | 90330000 |  | FIFO | Genoray | [8 empty] | 0 | 0 | 0 | 1 | 0 | 0 | [7 empty] | 1 |  | GE/OPG/Papaya-BOARD DRIVER CANINE LASER JP01D05217A010
IM06448 | OPG Spares-Genoray-Papaya-Lan Cable Encoder For Harness Signal | 122021LANCABLEHARNESSSIGNAL |  | A Class |  |  | I-Inventory | FG-Finish Good | R | Spares | OPG-Spares | Radiogoloy Product | Main Location | 90330000 |  | FIFO | Genoray | [5 empty] | . |  |  | 0 | 0 | 0 | 1 | 0 | 0 | [7 empty] | 1 |  | GE/OPG/Papaya-LAN CABLE ENCODER FOR HARNESS SIGNAL
IM06449 | OPG Spares-Genoray-Papaya-Lan Switch PCB (7P01D0058) | 1220217P01D0058 |  | A Class |  |  | I-Inventory | FG-Finish Good | R | Spares | OPG-Spares | Radiogoloy Product | Main Location | 90330000 |  | FIFO | Genoray | [5 empty] | . |  |  | 0 | 0 | 0 | 1 | 0 | 0 | [7 empty] | 1 |  | GE/OPG/Papaya-LAN SWITCH PCB (7P01D0058)
IM06450 | OPG Spares-Genoray-Papaya-Motor For Rotation (C7Pn81D) | 122021C7PN81D |  | A Class |  |  | I-Inventory | FG-Finish Good | R | Spares | OPG-Spares | Radiogoloy Product | Main Location | 90330000 |  | FIFO | Genoray | [5 empty] | . |  |  | 0 | 0 | 0 | 1 | 0 | 0 | [7 empty] | 1 |  | GE/OPG/Papaya-MOTOR FOR ROTATION (C7PN81D)
IM06451 | OPG Spares-Genoray-2D3D Exposure Switch Button | 122021SWITCHBUTTON |  | A Class |  |  | I-Inventory | FG-Finish Good | R | Spares | OPG-Spares | Radiogoloy Product | Main Location | 90330000 |  | FIFO | Genoray | [8 empty] | 0 | 0 | 0 | 1 | 0 | 0 | [7 empty] | 1 |  | GE/OPG/SP/2D3D EXPOSURE SWITCH BUTTON
IM06452 | OPG Spares-Genoray-Bite Block Sleeve (300Pcs) | 122021BITEBLOCKSLEEVE |  | A Class |  |  | I-Inventory | FG-Finish Good | C | Spares | OPG-Spares | Radiogoloy Product | Main Location | 90330000 |  | FIFO | Genoray | [8 empty] | 0 | 0 | 0 | 1 | 0 | 0 | [7 empty] | 1 |  | GE/OPG/SP/BITE BLOCK SLEEVE (300PCS)
IM06453 | OPG Spares-Genoray-Board Interface Lan Switch-Jp01D005 | 122021INTERFACELANSWITCHJP01D005 |  | A Class |  |  | I-Inventory | FG-Finish Good | R | Spares | OPG-Spares | Radiogoloy Product | Main Location | 90330000 |  | FIFO | Genoray | [8 empty] | 0 | 0 | 0 | 1 | 0 | 0 | [7 empty] | 1 |  | GE/OPG/SP/BOARD INTERFACE LAN SWITCH-JP01D005
IM06454 | OPG Spares-Genoray-Cbct Papaya 2D Lifter Column Board-Jpo1Bo64A17D009 | 122021JPO1BO64A17D009 |  | A Class |  |  | I-Inventory | FG-Finish Good | R | Spares | OPG-Spares | Radiogoloy Product | Main Location | 90330000 |  | FIFO | Genoray | [8 empty] | 0 | 0 | 0 | 1 | 0 | 0 | [7 empty] | 1 |  | GE/OPG/SP/CBCT PAPAYA 2D LIFTER COLUMN BOARD-JPO1BO64A17D009
IM06455 | OPG Spares-Genoray-Opg Bite Tomo Large-Mp07C002 | 122021TOMOLARGEMP07C002 |  | A Class |  |  | I-Inventory | FG-Finish Good | R | Spares | OPG-Spares | Radiogoloy Product | Main Location | 90330000 |  | FIFO | Genoray | [8 empty] | 0 | 0 | 0 | 1 | 0 | 0 | [7 empty] | 1 |  | GE/OPG/SP/OPG Bite Tomo Large-MP07C002
IM06456 | OPG Spares-Genoray-Opg Bite Tomo Small-Mp07C003 | 122021TOMOSMALLMP07C003 |  | A Class |  |  | I-Inventory | FG-Finish Good | R | Spares | OPG-Spares | Radiogoloy Product | Main Location | 90330000 |  | FIFO | Genoray | [8 empty] | 0 | 0 | 0 | 1 | 0 | 0 | [7 empty] | 1 |  | GE/OPG/SP/OPG Bite Tomo small-MP07C003
IM06457 | OPG Spares-Genoray-Positioner Slim Ltch 15799 | 122021SLIMLTCH15799 |  | A Class |  |  | I-Inventory | FG-Finish Good | R | Spares | OPG-Spares | Radiogoloy Product | Main Location | 90330000 |  | FIFO | Genoray | [8 empty] | 0 | 0 | 0 | 1 | 0 | 0 | [7 empty] | 1 |  | GE/OPG/SP/POSITIONER SLIM LTCH 15799
IM06458 | OPG Spares-Genoray-Shaft-Mp03H061 | 122021SHAFTMP03H061 |  | A Class |  |  | I-Inventory | FG-Finish Good | R | Spares | OPG-Spares | Radiogoloy Product | Main Location | 90330000 |  | FIFO | Genoray | [8 empty] | 0 | 0 | 0 | 1 | 0 | 0 | [7 empty] | 1 |  | GE/OPG/SP/SHAFT-MP03H061
IM06459 | OPG Spares-Genoray-2D 3D Lan Cable | 1220212D3DLANCABLE |  | A Class |  |  | I-Inventory | FG-Finish Good | R | Spares | OPG-Spares | Radiogoloy Product | Main Location | 90330000 |  | FIFO | Genoray | [8 empty] | 0 | 0 | 0 | 1 | 0 | 0 | [7 empty] | 1 |  | GE/SP/2D 3D LAN CABLE
IM06460 | OPG Spares-Genoray-3D Tube Connector Deductor | 122021CONNECTORDEDUCTOR |  | A Class |  |  | I-Inventory | FG-Finish Good | R | Spares | OPG-Spares | Radiogoloy Product | Main Location | 90330000 |  | FIFO | Genoray | [8 empty] | 0 | 0 | 0 | 1 | 0 | 0 | [7 empty] | 1 |  | GE/SP/3D TUBE CONNECTOR DEDUCTOR
IM06461 | OPG Spares-Genoray-CT Detectoe Jp01B048 | 122021JP01B048 |  | A Class |  |  | I-Inventory | FG-Finish Good | R | Spares | OPG-Spares | Radiogoloy Product | Main Location | 90330000 |  | FIFO | Genoray | [8 empty] | 0 | 0 | 0 | 1 | 0 | 0 | [7 empty] | 1 |  | GE/SP/CT DETECTOE JP01B048
IM06462 | OPG Spares-Genoray- 2D And 3D Ceph Detector Exp-0810018-016 | 1220212D3DCEPH0810018016 |  | A Class |  |  | I-Inventory | FG-Finish Good | R | Spares | OPG-Spares | Radiogoloy Product | Main Location | 90330000 |  | FIFO | Genoray | [5 empty] | . |  |  | 0 | 0 | 0 | 1 | 0 | 0 | [7 empty] | 1 |  | GE/SP/GENORAY 2D AND 3D CEPH DETECTOR EXP-0810018-016
IM06463 | OPG Spares-Genoray- 2D And 3D Ceph P03Tb022 | 1220212D3DCEPHP03TB022 |  | A Class |  |  | I-Inventory | FG-Finish Good | R | Spares | OPG-Spares | Radiogoloy Product | Main Location | 90330000 |  | FIFO | Genoray | [5 empty] | . |  |  | 0 | 0 | 0 | 1 | 0 | 0 | [7 empty] | 1 |  | GE/SP/GENORAY 2D AND 3D CEPH P03TB022
IM06464 | OPG Spares-Genoray- Cpu Board | 122021CPUBOARD |  | A Class |  |  | I-Inventory | FG-Finish Good | R | Spares | OPG-Spares | Radiogoloy Product | Main Location | 90330000 |  | FIFO | Genoray | [8 empty] | 0 | 0 | 0 | 1 | 0 | 0 | [7 empty] | 1 |  | GE/SP/GENORAY CPU BOARD
IM06465 | OPG Spares-Genoray- Detector Inner Cover | 122021DETECTORINNERCOVER |  | A Class |  |  | I-Inventory | FG-Finish Good | R | Spares | OPG-Spares | Radiogoloy Product | Main Location | 90330000 |  | FIFO | Genoray | [5 empty] | GENORAY DETECTOR INNER COVER |  |  | 0 | 0 | 0 | 1 | 0 | 0 | [7 empty] | 1 |  | GE/SP/GENORAY DETECTOR INNER COVER
IM06466 | OPG Spares-Genoray- Detector Outer Cover | 122021DETECTOROUTERCOVER |  | A Class |  |  | I-Inventory | FG-Finish Good | R | Spares | OPG-Spares | Radiogoloy Product | Main Location | 90330000 |  | FIFO | Genoray | [5 empty] | GENORAY DETECTOR OUTER COVER |  |  | 0 | 0 | 0 | 1 | 0 | 0 | [7 empty] | 1 |  | GE/SP/GENORAY DETECTOR OUTER COVER
IM06467 | OPG Spares-Genoray-Opg Slim-Detector Cover | 122021DETECTORCOVER |  | A Class |  |  | I-Inventory | FG-Finish Good | R | Spares | OPG-Spares | Radiogoloy Product | Main Location | 90330000 |  | FIFO | Genoray | [8 empty] | 0 | 0 | 0 | 1 | 0 | 0 | [7 empty] | 1 |  | GE/SP/GENORAY OPG SLIM-DETECTOR COVER
IM06468 | OPG Spares-Genoray- Pano Detector Exp-0810013-016 | 1220210810013010 |  | A Class |  |  | I-Inventory | FG-Finish Good | R | Spares | OPG-Spares | Radiogoloy Product | Main Location | 90330000 |  | FIFO | Genoray | [5 empty] | . |  |  | 0 | 0 | 0 | 1 | 0 | 0 | [7 empty] | 1 |  | GE/SP/GENORAY PANO DETECTOR EXP-0810013-016
IM06469 | OPG Spares-Genoray- Sensor For Papaya 3D | 1220213DSENSOR |  | A Class |  |  | I-Inventory | FG-Finish Good | R | Spares | OPG-Spares | Radiogoloy Product | Main Location | 90330000 |  | FIFO | Genoray | [8 empty] | 0 | 0 | 0 | 1 | 0 | 0 | [7 empty] | 1 |  | GE/SP/GENORAY SENSOR FOR PAPAYA 3D
IM06470 | OPG Spares-Genoray-Jp01B036 Cn13 Cn100 | 122021JP01B036CN100 |  | A Class |  |  | I-Inventory | FG-Finish Good | R | Spares | OPG-Spares | Radiogoloy Product | Main Location | 90330000 |  | FIFO | Genoray | [8 empty] | 0 | 0 | 0 | 1 | 0 | 0 | [7 empty] | 1 |  | GE/SP/JP01B036 CN13 CN100
IM06471 | OPG Spares-Genoray-Jp01B036 Cn22 | 122021JP01B036CN22 |  | A Class |  |  | I-Inventory | FG-Finish Good | R | Spares | OPG-Spares | Radiogoloy Product | Main Location | 90330000 |  | FIFO | Genoray | [8 empty] | 0 | 0 | 0 | 1 | 0 | 0 | [7 empty] | 1 |  | GE/SP/JP01B036 CN22
IM06472 | OPG Spares-Genoray-Jp02B176 Harnes Singnal Main | 122021JP02B176 |  | A Class |  |  | I-Inventory | FG-Finish Good | R | Spares | OPG-Spares | Radiogoloy Product | Main Location | 90330000 |  | FIFO | Genoray | [8 empty] | 0 | 0 | 0 | 1 | 0 | 0 | [7 empty] | 1 |  | GE/SP/JP02B176 HARNES SINGNAL MAIN
IM06473 | OPG Spares-Genoray-Jp02B283 2D And 3D Harness Signal Speaker Jp02B283 | 122021JP02B283 |  | A Class |  |  | I-Inventory | FG-Finish Good | R | Spares | OPG-Spares | Radiogoloy Product | Main Location | 90330000 |  | FIFO | Genoray | [8 empty] | 0 | 0 | 0 | 1 | 0 | 0 | [7 empty] | 1 |  | GE/SP/JP02B283 2D AND 3D HARNESS SIGNAL SPEAKER JP02B283
IM06474 | OPG Spares-Genoray-Lead Screw CG08C001 | 122021CG08C001 |  | A Class |  |  | I-Inventory | FG-Finish Good | R | Spares | OPG-Spares | Radiogoloy Product | Main Location | 90330000 |  | FIFO | Genoray | [8 empty] | 0 | 0 | 0 | 1 | 0 | 0 | [7 empty] | 1 |  | GE/SP/LEAD SCREW CG08C001
IM06475 | OPG Spares-Genoray-Lead Screw CG08C009 | 122021CG08C009 |  | A Class |  |  | I-Inventory | FG-Finish Good | R | Spares | OPG-Spares | Radiogoloy Product | Main Location | 90330000 |  | FIFO | Genoray | [8 empty] | 0 | 0 | 0 | 1 | 0 | 0 | [7 empty] | 1 |  | GE/SP/LEAD SCREW CG08C009
IM06476 | OPG Spares-Genoray-Lead Screw CG08C010 | 122021CG08C010 |  | A Class |  |  | I-Inventory | FG-Finish Good | R | Spares | OPG-Spares | Radiogoloy Product | Main Location | 90330000 |  | FIFO | Genoray | [8 empty] | 0 | 0 | 0 | 1 | 0 | 0 | [7 empty] | 1 |  | GE/SP/LEAD SCREW CG08C010
IM06477 | OPG Spares-Genoray-Lead Screw CG08C011 | 122021CG08C011 |  | A Class |  |  | I-Inventory | FG-Finish Good | R | Spares | OPG-Spares | Radiogoloy Product | Main Location | 90330000 |  | FIFO | Genoray | [8 empty] | 0 | 0 | 0 | 1 | 0 | 0 | [7 empty] | 1 |  | GE/SP/LEAD SCREW CG08C011
IM06478 | OPG Spares-Genoray-Pano 2D Detector Exp-081211-016 | 122021PANO2D081211016 |  | A Class |  |  | I-Inventory | FG-Finish Good | R | Spares | OPG-Spares | Radiogoloy Product | Main Location | 90330000 |  | FIFO | Genoray | [5 empty] | . |  |  | 0 | 0 | 0 | 1 | 0 | 0 | [7 empty] | 1 |  | GE/SP/PANO 2D DETECTOR EXP-081211-016
IM06479 | OPG Spares-Genoray-Pano Detector Exp-081213-016 | 122021PANO081211016 |  | A Class |  |  | I-Inventory | FG-Finish Good | R | Spares | OPG-Spares | Radiogoloy Product | Main Location | 90330000 |  | FIFO | Genoray | [8 empty] | 0 | 0 | 0 | 1 | 0 | 0 | [7 empty] | 1 |  | GE/SP/PANO DETECTOR EXP-081213-016
IM06480 | OPG Spares-Genoray-Papaya 3D Plus J02A195 | 122021J02A195 |  | A Class |  |  | I-Inventory | FG-Finish Good | R | Spares | OPG-Spares | Radiogoloy Product | Main Location | 90330000 |  | FIFO | Genoray | [8 empty] | 0 | 0 | 0 | 1 | 0 | 0 | [7 empty] | 1 |  | GE/SP/PAPAYA 3D PLUS J02A195
IM06481 | OPG Spares-Genoray-Papaya 3D Plus J02C084 | 122021J02C084 |  | A Class |  |  | I-Inventory | FG-Finish Good | R | Spares | OPG-Spares | Radiogoloy Product | Main Location | 90330000 |  | FIFO | Genoray | [8 empty] | 0 | 0 | 0 | 1 | 0 | 0 | [7 empty] | 1 |  | GE/SP/PAPAYA 3D PLUS J02C084
IM06482 | OPG Spares-Genoray-Papaya 3D Plus Tube Connector Deductor J02A186 | 122021J02A186 |  | A Class |  |  | I-Inventory | FG-Finish Good | R | Spares | OPG-Spares | Radiogoloy Product | Main Location | 90330000 |  | FIFO | Genoray | [8 empty] | 0 | 0 | 0 | 1 | 0 | 0 | [7 empty] | 1 |  | GE/SP/PAPAYA 3D PLUS Tube Connector Deductor J02A186
IM06483 | OPG Spares-Genoray-Papaya Slim Jp02A100 | 122021JP02A100 |  | A Class |  |  | I-Inventory | FG-Finish Good | R | Spares | OPG-Spares | Radiogoloy Product | Main Location | 90330000 |  | FIFO | Genoray | [8 empty] | 0 | 0 | 0 | 1 | 0 | 0 | [7 empty] | 1 |  | GE/SP/PAPAYA SLIM JP02A100
IM06484 | OPG Spares-Genoray-Papaya Slim Jp02A100 | 122021SLIMJP02A100 |  | A Class |  |  | I-Inventory | FG-Finish Good | R | Spares | OPG-Spares | Radiogoloy Product | Main Location | 90330000 |  | FIFO | Genoray | [8 empty] | 0 | 0 | 0 | 1 | 0 | 0 | [7 empty] | 1 |  | GE/SP/PAPAYA SLIM JP02A100
IM06485 | OPG Spares-Genoray-Papaya Slim Jp02B282 | 122021JP02B282 |  | A Class |  |  | I-Inventory | FG-Finish Good | R | Spares | OPG-Spares | Radiogoloy Product | Main Location | 90330000 |  | FIFO | Genoray | [8 empty] | 0 | 0 | 0 | 1 | 0 | 0 | [7 empty] | 1 |  | GE/SP/PAPAYA SLIM JP02B282
IM06486 | OPG Spares-Genoray-Timing Belt | 122021TIMING BELT |  | A Class |  |  | I-Inventory | FG-Finish Good | R | Spares | OPG-Spares | Radiogoloy Product | Main Location | 90330000 |  | FIFO | Genoray | [8 empty] | 0 | 0 | 0 | 1 | 0 | 0 | [7 empty] | 1 |  | GE/SP/TIMING BELT
IM06487 | OPG Spares-Genoray-Papaya 2D Board Motor Rc Servo/Hs-311 Cg01D001 | 1220212DCG01D001 |  | A Class |  |  | I-Inventory | FG-Finish Good | R | Spares | OPG-Spares | Radiogoloy Product | Main Location | 90330000 |  | FIFO | Genoray | [5 empty] | . |  |  | 0 | 0 | 0 | 1 | 0 | 0 | [7 empty] | 1 |  | GE/CBCT/PAPAYA 2D BOARD MOTOR RC SERVO/HS-311 CG01D001
IM06488 | OPG Spares-Genoray-Papaya 2D Psu/Snp-B309 Jg11A007 | 1220212DJG11A007 |  | A Class |  |  | I-Inventory | FG-Finish Good | R | Spares | OPG-Spares | Radiogoloy Product | Main Location | 90330000 |  | FIFO | Genoray | [5 empty] | .. |  |  | 0 | 0 | 0 | 1 | 0 | 0 | [7 empty] | 1 |  | GE/CBCT/PAPAYA 2D PSU/SNP-B309 JG11A007
IM06489 | OPG Spares-Genoray-Assy Sub Collimator/Ppy Plus-Sp04A004 | 122021COLLIMATORSP04A004 |  | A Class |  |  | I-Inventory | FG-Finish Good | R | Spares | OPG-Spares | Radiogoloy Product | Main Location | 90330000 |  | FIFO | Genoray | [8 empty] | 0 | 0 | 0 | 1 | 0 | 0 | [7 empty] | 1 |  | GE/CBCT/SP/ASSY SUB COLLIMATOR/PPY PLUS-SP04A004
IM06490 | OPG Spares-Genoray-Genoray Papaya 2D/3D Alignment Kit | 122021ALIGNMENTKIT |  | A Class |  |  | I-Inventory | FG-Finish Good | R | Spares | OPG-Spares | Radiogoloy Product | Main Location | 90330000 |  | FIFO | Genoray | [8 empty] | 0 | 0 | 0 | 1 | 0 | 0 | [7 empty] | 1 |  | GE/CBCT/SP/GENORAY PAPAYA 2D/3D ALIGNMENT KIT
IM06491 | OPG Spares-Genoray-Papaya 3D Plus Board Stepping Motor 16Hs/17Hs Pulley | 12202116HS17HSPULLEY |  | A Class |  |  | I-Inventory | FG-Finish Good | R | Spares | OPG-Spares | Radiogoloy Product | Main Location | 90330000 |  | FIFO | Genoray | [8 empty] | 0 | 0 | 0 | 1 | 0 | 0 | [7 empty] | 1 |  | GE/CBCT/SP/PAPAYA 3D PLUS BOARD STEPPING MOTOR 16HS/17HS PULLEY
IM06492 | OPG Spares-Genoray-Papaya 3D Plus Board Stepping Motor 16Hs/17Hs Pulley-14Mxl Mp04D003 | 1220213DPLUSSTEPPINGMOTORPULLEY14MXLMP04D003 |  | A Class |  |  | I-Inventory | FG-Finish Good | R | Spares | OPG-Spares | Radiogoloy Product | Main Location | 90330000 |  | FIFO | Genoray | [8 empty] | 0 | 0 | 0 | 1 | 0 | 0 | [7 empty] | 1 |  | GE/CBCT/SP/PAPAYA 3D PLUS BOARD STEPPING MOTOR 16HS/17HS PULLEY-14MXL MP04D003
IM06493 | OPG Spares-Genoray-Papaya 3D Plus Board Stepping Motor 16Hs/17Hs Pulley-14Mxl Mp04D028 | 1220213DPLUSSTEPPINGMOTOR14MXLMP04D028 |  | A Class |  |  | I-Inventory | FG-Finish Good | R | Spares | OPG-Spares | Radiogoloy Product | Main Location | 90330000 |  | FIFO | Genoray | [8 empty] | 0 | 0 | 0 | 1 | 0 | 0 | [7 empty] | 1 |  | GE/CBCT/SP/PAPAYA 3D PLUS BOARD STEPPING MOTOR 16HS/17HS PULLEY-14MXL MP04D028
IM06494 | OPG Spares-Genoray-Papaya 3D Plus Board Stepping Motor 16Hs/17Hs Pulley-18Mxl Mp04D006 | 1220213DPLUSSTEPPINGMOTORPULLEY18MXLMP04D006 |  | A Class |  |  | I-Inventory | FG-Finish Good | R | Spares | OPG-Spares | Radiogoloy Product | Main Location | 90330000 |  | FIFO | Genoray | [8 empty] | 0 | 0 | 0 | 1 | 0 | 0 | [7 empty] | 1 |  | GE/CBCT/SP/PAPAYA 3D PLUS BOARD STEPPING MOTOR 16HS/17HS PULLEY-18MXL MP04D006
IM06495 | OPG Spares-Genoray-Papaya Cable CN15/CN17 3D-JP02A195A | 1220213DCABLECN15CN173DJP02A195A |  | A Class |  |  | I-Inventory | FG-Finish Good | R | Spares | OPG-Spares | Radiogoloy Product | Main Location | 90330000 |  | FIFO | Genoray | [8 empty] | 0 | 0 | 0 | 1 | 0 | 0 | [7 empty] | 1 |  | GE/CBCT/SP/PAPAYA CABLE CN15/CN17 3D-JP02A195A
IM06496 | OPG Spares-Genoray-Papaya Cable CN15/CN17 Slim-JP02A195A | 122021CABLECN15CN17SLIMJP02A195A |  | A Class |  |  | I-Inventory | FG-Finish Good | R | Spares | OPG-Spares | Radiogoloy Product | Main Location | 90330000 |  | FIFO | Genoray | [8 empty] | 0 | 0 | 0 | 1 | 0 | 0 | [7 empty] | 1 |  | GE/CBCT/SP/PAPAYA CABLE CN15/CN17 SLIM-JP02A195A
IM06497 | OPG Spares-Genoray-Papaya-Coupling/Drw-26C 6.35-5 (Mg20A001) (22C5-5) | 122021MG20A001 |  | A Class |  |  | I-Inventory | FG-Finish Good | R | Spares | OPG-Spares | Radiogoloy Product | Main Location | 90330000 |  | FIFO | Genoray | [5 empty] | . |  |  | 0 | 0 | 0 | 1 | 0 | 0 | [7 empty] | 1 |  | GE/OPG/Papaya-COUPLING/DRW-26C 6.35-5 (MG20A001) (22C5-5)
IM06498 | OPG Spares-Genoray-2D/3D Genoray Gantry Photo Rotation Sensor-Jp02B166 | 122021ROTATIONSENSOR |  | A Class |  |  | I-Inventory | FG-Finish Good | R | Spares | OPG-Spares | Radiogoloy Product | Main Location | 90330000 |  | FIFO | Genoray | [8 empty] | 0 | 0 | 0 | 1 | 0 | 0 | [7 empty] | 1 |  | GE/OPG/SP/2D/3D GENORAY GANTRY PHOTO ROTATION SENSOR-JP02B166
IM06499 | OPG Spares-Genoray-2D/3D Genoray Gantry Photo Y Axis Sensor-Jp02B167 | 122021YAXISSENSOR |  | A Class |  |  | I-Inventory | FG-Finish Good | R | Spares | OPG-Spares | Radiogoloy Product | Main Location | 90330000 |  | FIFO | Genoray | [8 empty] | 0 | 0 | 0 | 1 | 0 | 0 | [7 empty] | 1 |  | GE/OPG/SP/2D/3D GENORAY GANTRY PHOTO Y AXIS SENSOR-JP02B167
IM06500 | OPG Spares-Genoray-Cable / Stp Lan 10M-Jg12D021/Jg12D019 | 122021STPLAN10MJG12D021JG12D019 |  | A Class |  |  | I-Inventory | FG-Finish Good | R | Spares | OPG-Spares | Radiogoloy Product | Main Location | 90330000 |  | FIFO | Genoray | [8 empty] | 0 | 0 | 0 | 1 | 0 | 0 | [7 empty] | 1 |  | GE/OPG/SP/CABLE / STP LAN 10M-JG12D021/JG12D019
IM06501 | OPG Spares-Genoray-Cbct Fm07A001/Gfd 100(Pa(Icap)Ct Detector) | 122021DETECTORFM07A001 |  | A Class |  |  | I-Inventory | FG-Finish Good | R | Spares | OPG-Spares | Radiogoloy Product | Main Location | 90330000 |  | FIFO | Genoray | [8 empty] | 0 | 0 | 0 | 1 | 0 | 0 | [7 empty] | 1 |  | GE/OPG/SP/CBCT FM07A001/GFD 100(PA(ICAP)CT DETECTOR)
IM06502 | OPG Spares-Genoray-Cg16B002/Sensor Line I3 Sensor/Xid-C15Dp(I3 Pano Detector) | 122021SENSORCG16B002 |  | A Class |  |  | I-Inventory | FG-Finish Good | R | Spares | OPG-Spares | Radiogoloy Product | Main Location | 90330000 |  | FIFO | Genoray | [8 empty] | 0 | 0 | 0 | 1 | 0 | 0 | [7 empty] | 1 |  | GE/OPG/SP/CG16B002/SENSOR LINE I3 SENSOR/XID-C15DP(I3 PANO DETECTOR)
IM06503 | OPG Spares-Genoray-Hand Swich-Ma01D008/ Fm11A001 | 122021HANDSWITCH MA01D008/FM11A001 |  | A Class |  |  | I-Inventory | FG-Finish Good | R | Spares | OPG-Spares | Radiogoloy Product | Main Location | 90330000 |  | FIFO | Genoray | [8 empty] | 0 | 0 | 0 | 1 | 0 | 0 | [7 empty] | 1 |  | GE/OPG/SP/HAND SWICH-MA01D008/ FM11A001
IM06504 | OPG Spares-Genoray-Switch Emergency / Las1-Ay-22Ts-Cg04K008 | 122021SWTCHEMRGLAS1AY22TSCG04K008 |  | A Class |  |  | I-Inventory | FG-Finish Good | R | Spares | OPG-Spares | Radiogoloy Product | Main Location | 90330000 |  | FIFO | Genoray | [8 empty] | 0 | 0 | 0 | 1 | 0 | 0 | [7 empty] | 1 |  | GE/OPG/SP/SWITCH EMERGENCY / LAS1-AY-22TS-CG04K008
IM06505 | OPG Spares-Genoray-2D/3D-Genoray Photo Sensor For Main Gantry | 122021PHOTOSENSOR |  | A Class |  |  | I-Inventory | FG-Finish Good | R | Spares | OPG-Spares | Radiogoloy Product | Main Location | 90330000 |  | FIFO | Genoray | [8 empty] | 0 | 0 | 0 | 1 | 0 | 0 | [7 empty] | 1 |  | GE/SP/2D/3D-GENORAY PHOTO SENSOR FOR MAIN GANTRY
IM06506 | OPG Spares-Genoray- Hand S/W(Japan) Exposure Switch | 122021EXPOSURESWITCH |  | A Class |  |  | I-Inventory | FG-Finish Good | R | Spares | OPG-Spares | Radiogoloy Product | Main Location | 90330000 |  | FIFO | Genoray | [8 empty] | 0 | 0 | 0 | 1 | 0 | 0 | [7 empty] | 1 |  | GE/SP/GENORAY HAND S/W(JAPAN) EXPOSURE SWITCH
IM06507 | OPG Spares-Vatech OPG Detector | 148052OPGDETECTOR |  | A Class |  |  | I-Inventory | FG-Finish Good | R | Spares | OPG-Spares | Radiogoloy Product | Main Location | 90330000 |  | FIFO | Vatech | [5 empty] | LP/SP/OPG DETECTOR |  |  | 0 | 0 | 0 | 1 | 0 | 0 | [7 empty] | 1 |  | LP/SP/OPG DETECTOR
IM06508 | OPG Spares- Vatech CMARUS2301CF-TOK CEPH-Master S0000259 | VA/SP/CMARU2301CF/TOK-CEPH/MASTER S0000259 |  | A Class |  |  | I-Inventory | TG-Trading Good |  | Spares | OPG-Spares | Radiogoloy Product | Main Location |  |  | FIFO | Vatech | [8 empty] | 0 | 0 | 0 | 1 | 0 | 0 | [7 empty] | 1 |  | VA/SP/CMARU2301CF/TOK-CEPH/MASTER S0000259
IM06509 | OPG Spares- Vatech Timing Belt B236MXL | VA/SP/TIMING BELT B236MXL |  | A Class |  |  | I-Inventory | FG-Finish Good | R | Spares | OPG-Spares | Radiogoloy Product | Main Location | 90330000 |  | FIFO | Vatech | [8 empty] | 0 | 0 | 0 | 1 | 0 | 0 | [7 empty] | 1 |  | VA/SP/TIMING BELT B236MXL
IM06510 | OPG Spares- Vatech Harness H000914C | Va/Sp/Harness H000914C |  | A Class |  |  | I-Inventory | TG-Trading Good |  | Spares | OPG-Spares | Radiogoloy Product | Main Location |  |  | FIFO | Vatech | [8 empty] | 0 | 0 | 0 | 1 | 0 | 0 | [7 empty] | 1 |  | Vatech Harness H000914C
IM06511 | OPG Spares- Vatech LT1 BD PAX PCB B0000304 | Va/Sp/Lt1 Bd Pax Pcb B0000304 |  | A Class |  |  | I-Inventory | TG-Trading Good |  | Spares | OPG-Spares | Radiogoloy Product | Main Location |  |  | FIFO | Vatech | [8 empty] | 0 | 0 | 0 | 1 | 0 | 0 | [7 empty] | 1 |  | Vatech Lt1 Bd Pax Pcb B0000304
IM06512 | Dental OPG Spares-Fona OPG Base Only | 128025OPGBASE |  | A Class |  |  | I-Inventory | FG-Finish Good | R | Spares | OPG-Spares | Radiogoloy Product | Main Location | 90229090 |  | FIFO | Fona | [8 empty] | 0 | 0 | 0 | 1 | 0 | 0 | [7 empty] | 1 |  | FN/OPG/AC/MEDICAL FONA OPG BASE ONLY
IM06513 | OPG Spares-Fona- Settpping Motor-7668020060 | 128021MOTOR7668020060 |  | A Class |  |  | I-Inventory | FG-Finish Good | R | Spares | OPG-Spares | Radiogoloy Product | Main Location | 90330000 |  | FIFO | Fona | [8 empty] | 0 | 0 | 0 | 1 | 0 | 0 | [7 empty] | 1 |  | FN/OPG/FONA SETTPPING MOTOR-7668020060
IM06514 | OPG Spares-Fona-Ball Phantom For Technician For Fona Xpan 3D 7668010037 | 1280217668010030 |  | A Class |  |  | I-Inventory | FG-Finish Good | R | Spares | OPG-Spares | Radiogoloy Product | Main Location | 90330000 |  | FIFO | Fona | [8 empty] | 0 | 0 | 0 | 1 | 0 | 0 | [7 empty] | 1 |  | FN/OPG/SP/BALL PHANTOM FOR TECHNICIAN FOR FONA XPAN 3D 7668010037
IM06515 | OPG Spares-Fona-Ceph Inerconnection Board 7668020274 | 128021BOARD7668020274 |  | A Class |  |  | I-Inventory | FG-Finish Good | R | Spares | OPG-Spares | Radiogoloy Product | Main Location |  |  | FIFO | Fona | [8 empty] | 0 | 0 | 0 | 1 | 0 | 0 | [7 empty] | 1 |  | FN/OPG/SP/CEPH INERCONNECTION BOARD 7668020274
IM06516 | OPG Spares-Fona-Ceph Lan Ethernet Cable Sstp 6268007900 | 128021CABLESSTP6268007900 |  | A Class |  |  | I-Inventory | FG-Finish Good | R | Spares | OPG-Spares | Radiogoloy Product | Main Location | 90184900 |  | FIFO | Fona | [8 empty] | 0 | 0 | 0 | 1 | 0 | 0 | [7 empty] | 1 |  | FN/OPG/SP/CEPH LAN ETHERNET CABLE SSTP 6268007900
IM06517 | OPG Spares-Fona- Control Cam For End Stroke Rotation 7668020297 | 1280217668020290 |  | A Class |  |  | I-Inventory | FG-Finish Good | R | Spares | OPG-Spares | Radiogoloy Product | Main Location | 90330000 |  | FIFO | Fona | [8 empty] | 0 | 0 | 0 | 1 | 0 | 0 | [7 empty] | 1 |  | FN/OPG/SP/FONA CONTROL CAM FOR END STROKE ROTATION 7668020297
IM06518 | OPG Spares-Fona- Control Cam For End Stroke X Axis 7668020301 | 1280217668020300 |  | A Class |  |  | I-Inventory | FG-Finish Good | R | Spares | OPG-Spares | Radiogoloy Product | Main Location | 90330000 |  | FIFO | Fona | [8 empty] | 0 | 0 | 0 | 1 | 0 | 0 | [7 empty] | 1 |  | FN/OPG/SP/FONA CONTROL CAM FOR END STROKE X AXIS 7668020301
IM06519 | OPG Spares-Fona- Copper Filter 40X80X0.5Mn 5669006100 | 1280215669006100 |  | A Class |  |  | I-Inventory | FG-Finish Good | R | Spares | OPG-Spares | Radiogoloy Product | Main Location | 90330000 |  | FIFO | Fona | [8 empty] | 0 | 0 | 0 | 1 | 0 | 0 | [7 empty] | 1 |  | FN/OPG/SP/FONA COPPER FILTER 40X80X0.5MN 5669006100
IM06520 | OPG Spares-Fona- Electric Board For Column Motor 7668030110 | 1280217668030110 |  | A Class |  |  | I-Inventory | FG-Finish Good | R | Spares | OPG-Spares | Radiogoloy Product | Main Location | 90330000 |  | FIFO | Fona | [8 empty] | 0 | 0 | 0 | 1 | 0 | 0 | [7 empty] | 1 |  | FN/OPG/SP/FONA ELECTRIC BOARD FOR COLUMN MOTOR 7668030110
IM06521 | OPG Spares-Fona- Franke Bearing 4900000002 | 1280214900000000 |  | A Class |  |  | I-Inventory | FG-Finish Good | R | Spares | OPG-Spares | Radiogoloy Product | Main Location | 90330000 |  | FIFO | Fona | [8 empty] | 0 | 0 | 0 | 1 | 0 | 0 | [7 empty] | 1 |  | FN/OPG/SP/FONA FRANKE BEARING 4900000002
IM06522 | OPG Spares-Fona- Laser Alignment Tool 7668010101 | 1280217668010100 |  | A Class |  |  | I-Inventory | FG-Finish Good | R | Spares | OPG-Spares | Radiogoloy Product | Main Location | 90330000 |  | FIFO | Fona | [8 empty] | 0 | 0 | 0 | 1 | 0 | 0 | [7 empty] | 1 |  | FN/OPG/SP/FONA LASER ALIGNMENT TOOL 7668010101
IM06523 | OPG Spares-Fona- Opg Power Switching Unit Jed28 7668020370 | 128021JED287668020370 |  | A Class |  |  | I-Inventory | FG-Finish Good | R | Spares | OPG-Spares | Radiogoloy Product | Main Location | 90330000 |  | FIFO | Fona | [8 empty] | 0 | 0 | 0 | 1 | 0 | 0 | [7 empty] | 1 |  | FN/OPG/SP/FONA OPG POWER SWITCHING UNIT JED28 7668020370
IM06524 | OPG Spares-Fona- Oriswin Suite Basic 9380086006 | 1280219380086000 |  | A Class |  |  | I-Inventory | FG-Finish Good | R | Spares | OPG-Spares | Radiogoloy Product | Main Location | 90330000 |  | FIFO | Fona | [8 empty] | 0 | 0 | 0 | 1 | 0 | 0 | [7 empty] | 1 |  | FN/OPG/SP/FONA ORISWIN SUITE BASIC 9380086006
IM06525 | OPG Spares-Fona- Position Sensor 7668020020 | 128021SENSOR7668020020 |  | A Class |  |  | I-Inventory | FG-Finish Good | R | Spares | OPG-Spares | Radiogoloy Product | Main Location | 90330000 |  | FIFO | Fona | [8 empty] | 0 | 0 | 0 | 1 | 0 | 0 | [7 empty] | 1 |  | FN/OPG/SP/FONA POSITION SENSOR 7668020020
IM06526 | OPG Spares-Fona- Screw-(1 Packet) | 128021SCREW |  | A Class |  |  | I-Inventory | FG-Finish Good | R | Spares | OPG-Spares | Radiogoloy Product | Main Location | 90330000 |  | FIFO | Fona | [8 empty] | 0 | 0 | 0 | 1 | 0 | 0 | [7 empty] | 1 |  | FN/OPG/SP/FONA SCREW-(1 PACKET)
IM06527 | OPG Spares-Fona- Switch Ethernet Netgear 7668020343 | 1280217668020340 |  | A Class |  |  | I-Inventory | FG-Finish Good | R | Spares | OPG-Spares | Radiogoloy Product | Main Location | 90330000 |  | FIFO | Fona | [8 empty] | 0 | 0 | 0 | 1 | 0 | 0 | [7 empty] | 1 |  | FN/OPG/SP/FONA SWITCH ETHERNET NETGEAR 7668020343
IM06528 | OPG Spares-Fona- Tube Cover Kit 7668040001 | 1280217668040000 |  | A Class |  |  | I-Inventory | FG-Finish Good | R | Spares | OPG-Spares | Radiogoloy Product | Main Location | 90330000 |  | FIFO | Fona | [8 empty] | 0 | 0 | 0 | 1 | 0 | 0 | [7 empty] | 1 |  | FN/OPG/SP/FONA TUBE COVER KIT 7668040001
IM06529 | OPG Spares-Fona- Varistor Type V275La2P 4169002300 | 1280214169002300 |  | A Class |  |  | I-Inventory | FG-Finish Good | R | Spares | OPG-Spares | Radiogoloy Product | Main Location | 90330000 |  | FIFO | Fona | [8 empty] | 0 | 0 | 0 | 1 | 0 | 0 | [7 empty] | 1 |  | FN/OPG/SP/FONA VARISTOR TYPE V275LA2P 4169002300
IM06530 | OPG Spares-Fona-Fone Column Bracket Spacer 5268012500 | 1280215268012500 |  | A Class |  |  | I-Inventory | FG-Finish Good | R | Spares | OPG-Spares | Radiogoloy Product | Main Location | 90330000 |  | FIFO | Fona | [8 empty] | 0 | 0 | 0 | 1 | 0 | 0 | [7 empty] | 1 |  | FN/OPG/SP/FONE COLUMN BRACKET SPACER 5268012500
IM06531 | OPG Spares-Fona-Fone Wall Support For Mot Column 5660025500 | 1280215660025500 |  | A Class |  |  | I-Inventory | FG-Finish Good | R | Spares | OPG-Spares | Radiogoloy Product | Main Location | 90330000 |  | FIFO | Fona | [8 empty] | 0 | 0 | 0 | 1 | 0 | 0 | [7 empty] | 1 |  | FN/OPG/SP/FONE WALL SUPPORT FOR MOT COLUMN 5660025500
IM06532 | OPG Spares-Fona-Mirror Cover Xp 7668020900 | 1280217668020900 |  | A Class |  |  | I-Inventory | FG-Finish Good | R | Spares | OPG-Spares | Radiogoloy Product | Main Location | 90330000 |  | FIFO | Fona | [8 empty] | 0 | 0 | 0 | 1 | 0 | 0 | [7 empty] | 1 |  | FN/OPG/SP/MIRROR COVER XP 7668020900
IM06533 | OPG Spares-Fona-Test Phantom For Fona Xpan 3D 7668010036 | 1280217668010030 |  | A Class |  |  | I-Inventory | FG-Finish Good | R | Spares | OPG-Spares | Radiogoloy Product | Main Location | 90330000 |  | FIFO | Fona | [8 empty] | 0 | 0 | 0 | 1 | 0 | 0 | [7 empty] | 1 |  | FN/OPG/SP/TEST PHANTOM FOR FONA XPAN 3D 7668010036
IM06534 | OPG Spares-Fona- Xd5 Up-Down Button Cables | 126021UPDOWNBUTTONCABLE |  | A Class |  |  | I-Inventory | FG-Finish Good | R | Spares | OPG-Spares | Radiogoloy Product | Main Location | 90330000 |  | FIFO | Fona | [8 empty] | 0 | 0 | 0 | 1 | 0 | 0 | [7 empty] | 1 |  | FN/SP XD5 UP/DOWN BUTTON CABLES
IM06535 | OPG Spares-Fona-Inner Tube Cover (5468005500) | 1260215468005500 |  | A Class |  |  | I-Inventory | FG-Finish Good | R | Spares | OPG-Spares | Radiogoloy Product | Main Location | 90330000 |  | FIFO | Fona | [8 empty] | 0 | 0 | 0 | 1 | 0 | 0 | [7 empty] | 1 |  | FO/SP/FONA/INNER TUBE COVER (5468005500)
IM06536 | OPG Spares-Fona- Rx Motor Interconnection Board-With Nvram PCB-7668020110/7668020170 | 128021PCB76680201107668020170 |  | A Class |  |  | I-Inventory | FG-Finish Good | R | Spares | OPG-Spares | Radiogoloy Product | Main Location | 90330000 |  | FIFO | Fona | [8 empty] | 0 | 0 | 0 | 1 | 0 | 0 | [7 empty] | 1 |  | FN/OPG/FONA RX MOTOR INTERCONNECTION BOARD-WITH NVRAM PCB-7668020110/7668020170
IM06537 | Oxygen Concentrator- Dynamic Dental Oxygen Concentrator-Model DO2-5L | 120069OXYGENCONCENTRATORDO25L |  | A Class |  |  | I-Inventory | FG-Finish Good | R | Equipment | Oxygen concentrator | Dental Equiment | Main Location | 90192090 |  | FIFO | Dynamic | [5 empty] | A light weight and compact Oxygen concentrator with a capacity of 5 liter, aims to provide steady flow of concentrated oxygen for an emergency. ** Timing accumulates function ** Durable high effective molecular filter ** Alarm system for low oxygen concentration ** Power off alarm ** Pressure circulation fault alarm ** Compressor fault alarm ** Continuous operation 24 hours ** TUV SUD, Germany CE and ISO certification ** Oxygen Flow: 1- 5 LPM ** Oxygen Purity: 93% +- 3% ** Operational Noise: < 45dB (A) ** Net weight: 15.9 Kgs ** Operating Temp: 5 Degree C - 40 Degree C ** Equipment Classification: Class II Type B ** Output Pressure: 0.05 - 0.07 Mpa ** 1 year warranty |  |  | 0 | 0 | 0 | 1 | 0 | 0 | [7 empty] | 1 |  | DA/OC/MC/DYNAIR/DENTAL OXYGEN CONCENTRATOR/MODEL DO2-5L
IM06538 | Oxygen Concentrator- Dynamic Dental Oxygen Concentrator-Model DO2-8L | 120069OXYGENCONCENTRATORDO28L |  | A Class |  |  | I-Inventory | FG-Finish Good | R | Equipment | Oxygen concentrator | Dental Equiment | Main Location | 90189099 |  | FIFO | Dynamic | [8 empty] | 0 | 0 | 0 | 1 | 0 | 0 | [7 empty] | 1 |  | DA/OC/MC/DYNAIR/DENTAL OXYGEN CONCENTRATOR/MODEL DO2-8L
IM06539 | Oxygen Concentrator Spares-Dynair-12Vdc Magnetic Valve + Manifold-E10001 | 120052MAGNETICVALVEE1001 |  | A Class |  |  | I-Inventory | FG-Finish Good | R | Spares | Oxygen Concentrator-Spares | Dental Equiment | Main Location | 90330000 |  | FIFO | Dynamic | [8 empty] | 0 | 0 | 0 | 1 | 0 | 0 | [7 empty] | 1 |  | DA/OC/SP/DYNAIR OXYGEN CONCENTRATOR 12VDC MAGNETIC VALVE + MANIFOLD-E10001
IM06540 | Oxygen Concentrator Spares-Dynair- Air Filter(Filter From A Ployether 30Pp1 Blk-Au15001 | 120052AIRFILTERAU15001 |  | A Class |  |  | I-Inventory | FG-Finish Good | C | Spares | Oxygen Concentrator-Spares | Dental Equiment | Main Location | 90330000 |  | FIFO | Dynamic | [8 empty] | 0 | 0 | 0 | 1 | 0 | 0 | [7 empty] | 1 |  | DA/OC/SP/DYNAIR OXYGEN CONCENTRATOR AIR FILTER(FILTER FROM A PLOYETHER 30PP1 BLK-AU15001
IM06541 | Oxygen Concentrator Spares-Dynair- Flowmeter 0-5Lpm-C06001 | 120052FLOWMETERC06001 |  | A Class |  |  | I-Inventory | FG-Finish Good | C | Spares | Oxygen Concentrator-Spares | Dental Equiment | Main Location | 90330000 |  | FIFO | Dynamic | [8 empty] | 0 | 0 | 0 | 1 | 0 | 0 | [7 empty] | 1 |  | DA/OC/SP/DYNAIR OXYGEN CONCENTRATOR FLOWMETER 0-5LPM-C06001
IM06542 | Oxygen Concentrator Spares-Dynair- Humidifier Bottle-C07001 | 120052BOTTLEC07001 |  | A Class |  |  | I-Inventory | FG-Finish Good | C | Spares | Oxygen Concentrator-Spares | Dental Equiment | Main Location | 90330000 |  | FIFO | Dynamic | [8 empty] | 0 | 0 | 0 | 1 | 0 | 0 | [7 empty] | 1 |  | DA/OC/SP/DYNAIR OXYGEN CONCENTRATOR HUMIDIFIER BOTTLE-C07001
IM06543 | Oxygen Concentrator Spares-Dynair- Inlet Ã¢ÂÂ Intake Filter-C01001 | 120052INTAKEFILTERC01001 |  | A Class |  |  | I-Inventory | FG-Finish Good | R | Spares | Oxygen Concentrator-Spares | Dental Equiment | Main Location | 90330000 |  | FIFO | Dynamic | [8 empty] | 0 | 0 | 0 | 1 | 0 | 0 | [7 empty] | 1 |  | DA/OC/SP/DYNAIR OXYGEN CONCENTRATOR INLET Ã¢ÂÂ INTAKE FILTER-C01001
IM06544 | Oxygen Concentrator Spares-Dynair- Lcd Display-E01003 | 120052LCDDISPLAYE01003 |  | A Class |  |  | I-Inventory | FG-Finish Good | R | Spares | Oxygen Concentrator-Spares | Dental Equiment | Main Location | 90330000 |  | FIFO | Dynamic | [8 empty] | 0 | 0 | 0 | 1 | 0 | 0 | [7 empty] | 1 |  | DA/OC/SP/DYNAIR OXYGEN CONCENTRATOR LCD DISPLAY-E01003
IM06545 | Oxygen Concentrator Spares-Dynair- Muffler-P08001 | 120052MUFFLERP08001 |  | A Class |  |  | I-Inventory | FG-Finish Good | C | Spares | Oxygen Concentrator-Spares | Dental Equiment | Main Location | 90330000 |  | FIFO | Dynamic | [8 empty] | 0 | 0 | 0 | 1 | 0 | 0 | [7 empty] | 1 |  | DA/OC/SP/DYNAIR OXYGEN CONCENTRATOR MUFFLER-P08001
IM06546 | Oxygen Concentrator Spares-Dynair- Over The Ear Cannula 1.8-R05001 | 120052CANNULAR05001 |  | A Class |  |  | I-Inventory | FG-Finish Good | C | Spares | Oxygen Concentrator-Spares | Dental Equiment | Main Location | 90330000 |  | FIFO | Dynamic | [8 empty] | 0 | 0 | 0 | 1 | 0 | 0 | [7 empty] | 1 |  | DA/OC/SP/DYNAIR OXYGEN CONCENTRATOR OVER THE EAR CANNULA 1.8-R05001
IM06547 | Oxygen Concentrator Spares-Dynair- Oxygen Tank-P11001 | 120052OXYGENTANKP11001 |  | A Class |  |  | I-Inventory | FG-Finish Good | C | Spares | Oxygen Concentrator-Spares | Dental Equiment | Main Location | 90330000 |  | FIFO | Dynamic | [8 empty] | 0 | 0 | 0 | 1 | 0 | 0 | [7 empty] | 1 |  | DA/OC/SP/DYNAIR OXYGEN CONCENTRATOR OXYGEN TANK-P11001
IM06548 | Oxygen Concentrator Spares-Dynair- PCB Board-E01002 | 120052PCBBOARDE01002 |  | A Class |  |  | I-Inventory | FG-Finish Good | R | Spares | Oxygen Concentrator-Spares | Dental Equiment | Main Location | 90330000 |  | FIFO | Dynamic | [8 empty] | 0 | 0 | 0 | 1 | 0 | 0 | [7 empty] | 1 |  | DA/OC/SP/DYNAIR OXYGEN CONCENTRATOR PCB BOARD-E01002
IM06549 | Oxygen Concentrator Spares-Dynair- Residual Current Device 4 Amp-E05001 | 120052CURRENTDEVICEE05001 |  | A Class |  |  | I-Inventory | FG-Finish Good | C | Spares | Oxygen Concentrator-Spares | Dental Equiment | Main Location | 90330000 |  | FIFO | Dynamic | [8 empty] | 0 | 0 | 0 | 1 | 0 | 0 | [7 empty] | 1 |  | DA/OC/SP/DYNAIR OXYGEN CONCENTRATOR Residual Current Device 4 AMP-E05001
IM06550 | Oxygen Concentrator Spares-Dynair- Sound Reducer-P07001 | 120052SOUNDREDUCERP07001 |  | A Class |  |  | I-Inventory | FG-Finish Good | R | Spares | Oxygen Concentrator-Spares | Dental Equiment | Main Location | 90330000 |  | FIFO | Dynamic | [8 empty] | 0 | 0 | 0 | 1 | 0 | 0 | [7 empty] | 1 |  | DA/OC/SP/DYNAIR OXYGEN CONCENTRATOR SOUND REDUCER-P07001
IM06551 | Oxygen Concentrator Spares-Dynair-fan (Mutual Motors - Ac Axial Fans M115Ba2H)-E08001 | 120052AXIALFANSE08001 |  | A Class |  |  | I-Inventory | FG-Finish Good | C | Spares | Oxygen Concentrator-Spares | Dental Equiment | Main Location | 90330000 |  | FIFO | Dynamic | [8 empty] | 0 | 0 | 0 | 1 | 0 | 0 | [7 empty] | 1 |  | DA/OC/SP/DYNAIR OXYGEN CONCENTRATORFAN (MUTUAL MOTORS - AC AXIAL FANS M115BA2H)-E08001
IM06552 | Oxygen Concentrator Spares-Dynair- Bacterial Filter(Bacteria Filter Straight Barb 1/4 X1/4 )-C02001 | 120052BACTERIALFILTERC02001 |  | A Class |  |  | I-Inventory | FG-Finish Good | C | Spares | Oxygen Concentrator-Spares | Dental Equiment | Main Location | 90330000 |  | FIFO | Dynamic | [8 empty] | 0 | 0 | 0 | 1 | 0 | 0 | [7 empty] | 1 |  | DA/OC/SP/DYNAIR OXYGEN CONCENTRATOR BACTERIAL FILTER(Bacteria Filter Straight Barb 1/4 x1/4 )-C02001
IM06553 | Oxygen Concentrator Spares-Dynair- Bacterial Filter(Bacteria Filter Straight Barb 1/4 X1/4 )-C02001 | 120052BACTERIALFILTERC02001 |  | A Class |  |  | I-Inventory | FG-Finish Good | C | Spares | Oxygen Concentrator-Spares | Dental Equiment | Main Location | 90330000 |  | FIFO | Dynamic | [8 empty] | 0 | 0 | 0 | 1 | 0 | 0 | [7 empty] | 1 |  | DA/OC/SP/DYNAIR OXYGEN CONCENTRATOR BACTERIAL FILTER(Bacteria Filter Straight Barb 1/4 x1/4 )-C02001
IM06554 | Oxygen Concentrator Spares-Dynair- Capacitor( Cbb60 7Uf+5 450Vac 50/60Hz 40/70/21)A01001 | 120052CAPACITORA01001 |  | A Class |  |  | I-Inventory | FG-Finish Good | C | Spares | Oxygen Concentrator-Spares | Dental Equiment | Main Location | 90330000 |  | FIFO | Dynamic | [8 empty] | 0 | 0 | 0 | 1 | 0 | 0 | [7 empty] | 1 |  | DA/OC/SP/DYNAIR OXYGEN CONCENTRATOR CAPACITOR( CBB60 7UF+5 450VAC 50/60Hz 40/70/21)A01001
IM06555 | Oxygen Concentrator Spares-Dynair- Compressor( Gse: Zw082F-76/1.5A-Gd084)-Dynmed Medical--A01001 | 120052COMPRESSORA01001 |  | A Class |  |  | I-Inventory | FG-Finish Good | R | Spares | Oxygen Concentrator-Spares | Dental Equiment | Main Location | 90330000 |  | FIFO | Dynamic | [8 empty] | 0 | 0 | 0 | 1 | 0 | 0 | [7 empty] | 1 |  | DA/OC/SP/DYNAIR OXYGEN CONCENTRATOR COMPRESSOR( GSE: ZW082F-76/1.5A-GD084)-Dynmed Medical--A01001
IM06556 | Paper Dispensar- Durr HygoWipe Plus - 6010-50 | 150056DISPENSAR |  | A Class |  |  | I-Inventory | FG-Finish Good | R | Equipment | Paper Dispenser | Dental Equiment | Main Location |  |  | FIFO | Durr Dental | [8 empty] | 0 | 0 | 0 | 1 | 0 | 0 | [7 empty] | 1 |  | DD/MC/6010-50/HYGOWIPE PLUS/PAPER DISPENSAR
IM06557 | Indian Product-Printer-Hp Printer | 148056HPPRINTER |  | A Class |  |  | I-Inventory | FG-Finish Good | R | Equipment | Computer System-Accessories | Dental Equiment | Main Location | 8443 |  | FIFO | Indian Product | [8 empty] | 0 | 0 | 0 | 1 | 0 | 0 | [7 empty] | 1 |  | IN/CA/AC/HP PRINTER
IM06558 | PSP Scanner- Durr Dental Vista Image Scanner Mini Plus | 150046MINIPLUS |  | A Class |  |  | I-Inventory | FG-Finish Good | R | Equipment | PSP Scanner | Dental Equiment | Main Location | 90221300 |  | FIFO | Durr Dental | [5 empty] | Features : For all intraoral formats *** Highest image quality *** Flexible image plates *** Compact design *** Ideal chairside appliance *** Sophisticated operating concept *** PC interface via USB or network *** Penta Prism technology for scanning *** iPad supported App (Optional) ********** DATA AND FACTS OF VistaScan Mini Plus : Display Yes *** Plate sizes 0 to 4 *** Effective resolution *** (lp/mm, dpi) 22 (1100 dpi) *** Theoretical resolution (lP/mm, dpi) *** 40 (2000 dpi) *** Weight (kg) 6.5 kg *** Dimensions (H x W x D mm) 226 x 234 x 243 *** Standby function Yes *** Interfaces USB/Network |  |  | 0 | 0 | 0 | 1 | 0 | 0 | [7 empty] | 1 |  | DR/MC/DUERR DIGITAL DENTAL VISTA IMAGE SCANER MINI PLUS
IM06559 | PSP Scanner-Cruxell Dental Imaging System Model CRX-1000 | 201068PSPSCANNERCRX1000 |  | A Class |  |  | I-Inventory | FG-Finish Good | R | Equipment | PSP Scanner | Radiogoloy Product | Main Location | 90184900 |  | FIFO | Cruxell | [8 empty] | 0 | 0 | 0 | 1 | 0 | 0 | [7 empty] | 1 |  | CL/MC/DIS/DENTAL IMAGING SYSTEM/PSP/CRX1000
IM06560 | PSP Scanner- Durr Digital Dental PSP Unit Model Vistascan Nano Eazy | 150060VISTASCANNANOEASY |  | A Class |  |  | I-Inventory | FG-Finish Good | R | Equipment | PSP Scanner | Radiogoloy Product | Main Location | 90222100 |  | FIFO | Durr Dental | [8 empty] | 0 | 0 | 0 | 1 | 0 | 0 | [7 empty] | 1 |  | DD/MC/DIGITAL DENTAL PSP UNIT/VISTASCAN NANO EAZY
IM06561 | PSP Scanner- Durr Digital Dental Image Scanner Model Vista Mini View | 150046MINIVIEW |  | A Class |  |  | I-Inventory | FG-Finish Good | R | Equipment | PSP Scanner | Radiogoloy Product | Main Location | 90221300 |  | FIFO | Durr Dental | [8 empty] | 0 | 0 | 0 | 1 | 0 | 0 | [7 empty] | 1 |  | DD/MC/DIGITAL DENTAL VISTA IMAGE SCANER MINI VIEW
IM06562 | PSP Scanner-Digital Radiog. Phosphorus Sys Digirex | 197068PHOSPHORUSSYSDIGIREX |  | A Class |  |  | I-Inventory | FG-Finish Good | R | Equipment | PSP Scanner | Radiogoloy Product | Main Location | 90184900 |  | FIFO | Apexia | [8 empty] | 0 | 0 | 0 | 1 | 0 | 0 | [7 empty] | 1 |  | AC/PSP/MC/APIXIA/DIGITAL RADIOG. PHOSPHORUS SYS/DIGIREX
IM06563 | PSP Scanner Accessories- Cruxell Image Plate Light Protection Cover Size# 0 (Pack of 100) | 201068CRX1000PLATECOVERSIZE0 |  | A Class |  |  | I-Inventory | FG-Finish Good | C | Accessories | PSP Scanner-Accessories | Radiogoloy Product | Main Location | 39231090 |  | FIFO | Cruxell | [8 empty] | 0 | 0 | 0 | 1 | 0 | 0 | [7 empty] | 1 |  | CL/PSP/AC/CRX1000 IMAGE PLATE LIGHT PROTECTION COVER SIZE 0 (PACK OF 100)
IM06564 | PSP Scanner Accessories- Cruxell Image Plate Light Protection Cover Size# 1 (Pack of 100) | 201068CRX1000PLATECOVERSIZE1 |  | A Class |  |  | I-Inventory | FG-Finish Good | C | Accessories | PSP Scanner-Accessories | Radiogoloy Product | Main Location | 39231090 |  | FIFO | Cruxell | [8 empty] | 0 | 0 | 0 | 1 | 0 | 0 | [7 empty] | 1 |  | CL/PSP/AC/CRX1000 IMAGE PLATE LIGHT PROTECTION COVER SIZE 1 (PACK OF 100)
IM06565 | PSP Scanner Accessories- Cruxell Image Plate Light Protection Cover Size# 2 (Pack of 100) | 201068CRX1000PLATECOVERSIZE2 |  | A Class |  |  | I-Inventory | FG-Finish Good | C | Accessories | PSP Scanner-Accessories | Radiogoloy Product | Main Location | 39231090 |  | FIFO | Cruxell | [8 empty] | 0 | 0 | 0 | 1 | 0 | 0 | [7 empty] | 1 |  | CL/PSP/AC/CRX1000 IMAGE PLATE LIGHT PROTECTION COVER SIZE 2 (PACK OF 100)
IM06566 | PSP Scanner Accessories- Cruxell Image Plate Light Protection Cover Size# 3 (Pack of 100) | 201068CRX1000PLATECOVERSIZE3 |  | A Class |  |  | I-Inventory | FG-Finish Good | C | Accessories | PSP Scanner-Accessories | Radiogoloy Product | Main Location | 39231090 |  | FIFO | Cruxell | [8 empty] | 0 | 0 | 0 | 1 | 0 | 0 | [7 empty] | 1 |  | CL/PSP/AC/CRX1000 IMAGE PLATE LIGHT PROTECTION COVER SIZE 3 (PACK OF 100)
IM06567 | PSP Scanner Accessories- Cruxell Dental Imaging System CRX1000 Image Plate Size #0 | 201068CRX1000PLATESIZE0 |  | A Class |  |  | I-Inventory | FG-Finish Good | C | Accessories | PSP Scanner-Accessories | Radiogoloy Product | Main Location | 37011090 |  | FIFO | Cruxell | [8 empty] | 0 | 0 | 0 | 1 | 0 | 0 | [7 empty] | 1 |  | CL/PSP/AC/DENTAL IMAGING SYSTEM CRX1000 IMAGE PLATE SIZE 0
IM06568 | PSP Scanner Accessories- Cruxell Dental Imaging System CRX1000 Image Plate Size #1 | 201068CRX1000PLATESIZE1 |  | A Class |  |  | I-Inventory | FG-Finish Good | C | Accessories | PSP Scanner-Accessories | Radiogoloy Product | Main Location | 37011090 |  | FIFO | Cruxell | [8 empty] | 0 | 0 | 0 | 1 | 0 | 0 | [7 empty] | 1 |  | CL/PSP/AC/DENTAL IMAGING SYSTEM CRX1000 IMAGE PLATE SIZE 1
IM06569 | PSP Scanner Accessories- Cruxell Dental Imaging System CRX1000 Image Plate Size #2 | 201068CRX1000SIZ2 |  | A Class |  |  | I-Inventory | FG-Finish Good | C | Accessories | PSP Scanner-Accessories | Radiogoloy Product | Main Location | 37011090 |  | FIFO | Cruxell | [8 empty] | 0 | 0 | 0 | 1 | 0 | 0 | [7 empty] | 1 |  | CL/PSP/AC/DENTAL IMAGING SYSTEM CRX1000 IMAGE PLATE SIZE 2
IM06570 | PSP Scanner Accessories- Cruxell Dental Imaging System CRX1000 Image Plate Size #3 | 201068CRX1000PLATESIZE3 |  | A Class |  |  | I-Inventory | FG-Finish Good | C | Accessories | PSP Scanner-Accessories | Radiogoloy Product | Main Location | 37011090 |  | FIFO | Cruxell | [8 empty] | 0 | 0 | 0 | 1 | 0 | 0 | [7 empty] | 1 |  | CL/PSP/AC/DENTAL IMAGING SYSTEM CRX1000 IMAGE PLATE SIZE 3
IM06571 | PSP Scanner Accessories- Durr Vista Scan Imaging Plate Size 1 Plus | 150046VISTASCAN1 |  | A Class |  |  | I-Inventory | FG-Finish Good | R | Accessories | PSP Scanner-Accessories | Radiogoloy Product | Main Location | 37011090 |  | FIFO | Durr Dental | [8 empty] | 0 | 0 | 0 | 1 | 0 | 0 | [7 empty] | 1 |  | DD/AC/VISTA SCAN IMAGING PLATE SIZE 1 PLUS
IM06572 | PSP Scanner Accessories- Durr Vista Scan Imaging Plate Size 2 Plus | 150046VISTASIZE2 |  | A Class |  |  | I-Inventory | FG-Finish Good | R | Accessories | PSP Scanner-Accessories | Radiogoloy Product | Main Location | 37011090 |  | FIFO | Durr Dental | [8 empty] | 0 | 0 | 0 | 1 | 0 | 0 | [7 empty] | 1 |  | DD/AC/VISTA SCAN IMAGING PLATE SIZE 2 PLUS
IM06573 | PSP Scanner Accessories- Durr Vista Scan Imaging Plate Size 3 Plus | 150046VISTASCAN3 |  | A Class |  |  | I-Inventory | FG-Finish Good | R | Accessories | PSP Scanner-Accessories | Radiogoloy Product | Main Location |  |  | FIFO | Durr Dental | [8 empty] | 0 | 0 | 0 | 1 | 0 | 0 | [7 empty] | 1 |  | DD/AC/VISTA SCAN IMAGING PLATE SIZE 3 PLUS
IM06574 | PSP Scanner Accessories- Durr Vista Scan Imaging Plate Size 4 Plus | 150046VISTASCAN4 |  | A Class |  |  | I-Inventory | FG-Finish Good | R | Accessories | PSP Scanner-Accessories | Radiogoloy Product | Main Location |  |  | FIFO | Durr Dental | [8 empty] | 0 | 0 | 0 | 1 | 0 | 0 | [7 empty] | 1 |  | DD/AC/VISTA SCAN IMAGING PLATE SIZE 4 PLUS
IM06575 | PSP Scanner Accessories- Durr Vista Scan Light Protection Cover Size 0 | 150046VISTAPRO0 |  | A Class |  |  | I-Inventory | FG-Finish Good | R | Accessories | PSP Scanner-Accessories | Radiogoloy Product | Main Location | 39231090 |  | FIFO | Durr Dental | [8 empty] | 0 | 0 | 0 | 1 | 0 | 0 | [7 empty] | 1 |  | DD/AC/VISTA SCAN LIGHT PROTECTION COVER SIZE 0
IM06576 | PSP Scanner Accessories- Durr Vista Scan Light Protection Cover Size 1 | 150046VISTAPRO1 |  | A Class |  |  | I-Inventory | FG-Finish Good | R | Accessories | PSP Scanner-Accessories | Radiogoloy Product | Main Location |  |  | FIFO | Durr Dental | [8 empty] | 0 | 0 | 0 | 1 | 0 | 0 | [7 empty] | 1 |  | DD/AC/VISTA SCAN LIGHT PROTECTION COVER SIZE 1
IM06577 | PSP Scanner Accessories- Durr Vista Scan Light Protection Cover Size 4 | 150046VISTAPRO4 |  | A Class |  |  | I-Inventory | FG-Finish Good | R | Accessories | PSP Scanner-Accessories | Radiogoloy Product | Main Location | 39231090 |  | FIFO | Durr Dental | [8 empty] | 0 | 0 | 0 | 1 | 0 | 0 | [7 empty] | 1 |  | DD/AC/VISTA SCAN LIGHT PROTECTION COVER SIZE 4
IM06578 | PSP Scanner Accessories- Durr Vista Scan Mini Eazy Image Scaner Plate | 150046PLATE |  | A Class |  |  | I-Inventory | TG-Trading Good |  | Accessories | PSP Scanner-Accessories | Radiogoloy Product | Main Location |  |  | FIFO | Durr Dental | [8 empty] | 0 | 0 | 0 | 1 | 0 | 0 | [7 empty] | 1 |  | DD/MC/DIGITAL VISTA SCAN MINI EAZY IMAGE SCANNER PLATE
IM06579 | PSP Scanner Accessories- Durr Vista Scan Easy Cartridge Holder for Size 0 | 159060NANOEASYCARTG0 |  | A Class |  |  | I-Inventory | FG-Finish Good | R | Accessories | PSP Scanner-Accessories | Radiogoloy Product | Main Location | 37011090 |  | FIFO | Durr Dental | [8 empty] | 0 | 0 | 0 | 1 | 0 | 0 | [7 empty] | 1 |  | DD/VS/AC/VISTA SCAN NANO EASY CRTG/HOLDER FOR SIZE 0
IM06580 | PSP Scanner Accessories- Durr Vista Scan Easy Cartridge Holder for Size 1 | 159060NANOEASYCARTG1 |  | A Class |  |  | I-Inventory | FG-Finish Good | R | Accessories | PSP Scanner-Accessories | Radiogoloy Product | Main Location | 37011090 |  | FIFO | Durr Dental | [8 empty] | 0 | 0 | 0 | 1 | 0 | 0 | [7 empty] | 1 |  | DD/VS/AC/VISTA SCAN NANO EASY CRTG/HOLDER FOR SIZE 1
IM06581 | PSP Scanner Accessories- Durr Vista Scan Nano Easy Image Plate 0 | 159060NANOEASYIMAGELATE0 |  | A Class |  |  | I-Inventory | FG-Finish Good | R | Accessories | PSP Scanner-Accessories | Radiogoloy Product | Main Location | 37011090 |  | FIFO | Durr Dental | [8 empty] | 0 | 0 | 0 | 1 | 0 | 0 | [7 empty] | 1 |  | DD/VS/AC/VISTA SCAN NANO EASY IMAGE PLATE 0
IM06582 | PSP Scanner Accessories- Durr Vista Scan Nano Easy Image Plate 1 | 159060NANOEASYIMAGELATE1 |  | A Class |  |  | I-Inventory | FG-Finish Good | R | Accessories | PSP Scanner-Accessories | Radiogoloy Product | Main Location | 37011090 |  | FIFO | Durr Dental | [8 empty] | 0 | 0 | 0 | 1 | 0 | 0 | [7 empty] | 1 |  | DD/VS/AC/VISTA SCAN NANO EASY IMAGE PLATE 1
IM06583 | PSP Scanner Accessories- Durr Vista Scan Nano Easy Image Plate 2 | 159060NANOEASYIMAGELATE2 |  | A Class |  |  | I-Inventory | FG-Finish Good | R | Accessories | PSP Scanner-Accessories | Radiogoloy Product | Main Location | 37011090 |  | FIFO | Durr Dental | [8 empty] | 0 | 0 | 0 | 1 | 0 | 0 | [7 empty] | 1 |  | DD/VS/AC/VISTA SCAN NANO EASY IMAGE PLATE 2
IM06584 | PSP Scanner Accessories- Durr Vista Scan Light Protection Cover Size 2 | 150046VISTAPRO2 |  | A Class |  |  | I-Inventory | TG-Trading Good |  | Accessories | PSP Scanner-Accessories | Radiogoloy Product | Main Location |  |  | FIFO | Durr Dental | [8 empty] | 0 | 0 | 0 | 1 | 0 | 0 | [7 empty] | 1 |  | VISTA SCAN LIGHT PROTECTION COVER SIZE 2
IM06585 | PSP Scanner Accessories- Durr Vista Scan Light Protection Cover Size 3 | 150046VISTAPRO3 |  | A Class |  |  | I-Inventory | TG-Trading Good |  | Accessories | PSP Scanner-Accessories | Radiogoloy Product | Main Location |  |  | FIFO | Durr Dental | [8 empty] | 0 | 0 | 0 | 1 | 0 | 0 | [7 empty] | 1 |  | VISTA SCAN LIGHT PROTECTION COVER SIZE 3
IM06586 | PSP Scanner- Apixia Digirex Image Plate Size 0 | 197068DIGIREXIMAGEPLATE0 |  | A Class |  |  | I-Inventory | FG-Finish Good | R | Accessories | PSP Scanner-Accessories | Radiogoloy Product | Main Location | 90221300 |  | FIFO | Apexia | [8 empty] | 0 | 0 | 0 | 1 | 0 | 0 | [7 empty] | 1 |  | AC/PSP/AC/APIXIA DIGIREX/IMAGE PLATE 0
IM06587 | PSP Scanner- Apixia Digirex Image Plate Size 1 | 197068DIGIREXIMAGEPLATE1 |  | A Class |  |  | I-Inventory | FG-Finish Good | R | Accessories | PSP Scanner-Accessories | Radiogoloy Product | Main Location | 90221300 |  | FIFO | Apexia | [8 empty] | 0 | 0 | 0 | 1 | 0 | 0 | [7 empty] | 1 |  | AC/PSP/AC/APIXIA DIGIREX/IMAGE PLATE 1
IM06588 | PSP Scanner- Apixia Digirex Image Plate Size 2 | 197068DIGIREXIMAGEPLATE2 |  | A Class |  |  | I-Inventory | FG-Finish Good | R | Accessories | PSP Scanner-Accessories | Radiogoloy Product | Main Location | 90221300 |  | FIFO | Apexia | [8 empty] | 0 | 0 | 0 | 1 | 0 | 0 | [7 empty] | 1 |  | AC/PSP/AC/APIXIA DIGIREX/IMAGE PLATE 2
IM06589 | PSP Scanner- Apixia Digirex Image Plate Size 3 | 197068DIGIREXIMAGEPLATE3 |  | A Class |  |  | I-Inventory | FG-Finish Good | R | Accessories | PSP Scanner-Accessories | Radiogoloy Product | Main Location | 90221300 |  | FIFO | Apexia | [8 empty] | 0 | 0 | 0 | 1 | 0 | 0 | [7 empty] | 1 |  | AC/PSP/AC/APIXIA DIGIREX/IMAGE PLATE 3
IM06590 | PSP Scanner Spares-Durr- Vista Scan Mini Eazy Image Plate Storage Box-2141-002-00 | 150011214100200BOX |  | A Class |  |  | I-Inventory | FG-Finish Good | R | Spares | PSP Scanner-Spares | Radiogoloy Product | Main Location | 39269099 |  | FIFO | Durr Dental | [8 empty] | 0 | 0 | 0 | 1 | 0 | 0 | [7 empty] | 1 |  | DD/MC/DIGITAL VISTA SCAN MINI EAZY IMAGE PLATE STORAGE BOX-2141-002-00
IM06591 | PSP Scanner Spares-Durr- Vista Scan Mini Eazy Image Scanner Adaptor | 150046ADAPTER |  | A Class |  |  | I-Inventory | FG-Finish Good | R | Spares | PSP Scanner-Spares | Radiogoloy Product | Main Location | 90330000 |  | FIFO | Durr Dental | [8 empty] | 0 | 0 | 0 | 1 | 0 | 0 | [7 empty] | 1 |  | DD/MC/DIGITAL VISTA SCAN MINI EAZY IMAGE SCANNER ADAPTOR
IM06592 | PSP Scanner Spares-Durr-Vista Scan Belt-2141-993-00 | 150011SCANBELT214199300 |  | A Class |  |  | I-Inventory | FG-Finish Good | R | Spares | PSP Scanner-Spares | Radiogoloy Product | Main Location | 90330000 |  | FIFO | Durr Dental | [8 empty] | 0 | 0 | 0 | 1 | 0 | 0 | [7 empty] | 1 |  | DR/SU/SP/DUERR VISTA SCAN BELT-2141-993-00
IM06593 | Pulp Tester- Coxo Pulp Teter | 107020 |  | A Class |  |  | I-Inventory | FG-Finish Good | R | Equipment | Pulp Tester | Dental Equiment | Main Location | 90184900 |  | FIFO | Hongkong Coxo | [5 empty] | Important diagnostic tool for a dentist*Tests pulp vitality of an injured/non injured tooth* Preset speed mode (high-mid-low speed)*A gentle, pulsed stimulus begins to increase at a rate easy to operate*Specifically designed for patient comfort*Convenient to operate*Maximum stimulus-80*The device turns itself off after three minutes... no wasted batteries*Standard battery : 9 Volt batteries* |  |  | 0 | 0 | 0 | 1 | 0 | 0 | [7 empty] | 1 |  | CO/PT/MC/PULP-COXO PULP TESTER
IM06594 | Reforpost-Dental Avenue-FG Xray Size 2 7270 | 207047FGXRAY27270 |  | A Class |  |  | I-Inventory | FG-Finish Good | C | Consumables | Reforpost | Dental Equiment | Main Location | 90184900 |  | FIFO | Dental Avenue | [8 empty] | 0 | 0 | 0 | 1 | 0 | 0 | [7 empty] | 1 |  | DV/RF/CM/FG XRAY SIZE 2 7270
IM06595 | Reforpost-Dental Avenue-FG Xray Size 3 7280 | 207047FGXRAY37280 |  | A Class |  |  | I-Inventory | FG-Finish Good | R | Consumables | Reforpost | Dental Equiment | Main Location | 90184900 |  | FIFO | Dental Avenue | [8 empty] | 0 | 0 | 0 | 1 | 0 | 0 | [7 empty] | 1 |  | DV/RF/CM/FG XRAY SIZE 3 7280
IM06596 | Resin-3DDX- Unicorn Arcbeam-Clear Resin 1 Ltr | 192055UDLARCBEAMCLEAR1LTR |  | A Class |  |  | I-Inventory | FG-Finish Good | R | Consumables | Resin | CAD CAM | Main Location | 39109090 |  | FIFO | 3DDX | [8 empty] | 0 | 0 | 0 | 1 | 0 | 0 | [7 empty] | 1 |  | 3D/UNICORN ARCBEAM/DENTAL RESIN/CLEAR 1LTR
IM06597 | Resin-3DDX- Unicorn Arcbeam-Flexible Clear Resin 1 Ltr | 192055UDLARCBEAMFLEXCLEAR1LTR |  | A Class |  |  | I-Inventory | FG-Finish Good | R | Consumables | Resin | CAD CAM | Main Location | 39095000 |  | FIFO | 3DDX | [8 empty] | 0 | 0 | 0 | 1 | 0 | 0 | [7 empty] | 1 |  | 3D/UNICORN ARCBEAM/DENTAL RESIN/FLEXIBLE CLEAR 1LTR
IM06598 | Resin-3DDX- Unicorn Arcbeam-Green Resin 1 Ltr | 192055UDLARCBEAMGREEN1LTR |  | A Class |  |  | I-Inventory | FG-Finish Good | R | Consumables | Resin | CAD CAM | Main Location | 39109090 |  | FIFO | 3DDX | [8 empty] | 0 | 0 | 0 | 1 | 0 | 0 | [7 empty] | 1 |  | 3D/UNICORN ARCBEAM/DENTAL RESIN/GREEN 1LTR
IM06599 | Resin-3DDX- Unicorn Arcbeam-Grey Resin 1 Ltr | 192055UDLARCBEAMGREY1LTR |  | A Class |  |  | I-Inventory | FG-Finish Good | R | Consumables | Resin | CAD CAM | Main Location | 39109090 |  | FIFO | 3DDX | [8 empty] | 0 | 0 | 0 | 1 | 0 | 0 | [7 empty] | 1 |  | 3D/UNICORN ARCBEAM/DENTAL RESIN/GREY 1LTR
IM06600 | Resin-Anycubic-Anycubic 3D Imaging-Non Castable Resin Ltr | 189067NONCASTABLERESIN |  | A Class |  |  | I-Inventory | FG-Finish Good | C | Consumables | Resin | CAD CAM | Main Location | 39019090 |  | FIFO | Anycubic | [8 empty] | 0 | 0 | 0 | 1 | 0 | 0 | [7 empty] | 1 |  | SD/RS/CS/ANYCUBIC 3D IMAGING/NON CASTABLE RESIN LTR
IM06601 | Resin-Dentona-Dental Resin Optiprint Castable 500 Gram | 198047OPTIPRINTCAST500GRM |  | A Class |  |  | I-Inventory | FG-Finish Good | C | Consumables | Resin | CAD CAM | Main Location | 39069090 |  | FIFO | Dentona | [8 empty] | 0 | 0 | 0 | 1 | 0 | 0 | [7 empty] | 1 |  | DN/CM/RESIN/ DENTAL RESIN OPTIPRINT CAST 500 GRM
IM06602 | Resin-Dentona-Dental Resin Optiprint Clean 1 Ltr | 198047OPTIPRINTCLEAN1LTR |  | A Class |  |  | I-Inventory | FG-Finish Good | C | Consumables | Resin | CAD CAM | Main Location | 39069090 |  | FIFO | Dentona | [8 empty] | 0 | 0 | 0 | 1 | 0 | 0 | [7 empty] | 1 |  | DN/CM/RESIN/ DENTAL RESIN OPTIPRINT CLEAN 1 LTR.
IM06603 | Resin-Dentona-Dental Resin Optiprint Denture 385 Dunkelrosa 500 Gram | 198047OPTIPRINTVITDUNKELROSA500GRM |  | A Class |  |  | I-Inventory | FG-Finish Good | C | Consumables | Resin | CAD CAM | Main Location | 39069090 |  | FIFO | Dentona | [8 empty] | 0 | 0 | 0 | 1 | 0 | 0 | [7 empty] | 1 |  | DN/CM/RESIN/ DENTAL RESIN OPTIPRINT DENTURE 385 DUNKELROSA 500 GRM
IM06604 | Resin-Dentona-Dental Resin Optiprint Denture 385 Hellrosa 500 Gram | 198047OPTIPRINTHELLROSA500GRM |  | A Class |  |  | I-Inventory | FG-Finish Good | C | Consumables | Resin | CAD CAM | Main Location | 39069090 |  | FIFO | Dentona | [8 empty] | 0 | 0 | 0 | 1 | 0 | 0 | [7 empty] | 1 |  | DN/CM/RESIN/ DENTAL RESIN OPTIPRINT DENTURE 385 HELLROSA 500 GRM
IM06605 | Resin-Dentona-Dental Resin Optiprint Guide SLA 500 Gram | 198047OPTIPRINTSLA500GRM |  | A Class |  |  | I-Inventory | FG-Finish Good | C | Consumables | Resin | CAD CAM | Main Location | 39069090 |  | FIFO | Dentona | [8 empty] | 0 | 0 | 0 | 1 | 0 | 0 | [7 empty] | 1 |  | DN/CM/RESIN/ DENTAL RESIN OPTIPRINT GUIDE SLA 500 GRM
IM06606 | Resin-Dentona-Dental Resin Optiprint Model 1 KG | 198047OPTIPRINT1KG |  | A Class |  |  | I-Inventory | TG-Trading Good |  | Consumables | Resin | CAD CAM | Main Location | 39069090 |  | FIFO | Dentona | [8 empty] | 0 | 0 | 0 | 1 | 0 | 0 | [7 empty] | 1 |  | DN/CM/RESIN/ DENTAL RESIN OPTIPRINT MODEL 1KG
IM06607 | Resin-Dentona-Dental Resin Optiprint Model SLA 1 KG | 198047OPTIPRINTSLA1KG |  | A Class |  |  | I-Inventory | FG-Finish Good | C | Consumables | Resin | CAD CAM | Main Location | 39069090 |  | FIFO | Dentona | [8 empty] | 0 | 0 | 0 | 1 | 0 | 0 | [7 empty] | 1 |  | DN/CM/RESIN/ DENTAL RESIN OPTIPRINT MODEL SLA 1KG
IM06608 | Resin-Dentona-Dental Resin Optiprint Splint Guide 500 Gram | 198047OPTIPRINTSPLINT500GRM |  | A Class |  |  | I-Inventory | FG-Finish Good | C | Consumables | Resin | CAD CAM | Main Location | 39069090 |  | FIFO | Dentona | [8 empty] | 0 | 0 | 0 | 1 | 0 | 0 | [7 empty] | 1 |  | DN/CM/RESIN/ DENTAL RESIN OPTIPRINT SPLINT (GUIDE)500 GRM
IM06609 | Resin-Dentona-Dental Resin Optiprint Temp Vita A2 500 Gram | 198047OPTIPRINTVITAA2500GRM |  | A Class |  |  | I-Inventory | FG-Finish Good | R | Consumables | Resin | CAD CAM | Main Location | 39069090 |  | FIFO | Dentona | [8 empty] | 0 | 0 | 0 | 1 | 0 | 0 | [7 empty] | 1 |  | DN/CM/RESIN/ DENTAL RESIN OPTIPRINT TEMP VITA A2, 500 GRM
IM06610 | Resin-Dentona-Dental Resin Optiprint Temp Vita B2 500 Gram | 198047OPTIPRINTVITAB2500GRM |  | A Class |  |  | I-Inventory | FG-Finish Good | C | Consumables | Resin | CAD CAM | Main Location | 39069090 |  | FIFO | Dentona | [8 empty] | 0 | 0 | 0 | 1 | 0 | 0 | [7 empty] | 1 |  | DN/CM/RESIN/ DENTAL RESIN OPTIPRINT TEMP VITA B2, 500 GRM
IM06611 | Resin- Formlbas-Cartridge-Castable Resin | 176055CASTABLERESIN |  | A Class |  |  | I-Inventory | FG-Finish Good | R | Consumables | Resin | CAD CAM | Main Location | 90184900 |  | FIFO | Formlabs | [8 empty] | 0 | 0 | 0 | 1 | 0 | 0 | [7 empty] | 1 |  | FL/AC/FORMLABS CARTRIDGE /3D PRINTER/ CASTABLE RESIN
IM06612 | Resin- Formlbas-Cartridge-Dental SG Resin | 176055SGRESIN |  | A Class |  |  | I-Inventory | FG-Finish Good | R | Consumables | Resin | CAD CAM | Main Location | 39269099 |  | FIFO | Formlabs | [8 empty] | 0 | 0 | 0 | 1 | 0 | 0 | [7 empty] | 1 |  | FL/AC/FORMLABS CARTRIDGE FOR 3D PRINTER DENTAL SG RESIN
IM06613 | Resin- Formlbas-Cartridge-Model Resin | 176055MODELRESIN |  | A Class |  |  | I-Inventory | FG-Finish Good | R | Consumables | Resin | CAD CAM | Main Location | 3926099 |  | FIFO | Formlabs | [8 empty] | 0 | 0 | 0 | 1 | 0 | 0 | [7 empty] | 1 |  | FL/AC/FORMLABS CARTRIDGE FOR 3D PRINTER MODEL RESIN
IM06614 | Resin- Formlbas-Cartridge-Clear | 176055CLEARRESIN |  | A Class |  |  | I-Inventory | FG-Finish Good | R | Consumables | Resin | CAD CAM | Main Location | 39269099 |  | FIFO | Formlabs | [5 empty] | Clear Resin polishes near transparency, making it ideal for working with light or showcasting internal features. |  |  | 0 | 0 | 0 | 1 | 0 | 0 | [7 empty] | 1 |  | FL/AC/RESIN CARTRIDGE FOR 3D PRINTER/CLEAR
IM06615 | Resin- Formlbas-Cartridge-White | 176055WHITE |  | A Class |  |  | I-Inventory | FG-Finish Good | R | Consumables | Resin | CAD CAM | Main Location | 39079990 |  | FIFO | Formlabs | [8 empty] | 0 | 0 | 0 | 1 | 0 | 0 | [7 empty] | 1 |  | FL/AC/RESIN CARTRIDGE FOR 3D PRINTER/WHITE
IM06616 | Resin-Moonray-Dental Castable Blue Resin | 156055CASTABLEBLUEESIN |  | A Class |  |  | I-Inventory | FG-Finish Good | C | Consumables | Resin | CAD CAM | Main Location | 39019090 |  | FIFO | MoonRay | [8 empty] | 0 | 0 | 0 | 1 | 0 | 0 | [7 empty] | 1 |  | ZH/3DP/CM/MOONRAY/DENTAL CASTABLE BLUE RESIN
IM06617 | Resin-Moonray-Dental Castable Green Resin | 156055CASTABLEGREENRESIN |  | A Class |  |  | I-Inventory | FG-Finish Good | C | Consumables | Resin | CAD CAM | Main Location | 39019090 |  | FIFO | MoonRay | [8 empty] | 0 | 0 | 0 | 1 | 0 | 0 | [7 empty] | 1 |  | ZH/3DP/CM/MOONRAY/DENTAL CASTABLE GREEN RESIN
IM06618 | Resin-Moonray-Dental Model Gray Resin | 156055CASTABLEMODELGRAYRESIN |  | A Class |  |  | I-Inventory | FG-Finish Good | C | Consumables | Resin | CAD CAM | Main Location | 39019090 |  | FIFO | MoonRay | [8 empty] | 0 | 0 | 0 | 1 | 0 | 0 | [7 empty] | 1 |  | ZH/3DP/CM/MOONRAY/DENTAL MODEL GRAY RESIN
IM06619 | Resin-Moonray-Dental Castable Resin | 156055MOONRAYCASTABLERESIN |  | A Class |  |  | I-Inventory | FG-Finish Good | C | Consumables | Resin | CAD CAM | Main Location | 39019090 |  | FIFO | MoonRay | [8 empty] | 0 | 0 | 0 | 1 | 0 | 0 | [7 empty] | 1 |  | ZH/3DP/CM/MOONRAY/DENTAL CASTABLE RESIN
IM06620 | Resin-Moonray-Dental Guide Resin-Clear | 156055MOONRAYGUIDERESIN |  | A Class |  |  | I-Inventory | FG-Finish Good | R | Consumables | Resin | CAD CAM | Main Location | 39019090 |  | FIFO | MoonRay | [8 empty] | 0 | 0 | 0 | 1 | 0 | 0 | [7 empty] | 1 |  | ZH/3DP/CM/MOONRAY/DENTAL GUIDE RESIN/CLEAR
IM06621 | Resin-Moonray-Dental Model Resin Transparent | 199047RESINTRANSPARENT |  | A Class |  |  | I-Inventory | FG-Finish Good | C | Consumables | Resin | CAD CAM | Main Location | 39019090 |  | FIFO | MoonRay | [8 empty] | 0 | 0 | 0 | 1 | 0 | 0 | [7 empty] | 1 |  | ZH/3DP/CM/MOONRAY/DENTAL MODEL RESIN TRANSPARENT
IM06622 | Resin-Moonray-Dental Model Resin-Green | 156055MOONRAYRESIN |  | A Class |  |  | I-Inventory | FG-Finish Good | C | Consumables | Resin | CAD CAM | Main Location | 39019090 |  | FIFO | MoonRay | [8 empty] | 0 | 0 | 0 | 1 | 0 | 0 | [7 empty] | 1 |  | ZH/3DP/CM/MOONRAY/DENTAL MODEL RESIN/GREEN
IM06623 | Resin-NextDent- Tray Blue | 199047RESINTRAYBLUE |  | A Class |  |  | I-Inventory | FG-Finish Good | C | Consumables | Resin | CAD CAM | Main Location | 39019090 |  | FIFO | Next Dent | [8 empty] | 0 | 0 | 0 | 1 | 0 | 0 | [7 empty] | 1 |  | VD/CM/AC/NEXTDENT/DENTAL RESIN TRAY/BLUE
IM06624 | Resin-NextDent- C And B Mfh N1 | 199047RESINCBMFHN1 |  | A Class |  |  | I-Inventory | FG-Finish Good | R | Consumables | Resin | CAD CAM | Main Location | 39019090 |  | FIFO | Next Dent | [8 empty] | 0 | 0 | 0 | 1 | 0 | 0 | [7 empty] | 1 |  | VD/CM/NEXTDENT/DENTAL RESIN C and B MFH N1
IM06625 | Resin-NextDent- Ortho LBT-Clear 1Kg | 199047RESINORTHOCLEAR1KG |  | A Class |  |  | I-Inventory | FG-Finish Good | C | Consumables | Resin | CAD CAM | Main Location | 39019090 |  | FIFO | Next Dent | [8 empty] | 0 | 0 | 0 | 1 | 0 | 0 | [7 empty] | 1 |  | VD/CM/NEXTDENT/DENTAL RESIN ORTHO IBT/CLEAR /1KG
IM06626 | Resin-NextDent-Denture 3D Plus-Dark Pink | 199047RESINDARKPINK |  | A Class |  |  | I-Inventory | FG-Finish Good | C | Consumables | Resin | CAD CAM | Main Location | 39019090 |  | FIFO | Next Dent | [8 empty] | 0 | 0 | 0 | 1 | 0 | 0 | [7 empty] | 1 |  | VD/CM/NEXTDENT/DENTAL RESIN/DENTURE 3D PLUS/DARK PINK
IM06627 | Resin-NextDent-Denture 3D Plus-Light Pink | 199047RESINTRANSLIGHTPINK |  | A Class |  |  | I-Inventory | FG-Finish Good | C | Consumables | Resin | CAD CAM | Main Location | 39019090 |  | FIFO | Next Dent | [8 empty] | 0 | 0 | 0 | 1 | 0 | 0 | [7 empty] | 1 |  | VD/CM/NEXTDENT/DENTAL RESIN/DENTURE 3D PLUS/LIGHT PINK
IM06628 | Resin-NextDent-Denture 3D Plus-Opaque Pink | 199047RESINTRANSOPAQUEPINK |  | A Class |  |  | I-Inventory | FG-Finish Good | C | Consumables | Resin | CAD CAM | Main Location | 39019090 |  | FIFO | Next Dent | [8 empty] | 0 | 0 | 0 | 1 | 0 | 0 | [7 empty] | 1 |  | VD/CM/NEXTDENT/DENTAL RESIN/DENTURE 3D PLUS/OPAQUE PINK
IM06629 | Resin-NextDent-Denture 3D Plus-Trans Pink | 199047RESINTRANSPINK |  | A Class |  |  | I-Inventory | FG-Finish Good | C | Consumables | Resin | CAD CAM | Main Location | 39019090 |  | FIFO | Next Dent | [8 empty] | 0 | 0 | 0 | 1 | 0 | 0 | [7 empty] | 1 |  | VD/CM/NEXTDENT/DENTAL RESIN/DENTURE 3D PLUS/TRANS PINK
IM06630 | Resin-NextDent-Gingiva Mask | 199047RESINGINIVAMASK |  | A Class |  |  | I-Inventory | FG-Finish Good | C | Consumables | Resin | CAD CAM | Main Location | 39019090 |  | FIFO | Next Dent | [8 empty] | 0 | 0 | 0 | 1 | 0 | 0 | [7 empty] | 1 |  | VD/CM/NEXTDENT/DENTAL RESIN/GINGIVA MASK
IM06631 | Resin-Nextdent- C And B MFH N1.5 | 199047RESINCBMFHN1.5 |  | A Class |  |  | I-Inventory | FG-Finish Good | R | Consumables | Resin | CAD CAM | Main Location | 39019090 |  | FIFO | Next Dent | [8 empty] | 0 | 0 | 0 | 1 | 0 | 0 | [7 empty] | 1 |  | VD/NEXTDENT/DENTAL RESIN C AND B MFH N1.5
IM06632 | Resin-Nextdent- C And B MFH-Bl | 199047RESINCBMFHBL |  | A Class |  |  | I-Inventory | FG-Finish Good | C | Consumables | Resin | CAD CAM | Main Location | 39019090 |  | FIFO | Next Dent | [8 empty] | 0 | 0 | 0 | 1 | 0 | 0 | [7 empty] | 1 |  | VD/NEXTDENT/DENTAL RESIN C AND B MFH/BL
IM06633 | Resin-Nextdent- Cast-Purple 1Kg | 199047RESINCASTPURPLE |  | A Class |  |  | I-Inventory | FG-Finish Good | C | Consumables | Resin | CAD CAM | Main Location | 39019090 |  | FIFO | Next Dent | [8 empty] | 0 | 0 | 0 | 1 | 0 | 0 | [7 empty] | 1 |  | VD/NEXTDENT/DENTAL RESIN CAST/PURPLE/1KG
IM06634 | Resin-Nextdent- Model 2.0-Grey 1Kg | 199047RESINMODEL2.0GREY |  | A Class |  |  | I-Inventory | FG-Finish Good | C | Consumables | Resin | CAD CAM | Main Location | 39019090 |  | FIFO | Next Dent | [8 empty] | 0 | 0 | 0 | 1 | 0 | 0 | [7 empty] | 1 |  | VD/NEXTDENT/DENTAL RESIN MODEL 2.0/GREY/1KG
IM06635 | Resin-Nextdent- Model 2.0-Peach 1 Kg | 199047RESINCASTPEACH |  | A Class |  |  | I-Inventory | FG-Finish Good | C | Consumables | Resin | CAD CAM | Main Location | 39019090 |  | FIFO | Next Dent | [8 empty] | 0 | 0 | 0 | 1 | 0 | 0 | [7 empty] | 1 |  | VD/NEXTDENT/DENTAL RESIN MODEL 2.0/PEACH/1 KG
IM06636 | Resin-Nextdent- Ortho Rigid-Blue | 199047RESINORTHORIGIDBLUE |  | A Class |  |  | I-Inventory | FG-Finish Good | R | Consumables | Resin | CAD CAM | Main Location | 39019090 |  | FIFO | Next Dent | [8 empty] | 0 | 0 | 0 | 1 | 0 | 0 | [7 empty] | 1 |  | VD/NEXTDENT/DENTAL RESIN ORTHO RIGID/BLUE
IM06637 | Resin-Nextdent- SG-Orange-1Kg | 199047RESINSGORANGE |  | A Class |  |  | I-Inventory | FG-Finish Good | C | Consumables | Resin | CAD CAM | Main Location | 39019090 |  | FIFO | Next Dent | [8 empty] | 0 | 0 | 0 | 1 | 0 | 0 | [7 empty] | 1 |  | VD/NEXTDENT/DENTAL RESIN SG/ORANGE/1KG
IM06638 | Resin-Nextdent- Try-In-TI0 | 199047RESINTRYINTI0 |  | A Class |  |  | I-Inventory | FG-Finish Good | C | Consumables | Resin | CAD CAM | Main Location | 39019090 |  | FIFO | Next Dent | [8 empty] | 0 | 0 | 0 | 1 | 0 | 0 | [7 empty] | 1 |  | VD/NEXTDENT/DENTAL RESIN TRY-IN/TI0
IM06639 | Resin-Nextdent-Dental Resin Model 2.0/White | 199047RESINMODEL2.0WHITE |  | A Class |  |  | I-Inventory | FG-Finish Good | C | Consumables | Resin | CAD CAM | Main Location | 39019090 |  | FIFO | Next Dent | [8 empty] | 0 | 0 | 0 | 1 | 0 | 0 | [7 empty] | 1 |  | VD/NEXTDENT/DENTAL RESIN MODEL 2.0/WHITE
IM06640 | Resin-Phrozen Aqua Gray 4K/1Kg | 202055AQUAGRAY4K1KG |  | A Class |  |  | I-Inventory | FG-Finish Good | C | Consumables | Resin | CAD CAM | Main Location | 39019000 |  | FIFO | Phorozen | [8 empty] | 0 | 0 | 0 | 1 | 0 | 0 | [7 empty] | 1 |  | PH/3DP/CM/DENTAL RESIN/PHROZEN AQUA GRAY 4K/1KG
IM06641 | Resin-Phrozen Abs Like Creamy White/1Kg | 202055PHROZENCREAMYWHITE1KG |  | A Class |  |  | I-Inventory | FG-Finish Good | C | Consumables | Resin | CAD CAM | Main Location | 39019000 |  | FIFO | Phorozen | [8 empty] | 0 | 0 | 0 | 1 | 0 | 0 | [7 empty] | 1 |  | PH/3DP/CM/DENTAL RESIN/PHROZEN ABS LIKE CREAMY WHITE/1KG
IM06642 | Resin-Phrozen Abs Like Matte Gray/1Kg | 202055PHROZENMATTEGRAY1KG |  | A Class |  |  | I-Inventory | FG-Finish Good | C | Consumables | Resin | CAD CAM | Main Location | 39019000 |  | FIFO | Phorozen | [8 empty] | 0 | 0 | 0 | 1 | 0 | 0 | [7 empty] | 1 |  | PH/3DP/CM/DENTAL RESIN/PHROZEN ABS LIKE MATTE GRAY/1KG
IM06643 | Resin-Phrozen Aqua Blue/0.5Kg | 202055PHROZENAQUABLUE0.5KG |  | A Class |  |  | I-Inventory | FG-Finish Good | C | Consumables | Resin | CAD CAM | Main Location | 39019000 |  | FIFO | Phorozen | [8 empty] | 0 | 0 | 0 | 1 | 0 | 0 | [7 empty] | 1 |  | PH/3DP/CM/DENTAL RESIN/PHROZEN AQUA BLUE/0.5KG
IM06644 | Resin-Phrozen Aqua Green/1Kg | 202055PHROZENAQUAGREEN1KG |  | A Class |  |  | I-Inventory | FG-Finish Good | C | Consumables | Resin | CAD CAM | Main Location | 39019000 |  | FIFO | Phorozen | [8 empty] | 0 | 0 | 0 | 1 | 0 | 0 | [7 empty] | 1 |  | PH/3DP/CM/DENTAL RESIN/PHROZEN AQUA GREEN/1KG
IM06645 | Resin-Phrozen Beige Flex/0.5Kg | 202055PHROZENBEIGEFLEX0.5KG |  | A Class |  |  | I-Inventory | FG-Finish Good | C | Consumables | Resin | CAD CAM | Main Location | 39019000 |  | FIFO | Phorozen | [8 empty] | 0 | 0 | 0 | 1 | 0 | 0 | [7 empty] | 1 |  | PH/3DP/CM/DENTAL RESIN/PHROZEN BEIGE FLEX/0.5KG
IM06646 | Resin-Phrozen Water Washable Rapid Black/1Kg | 202055PHROZENRAPIDBLACK1KG |  | A Class |  |  | I-Inventory | FG-Finish Good | C | Consumables | Resin | CAD CAM | Main Location | 39019000 |  | FIFO | Phorozen | [8 empty] | 0 | 0 | 0 | 1 | 0 | 0 | [7 empty] | 1 |  | PH/3DP/CM/DENTAL RESIN/PHROZEN WATER WASHABLE RAPID BLACK/1KG
IM06647 | Resin-Phrozen Aqua Blue/1Kg | 202055PHROZENAQUABLUE1KG |  | A Class |  |  | I-Inventory | FG-Finish Good | C | Consumables | Resin | CAD CAM | Main Location | 39019000 |  | FIFO | Phorozen | [8 empty] | 0 | 0 | 0 | 1 | 0 | 0 | [7 empty] | 1 |  | PH/3DP/CM/DENTAL RESIN/PHROZEN AQUA BLUE/1KG
IM06648 | Resin-Phrozen Aqua Ivory 4K/1Kg | 202067RESINIVORY |  | A Class |  |  | I-Inventory | FG-Finish Good | C | Consumables | Resin | CAD CAM | Main Location | 39019000 |  | FIFO | Phorozen | [8 empty] | 0 | 0 | 0 | 1 | 0 | 0 | [7 empty] | 1 |  | PH/3DP/CM/DENTAL RESIN/PHROZEN AQUA IVORY 4K/1KG
IM06649 | Resin-Phrozen Nylon Green Tough/1Kg | 202055PHROZENNYLONGREEN1KG |  | A Class |  |  | I-Inventory | FG-Finish Good | C | Consumables | Resin | CAD CAM | Main Location | 39019000 |  | FIFO | Phorozen | [8 empty] | 0 | 0 | 0 | 1 | 0 | 0 | [7 empty] | 1 |  | PH/3DP/CM/DENTAL RESIN/PHROZEN NYLON GREEN TOUGH/1KG
IM06650 | Resin-Phrozen Rock Black Stiff/1Kg | 202055PHROZENROCKBLACK1KG |  | A Class |  |  | I-Inventory | FG-Finish Good | C | Consumables | Resin | CAD CAM | Main Location | 39019000 |  | FIFO | Phorozen | [8 empty] | 0 | 0 | 0 | 1 | 0 | 0 | [7 empty] | 1 |  | PH/3DP/CM/DENTAL RESIN/PHROZEN ROCK BLACK STIFF/1KG
IM06651 | Resin-Phrozen Sc-801 Clear/0.5Kg | 202055PHROZENSC801CLEAR0.5KG |  | A Class |  |  | I-Inventory | FG-Finish Good | C | Consumables | Resin | CAD CAM | Main Location | 39019000 |  | FIFO | Phorozen | [8 empty] | 0 | 0 | 0 | 1 | 0 | 0 | [7 empty] | 1 |  | PH/3DP/CM/DENTAL RESIN/PHROZEN SC-801 CLEAR/0.5KG
IM06652 | Resin-Phrozen Wax Like Violet/0.5Kg | 202055PHROZENVIOLET0.5KG |  | A Class |  |  | I-Inventory | FG-Finish Good | C | Consumables | Resin | CAD CAM | Main Location | 39019000 |  | FIFO | Phorozen | [8 empty] | 0 | 0 | 0 | 1 | 0 | 0 | [7 empty] | 1 |  | PH/3DP/CM/DENTAL RESIN/PHROZEN WAX LIKE VIOLET/0.5KG
IM06653 | Resin-Uniontech-Resin -UTR 3100 | 210067RESIN3100 |  | A Class |  |  | I-Inventory | FG-Finish Good | C | Consumables | Resin | CAD CAM | Main Location | 39019000 |  | FIFO | Uniontech | [8 empty] | 0 | 0 | 0 | 1 | 0 | 0 | [7 empty] | 1 |  | SU/3DP/CM/RESIN -UTR 3100
IM06654 | Resin-Uniontech-Resin -UTR 3500 | 210067RESIN3500 |  | A Class |  |  | I-Inventory | FG-Finish Good | C | Consumables | Resin | CAD CAM | Main Location | 39019000 |  | FIFO | Uniontech | [8 empty] | 0 | 0 | 0 | 1 | 0 | 0 | [7 empty] | 1 |  | SU/3DP/CM/RESIN -UTR 3500
IM06655 | Resin-Anycubic-3D Imaging System -White Resin 1 Ltr | 189067WHITERESIN1LTR |  | A Class |  |  | I-Inventory | FG-Finish Good | R | Consumables | Resin | CAD CAM | Main Location | 39019090 |  | FIFO | Anycubic | [8 empty] | 0 | 0 | 0 | 1 | 0 | 0 | [7 empty] | 1 |  | SD/ RS/CS/ANYCUBIC 3D IMAGING SYS./WHITE RESIN 1 LTR
IM06656 | Resin-Anycubic-3D Imaging System -Clear Resin 1 Ltr | 189067CLEARRESIN1LTR |  | A Class |  |  | I-Inventory | FG-Finish Good | C | Consumables | Resin | CAD CAM | Main Location | 39019090 |  | FIFO | Anycubic | [8 empty] | 0 | 0 | 0 | 1 | 0 | 0 | [7 empty] | 1 |  | SD/ RS/CS/ANYCUBIC 3D IMAGING/CLEAR RESIN 1 LTR
IM06657 | Resin-Anycubic-3D Imaging System -Green Resin 1 Ltr | 189055GREENRESIN1L |  | A Class |  |  | I-Inventory | FG-Finish Good | R | Consumables | Resin | CAD CAM | Main Location | 90184900 |  | FIFO | Anycubic | [8 empty] | 0 | 0 | 0 | 1 | 0 | 0 | [7 empty] | 1 |  | SD/3DP/CM/ANYCUBIC 3D IMAGING SYS. 1LTR GREEN RESIN
IM06658 | Resin-Anycubic-3D Imaging System -Castable Resin 500 ML | 189055CASTABLERESIN |  | A Class |  |  | I-Inventory | FG-Finish Good | R | Consumables | Resin | CAD CAM | Main Location | 39019090 |  | FIFO | Anycubic | [8 empty] | 0 | 0 | 0 | 1 | 0 | 0 | [7 empty] | 1 |  | SD/3DP/CM/ANYCUBIC 3D IMAGING SYS. 500ML CASTABLE RESIN
IM06659 | Resin-Anycubic-3D Imaging System -Clear Resin 500 ML | 189055CLEARRESIN |  | A Class |  |  | I-Inventory | FG-Finish Good | R | Consumables | Resin | CAD CAM | Main Location | 39019090 |  | FIFO | Anycubic | [8 empty] | 0 | 0 | 0 | 1 | 0 | 0 | [7 empty] | 1 |  | SD/3DP/CM/ANYCUBIC 3D IMAGING SYS. 500ML CLEAR RESIN
IM06660 | Resin-Anycubic-3D Imaging System -Green Resin 500 ML | 189055GREENRESIN |  | A Class |  |  | I-Inventory | FG-Finish Good | R | Consumables | Resin | CAD CAM | Main Location | 39019090 |  | FIFO | Anycubic | [8 empty] | 0 | 0 | 0 | 1 | 0 | 0 | [7 empty] | 1 |  | SD/3DP/CM/ANYCUBIC 3D IMAGING SYS. 500ML GREEN RESIN
IM06661 | Resin-Anycubic-3D Imaging System -Non Castable Resin 500 ML | 189055NONCASTABLERESIN |  | A Class |  |  | I-Inventory | FG-Finish Good | R | Consumables | Resin | CAD CAM | Main Location | 39019090 |  | FIFO | Anycubic | [8 empty] | 0 | 0 | 0 | 1 | 0 | 0 | [7 empty] | 1 |  | SD/3DP/CM/ANYCUBIC 3D IMAGING SYS. 500ML NON CASTABLE RESIN
IM06662 | Resin-Anycubic-3D Imaging System -White Resin 500 ML | 189055WHITERESIN |  | A Class |  |  | I-Inventory | FG-Finish Good | R | Consumables | Resin | CAD CAM | Main Location | 39019090 |  | FIFO | Anycubic | [8 empty] | 0 | 0 | 0 | 1 | 0 | 0 | [7 empty] | 1 |  | SD/3DP/CM/ANYCUBIC 3D IMAGING SYS. 500ML WHITE RESIN
IM06663 | Resin-Anycubic-3D Imaging System -Yellow Resin 500 ML | 189055YELLOWRESIN |  | A Class |  |  | I-Inventory | FG-Finish Good | R | Consumables | Resin | CAD CAM | Main Location | 39019090 |  | FIFO | Anycubic | [8 empty] | 0 | 0 | 0 | 1 | 0 | 0 | [7 empty] | 1 |  | SD/3DP/CM/ANYCUBIC 3D IMAGING SYS. 500ML YELLOW RESIN
IM06664 | Resin-Anycubic-3D Imaging System -Black Resin 500 ML | 189055BLACKRESIN |  | A Class |  |  | I-Inventory | FG-Finish Good | R | Consumables | Resin | CAD CAM | Main Location | 90184900 |  | FIFO | Anycubic | [8 empty] | 0 | 0 | 0 | 1 | 0 | 0 | [7 empty] | 1 |  | SD/3DP/CM/ANYCUBIC 3D IMAGING SYSTEM 500ML BLACK RESIN
IM06665 | Resin-Anycubic-3D Imaging System -Black Resin 1 Ltr | 1890551LTRBLACKRESIN |  | A Class |  |  | I-Inventory | FG-Finish Good | R | Consumables | Resin | CAD CAM | Main Location | 39019090 |  | FIFO | Anycubic | [8 empty] | 0 | 0 | 0 | 1 | 0 | 0 | [7 empty] | 1 |  | SD/CM/ANYCUBIC 3D IMAGING SYS./1LTR/ BLACK RESIN
IM06666 | Resin-Anycubic-3D Imaging System -Grey Resin 1 Ltr | 1890551LTRGREYRESIN |  | A Class |  |  | I-Inventory | FG-Finish Good | R | Consumables | Resin | CAD CAM | Main Location | 39019090 |  | FIFO | Anycubic | [8 empty] | 0 | 0 | 0 | 1 | 0 | 0 | [7 empty] | 1 |  | SD/CM/ANYCUBIC/3D IMAGING SYSTEM/1LTR/GREY RESIN
IM06667 | Resin-Anycubic-3D Imaging System -Grey Resin 500 ML | 189055GREYRESIN |  | A Class |  |  | I-Inventory | FG-Finish Good | R | Consumables | Resin | CAD CAM | Main Location | 90184900 |  | FIFO | Anycubic | [8 empty] | 0 | 0 | 0 | 1 | 0 | 0 | [7 empty] | 1 |  | SD/CM/ANYCUBIC/3D IMAGING SYSTEM/500ML/GREY RESIN
IM06668 | Resin-Anycubic-3D Imaging System -Aqua Blue Resin 1 Ltr | 1890551LTRAQUABLUERESIN |  | A Class |  |  | I-Inventory | FG-Finish Good | C | Consumables | Resin | CAD CAM | Main Location | 39019090 |  | FIFO | Anycubic | [8 empty] | 0 | 0 | 0 | 1 | 0 | 0 | [7 empty] | 1 |  | SD/CM/ANYCUBIC/3D IMAGING SYSTEM/AQUA BLUE RESIN/1LTR
IM06669 | Riva-Dental Avenue- Sc A2 8610502 | 207047RIVASCPLA228610502 |  | A Class |  |  | I-Inventory | FG-Finish Good | C | Consumables | RIVA | Dental Equiment | Main Location | 30064000 |  | FIFO | Dental Avenue | [8 empty] | 0 | 0 | 0 | 1 | 0 | 0 | [7 empty] | 1 |  | DV/RC/CM/RIVA SC A2 8610502
IM06670 | Riva-Dental Avenue- Sc A3 8610503 | 207047RIVASCPLA38610503 |  | A Class |  |  | I-Inventory | FG-Finish Good | R | Consumables | RIVA | Dental Equiment | Main Location | 30064000 |  | FIFO | Dental Avenue | [8 empty] | 0 | 0 | 0 | 1 | 0 | 0 | [7 empty] | 1 |  | DV/RC/CM/RIVA SC A3 8610503
IM06671 | Riva-Dental Avenue-Rive Cem | 207047RIVACEM1SYGKIT |  | A Class |  |  | I-Inventory | FG-Finish Good | C | Consumables | RIVA | Dental Equiment | Main Location | 30064000 |  | FIFO | Dental Avenue | [8 empty] | 0 | 0 | 0 | 1 | 0 | 0 | [7 empty] | 1 |  | DV/RC/CM/RIVE CEM
IM06672 | API-Dental Rubber Dam Kit (Adult) | DENTAL RUBBER DAM KIT (ADULT) |  | A Class |  |  | I-Inventory | FG-Finish Good | R | Equipment | Rubber Dam | Dental Equiment | Main Location | 90184900 |  | FIFO | API | [8 empty] | 0 | 0 | 0 | 1 | 0 | 0 | [7 empty] | 1 |  | DENTAL RUBBER DAM KIT (ADULT)
IM06673 | API-Dental Rubber Dam Kit (Paedo) | DENTAL RUBBER DAM KIT (PAEDO) |  | A Class |  |  | I-Inventory | FG-Finish Good | R | Equipment | Rubber Dam | Dental Equiment | Main Location | 90184900 |  | FIFO | API | [8 empty] | 0 | 0 | 0 | 1 | 0 | 0 | [7 empty] | 1 |  | DENTAL RUBBER DAM KIT (PAEDO)
IM06674 | RVG-Acteon Sensor Model Sophix 1.0 | Radiovision Graphy |  | A Class |  |  | I-Inventory | FG-Finish Good | R | Equipment | RVG | Radiogoloy Product | Main Location | 9022 |  | FIFO | Acteon India | [8 empty] | 0 | 0 | 0 | 1 | 0 | 0 | [7 empty] | 1 |  | AC/RV/MC/ACTEON/DIG. RADIOGRAPHY SENSOR MOD. SOPIX 1.0
IM06675 | RVG- Anthos Radiographysensor X-VS 1 | Radiovision Graphy |  | A Class |  |  | I-Inventory | FG-Finish Good | R | Equipment | RVG | Radiogoloy Product | Main Location | 90229090 |  | FIFO | Anthos/Cefla | [8 empty] | 0 | 0 | 0 | 1 | 0 | 0 | [7 empty] | 1 |  | AN/RV/MC/DIG. RADIOGRAPHYSENSOR /ANTHOS X-VS 1
IM06676 | RVG-CareStream Sensor Size #1 | Radiovision Graphy |  | A Class |  |  | I-Inventory | FG-Finish Good | R | Equipment | RVG | Radiogoloy Product | Main Location | 90221300 |  | FIFO | CareStream | [8 empty] | 0 | 0 | 0 | 1 | 0 | 0 | [7 empty] | 1 |  | CS/RVG/MC/DIG. RADIOGRAPHY SENSOR MODEL CARESTREAM SIZE 1
IM06677 | RVG- Evolve Digital Radiography Sensor Model Crystal 1 | Radiovision Graphy |  | A Class |  |  | I-Inventory | FG-Finish Good | R | Equipment | RVG | Radiogoloy Product | Main Location | 90221300 |  | FIFO | Crystal-Evolve | [8 empty] | 0 | 0 | 0 | 1 | 0 | 0 | [7 empty] | 1 |  | EL/RVG/MC/DIG. RADIOGRAPHY SENSOR MODEL CRYSTAL 1
IM06678 | RVG- Evolve Digital Radiography Sensor Model Oradect | Radiovision Graphy |  | A Class |  |  | I-Inventory | FG-Finish Good | R | Equipment | RVG | Radiogoloy Product | Main Location | 90221300 |  | FIFO | Crystal-Evolve | [8 empty] | 0 | 0 | 0 | 1 | 0 | 0 | [7 empty] | 1 |  | EL/RVG/MC/DIG. RADIOGRAPHY SENSOR MODEL ORADECT
IM06679 | RVG- Fona Radiography Sensor CDR 1.0 | Radiovision Graphy |  | A Class |  |  | I-Inventory | FG-Finish Good | R | Equipment | RVG | Radiogoloy Product | Main Location | 90229090 |  | FIFO | Fona | [8 empty] | 0 | 0 | 0 | 1 | 0 | 0 | [7 empty] | 1 |  | FN/SEN/MC/DIG. RADIOGRAPHY SENSOR/ FONA CDR 1.0
IM06680 | RVG- Fona Radiography Sensor CDR 2.0 | Radiovision Graphy |  | A Class |  |  | I-Inventory | FG-Finish Good | R | Equipment | RVG | Radiogoloy Product | Main Location | 90229090 |  | FIFO | Fona | [8 empty] | 0 | 0 | 0 | 1 | 0 | 0 | [7 empty] | 1 |  | FN/SEN/MC/DIG. RADIOGRAPHY SENSOR/ FONA CDR 2.0
IM06681 | RVG- Fona Radiography Sensor CDR Elite 0 | Radiovision Graphy |  | A Class |  |  | I-Inventory | FG-Finish Good | R | Equipment | RVG | Radiogoloy Product | Main Location | 90229090 |  | FIFO | Fona | [8 empty] | 0 | 0 | 0 | 1 | 0 | 0 | [7 empty] | 1 |  | FN/SEN/MC/DIG. RADIOGRAPHYSENSOR/FONA CDR ELITE 0
IM06682 | RVG- Fona Radiography Sensor CDR Elite 1.0 | Radiovision Graphy |  | A Class |  |  | I-Inventory | FG-Finish Good | R | Equipment | RVG | Radiogoloy Product | Main Location | 90229090 |  | FIFO | Fona | [8 empty] | 0 | 0 | 0 | 1 | 0 | 0 | [7 empty] | 1 |  | FN/SEN/MC/DIG. RADIOGRAPHYSENSOR/FONA CDR ELITE 1.0
IM06683 | RVG- Fona Radiography Sensor CDR Elite 2.0 | Radiovision Graphy |  | A Class |  |  | I-Inventory | FG-Finish Good | R | Equipment | RVG | Radiogoloy Product | Main Location | 90229090 |  | FIFO | Fona | [8 empty] | 0 | 0 | 0 | 1 | 0 | 0 | [7 empty] | 1 |  | FN/SEN/MC/DIG. RADIOGRAPHYSENSOR/FONA CDR ELITE 2.0
IM06684 | RVG- Fona Radiography Sensor CDR 1.0 (W/R) | Radiovision Graphy |  | A Class |  |  | I-Inventory | FG-Finish Good | R | Equipment | RVG | Radiogoloy Product | Main Location | 90184900 |  | FIFO | Fona | [8 empty] | 0 | 0 | 0 | 1 | 0 | 0 | [7 empty] | 1 |  | FN/SEN/MC/DIG. RADIOGRAPHY SENSOR/ FONA CDR 1.0 (W/R)
IM06685 | RVG-Genoray Digital Radiography Sensor Port View | Radiovision Graphy |  | A Class |  |  | I-Inventory | FG-Finish Good | R | Equipment | RVG | Radiogoloy Product | Main Location | 90221300 |  | FIFO | Genoray | [8 empty] | 0 | 0 | 0 | 1 | 0 | 0 | [7 empty] | 1 |  | GE/SEN/MC/GENORAY/DIGITAL RADIOGRAPHY SEN PORT VIEW
IM06686 | RVG-Owandy- Digital Radiograpy Sensor Model Opteo Size 1.0 | Radiovision Graphy |  | A Class |  |  | I-Inventory | FG-Finish Good | R | Equipment | RVG | Radiogoloy Product | Main Location |  |  | FIFO | Owandy | [8 empty] | 0 | 0 | 0 | 1 | 0 | 0 | [7 empty] | 1 |  | OW/RV/MC/OWANDY/DIG. RADIOGRAPHY SENSOR /OPTEO SIZE 1.0
IM06687 | RVG-Owandy- Digital Radiograpy Sensor Model Opteo Size 2.0 | Radiovision Graphy |  | A Class |  |  | I-Inventory | FG-Finish Good | R | Equipment | RVG | Radiogoloy Product | Main Location |  |  | FIFO | Owandy | [8 empty] | 0 | 0 | 0 | 1 | 0 | 0 | [7 empty] | 1 |  | OW/RV/MC/OWANDY/DIG. RADIOGRAPHY SENSOR /OPTEO SIZE 2.0
IM06688 | RVG-Runyes IOC Model DigiX | 109016CORDIOCDIGIX |  | A Class |  |  | I-Inventory | FG-Finish Good | R | Equipment | RVG | Radiogoloy Product | Main Location |  |  | FIFO | Runyes | [8 empty] | 0 | 0 | 0 | 1 | 0 | 0 | [7 empty] | 1 |  | RN/IO/MC/DIGIX/CORD-RUNYES IOC MOD-DIGIX
IM06689 | RVG- Sirona Digital Radiograpy Sensor Model XIOS Select XG 2.0 | Radiovision Graphy |  | A Class |  |  | I-Inventory | FG-Finish Good | R | Equipment | RVG | Radiogoloy Product | Main Location | 90229090 |  | FIFO | Sirona | [5 empty] | Excellent image quality based on CMOS-APS technology* Unique detachable sensor and cable *Reduced Scan time with low X-ray dose*Higher Sensitivity*Outstanding Signal to Noise Ratio*Sidexis XG software with Implant planning*2.7 meters detachable Cable *Sensor positioners Kit as a part of standard unit*Technical data: Sensor Size 0, 1, 2*Sensor Technology: CMOS-Active Pixel Sensor*Resolution: 16 lp/mm*Sensor Cable: 2.7 meter*Cable Attachment:Detachable/Replaceable*Software: Sidexis XG with Unlimited installation*Warranty: Unique never before 5 years |  |  | 0 | 0 | 0 | 1 | 0 | 0 | [7 empty] | 1 |  | SR/RV/MC/DIG RADIOGRAPHY SENSOR XIOS SELECT XG 2.0
IM06690 | RVG- Sirona Digital Radiograpy Sensor Model XIOS Select XG 0 | Radiovision Graphy |  | A Class |  |  | I-Inventory | FG-Finish Good | R | Equipment | RVG | Radiogoloy Product | Main Location | 90229090 |  | FIFO | Sirona | [8 empty] | 0 | 0 | 0 | 1 | 0 | 0 | [7 empty] | 1 |  | SR/RV/MC/DIG. RADIOGRAPHYSENSOR /XIOS SELECT/XG 0
IM06691 | RVG- Sirona Digital Radiograpy Sensor Model XIOS Supreme WIFI 1.0 | Radiovision Graphy |  | A Class |  |  | I-Inventory | FG-Finish Good | R | Equipment | RVG | Radiogoloy Product | Main Location | 90229090 |  | FIFO | Sirona | [5 empty] | Best image quality in intra oral systems, resolution 33.3lp/mm * Unique detachable sensor and cable * Wi-Fi connection for wireless image transfer, best for multiple chair clinics * No requirement for internet, only needs wifi * Higher Sensitivity * Outstanding Signal to Noise Ratio * Fully customisable Sidexis XG software with Implant planning and unlimited licenses * 45cm meters detachable Cable * Sensor positioners Kit as a part of standard unit * Technical data:Sensor Size 0, 1, 2 * Sensor Technology:CMOS-Active Pixel Sensor * Resolution:Highest 33.3 lp/mm * Sensor Cable: 45cm * Cable Attachment:Detachable/Replaceable * Software:Sidexis XG with Unlimited installation, Dynamic sharpen filter with four diagnostic buttons * Warranty:Unique never before 5 years |  |  | 0 | 0 | 0 | 1 | 0 | 0 | [7 empty] | 1 |  | SR/RV/MC/DIG. RADIOGRAPHYSENSOR /XIOS SUPREME/WIFI 1.0
IM06692 | RVG- Sirona Rigital Radiograpy Sensor Model XIOS Select XG 1.0 | Radiovision Graphy |  | A Class |  |  | I-Inventory | FG-Finish Good | R | Equipment | RVG | Radiogoloy Product | Main Location | 90229090 |  | FIFO | Sirona | [5 empty] | Excellent image quality based on CMOS-APS technology*Unique detachable sensor and cable *Reduced Scan time with low X-ray dose*Higher Sensitivity*Outstanding Signal to Noise Ratio*Sidexis XG software with Implant planning*2.7 meters detachable Cable *Sensor positioners Kit as a part of standard unit*Technical data: Sensor Size 0, 1, 2*Sensor Technology: CMOS-Active Pixel Sensor*Resolution: 16 lp/mm*Sensor Cable: 2.7 meter*Cable Attachment: Detachable/Replaceable*Software: Sidexis XG with Unlimited installation*Warranty: Unique never before 5 years |  |  | 0 | 0 | 0 | 1 | 0 | 0 | [7 empty] | 1 |  | SR/RV/MC/DIG. RADIOGRAPHYSENSOR XIOS SELECT XG 1.0
IM06693 | RVG-Suniray-Digital Radiography Sensor 1 | Radiovision Graphy |  | A Class |  |  | I-Inventory | FG-Finish Good | R | Equipment | RVG | Radiogoloy Product | Main Location | 90229090 |  | FIFO | Suniray | [8 empty] | 0 | 0 | 0 | 1 | 0 | 0 | [7 empty] | 1 |  | SR/SEN/MC/SUNIRAY2/DIGITAL RADIOGRAPHY SENSOR 1
IM06694 | RVG-Fona Sensor Software | 128025SENSOFTWARE |  | A Class |  |  | I-Inventory | FG-Finish Good | R | Accessories | RVG-Accessories | Radiogoloy Product | Main Location | 90229090 |  | FIFO | Fona | [8 empty] | 0 | 0 | 0 | 1 | 0 | 0 | [7 empty] | 1 |  | FN/AC/FONA ORISWIN DG SUIT/SENSOR SOFTWARE
IM06695 | RVG-Fona Digital USB Box CDR Elite | 128025USBCDRELITE |  | A Class |  |  | I-Inventory | FG-Finish Good | R | Accessories | RVG-Accessories | Radiogoloy Product | Main Location | 90229090 |  | FIFO | Fona | [8 empty] | 0 | 0 | 0 | 1 | 0 | 0 | [7 empty] | 1 |  | FN/USB/AC/FONA DIGITAL RADIOG USB BOX CDR ELITE
IM06696 | RVG-Fona Digital USB Box CDR Sensor | 128025CDRUSB |  | A Class |  |  | I-Inventory | FG-Finish Good | R | Accessories | RVG-Accessories | Radiogoloy Product | Main Location | 90229090 |  | FIFO | Fona | [8 empty] | 0 | 0 | 0 | 1 | 0 | 0 | [7 empty] | 1 |  | FN/USB/MC/FONA DIGITAL RADIOG. USB BOX FOR CDR SENSOR
IM06697 | Rvg Accessories- Sensor Holder Kit For Rvg | IN/AC/SENSOR HOLDER KIT FOR RVG |  | A Class |  |  | I-Inventory | TG-Trading Good |  | Accessories | RVG-Accessories | Radiogoloy Product | Main Location |  |  | FIFO | Indian Product | [8 empty] | 0 | 0 | 0 | 1 | 0 | 0 | [7 empty] | 1 |  | RVG Accessories- Sensor Holder Kit For RVG
IM06698 | RVG Accessories-Owandy RVG Positioner | 138025POSITIONER |  | A Class |  |  | I-Inventory | FG-Finish Good | R | Accessories | RVG-Accessories | Radiogoloy Product | Main Location | 90330000 |  | FIFO | Owandy | [8 empty] | 0 | 0 | 0 | 1 | 0 | 0 | [7 empty] | 1 |  | OW/RVG/SP/OWANDY POSITIONER
IM06699 | RVG Accessories- Sirona Digital Radiography USB Box Select/Supreme | 139025USBBOX |  | A Class |  |  | I-Inventory | FG-Finish Good | R | Accessories | RVG-Accessories | Radiogoloy Product | Main Location | 90229090 |  | FIFO | Sirona | [8 empty] | 0 | 0 | 0 | 1 | 0 | 0 | [7 empty] | 1 |  | SR/USB/MC/SIRONA DIGITAL RADIOG. USB BOX SELECT /SUPREME
IM06700 | RVG Spares-Vatech- RVG Software CD | 108025SOFTWARECD |  | A Class |  |  | I-Inventory | FG-Finish Good | R | Spares | RVG-Spares | Radiogoloy Product | Main Location | 90330000 |  | FIFO | Vatech | [8 empty] | 0 | 0 | 0 | 1 | 0 | 0 | [7 empty] | 1 |  | VA/RVG/SP/VATECH RVG SOFTWARE CD
IM06701 | RVG Spares-Fona- Front Upper Cover 5668012000 | 1260215668012000 |  | A Class |  |  | I-Inventory | FG-Finish Good | R | Spares | RVG-Spares | Radiogoloy Product | Main Location | 90330000 |  | FIFO | Fona | [8 empty] | 0 | 0 | 0 | 1 | 0 | 0 | [7 empty] | 1 |  | FN/SP FRONT UPPER COVER 5668012000
IM06702 | RVG Spares-Fona-Arm Upper Cover 5668015400 | 1260215668015400 |  | A Class |  |  | I-Inventory | FG-Finish Good | R | Spares | RVG-Spares | Radiogoloy Product | Main Location | 90330000 |  | FIFO | Fona | [8 empty] | 0 | 0 | 0 | 1 | 0 | 0 | [7 empty] | 1 |  | FN/SP/ARM UPPER COVER 5668015400
IM06703 | RVG Spares-Fona-Closing Arm Upper Cover 5668015500 | 1260215668015500 |  | A Class |  |  | I-Inventory | FG-Finish Good | R | Spares | RVG-Spares | Radiogoloy Product | Main Location | 90330000 |  | FIFO | Fona | [8 empty] | 0 | 0 | 0 | 1 | 0 | 0 | [7 empty] | 1 |  | FN/SP/CLOSING ARM UPPER COVER 5668015500
IM06704 | RVG Spares-Fona-Drive Lower Cover 5468005400 | 1260215468005400 |  | A Class |  |  | I-Inventory | FG-Finish Good | R | Spares | RVG-Spares | Radiogoloy Product | Main Location | 90330000 |  | FIFO | Fona | [8 empty] | 0 | 0 | 0 | 1 | 0 | 0 | [7 empty] | 1 |  | FN/SP/DRIVE LOWER COVER 5468005400
IM06705 | RVG Spares-Fona-Electric Board For Column Motor 7668030110 | 1260217668030110 |  | A Class |  |  | I-Inventory | FG-Finish Good | R | Spares | RVG-Spares | Radiogoloy Product | Main Location | 90330000 |  | FIFO | Fona | [8 empty] | 0 | 0 | 0 | 1 | 0 | 0 | [7 empty] | 1 |  | FN/SP/ELECTRIC BOARD FOR COLUMN MOTOR 7668030110
IM06706 | RVG Spares-Fona- Main Connection Module | 126021CONNECTIONMODULE |  | A Class |  |  | I-Inventory | FG-Finish Good | R | Spares | RVG-Spares | Radiogoloy Product | Main Location | 90330000 |  | FIFO | Fona | [8 empty] | 0 | 0 | 0 | 1 | 0 | 0 | [7 empty] | 1 |  | FN/SP/FONA MAIN CONNECTION MODULE
IM06707 | RVG Spares-Fona- Over Head Xpan Dg Net(M) Nc 90229000 | 12602190229000 |  | A Class |  |  | I-Inventory | FG-Finish Good | R | Spares | RVG-Spares | Radiogoloy Product | Main Location | 90330000 |  | FIFO | Fona | [8 empty] | 0 | 0 | 0 | 1 | 0 | 0 | [7 empty] | 1 |  | FN/SP/FONA OVER HEAD XPAN DG NET(M) NC 90229000
IM06708 | RVG Spares-Fona- Power Control 7619024760 | 1260217619024760 |  | A Class |  |  | I-Inventory | FG-Finish Good | R | Spares | RVG-Spares | Radiogoloy Product | Main Location | 90330000 |  | FIFO | Fona | [8 empty] | 0 | 0 | 0 | 1 | 0 | 0 | [7 empty] | 1 |  | FN/SP/FONA POWER CONTROL 7619024760
IM06709 | RVG Spares-Fona-Mirror Cover Xp 7668020900 | 1260217668020900 |  | A Class |  |  | I-Inventory | FG-Finish Good | R | Spares | RVG-Spares | Radiogoloy Product | Main Location | 90330000 |  | FIFO | Fona | [8 empty] | 0 | 0 | 0 | 1 | 0 | 0 | [7 empty] | 1 |  | FN/SP/MIRROR COVER XP 7668020900
IM06710 | RVG Spares-Fona-Pantos Xp Buttom Cover 546800830 | 126021546800830 |  | A Class |  |  | I-Inventory | FG-Finish Good | R | Spares | RVG-Spares | Radiogoloy Product | Main Location | 90330000 |  | FIFO | Fona | [8 empty] | 0 | 0 | 0 | 1 | 0 | 0 | [7 empty] | 1 |  | FN/SP/PANTOS XP BUTTOM COVER 546800830
IM06711 | RVG Spares-Fona-Pantos Xp Upper Cover 5468008400 | 1260215468008400 |  | A Class |  |  | I-Inventory | FG-Finish Good | R | Spares | RVG-Spares | Radiogoloy Product | Main Location | 90330000 |  | FIFO | Fona | [8 empty] | 0 | 0 | 0 | 1 | 0 | 0 | [7 empty] | 1 |  | FN/SP/PANTOS XP UPPER COVER 5468008400
IM06712 | RVG Spares-Fona-Power Switching Unit Jed28 7668020370 | 1260217668020370 |  | A Class |  |  | I-Inventory | FG-Finish Good | R | Spares | RVG-Spares | Radiogoloy Product | Main Location | 90330000 |  | FIFO | Fona | [8 empty] | 0 | 0 | 0 | 1 | 0 | 0 | [7 empty] | 1 |  | FN/SP/POWER SWITCHING UNIT JED28 7668020370
IM06713 | RVG Spares-Fona- Collimator | 126021COLLIMATOR |  | A Class |  |  | I-Inventory | FG-Finish Good | R | Spares | RVG-Spares | Radiogoloy Product | Main Location | 90330000 |  | FIFO | Fona | [8 empty] | 0 | 0 | 0 | 1 | 0 | 0 | [7 empty] | 1 |  | FO/SP/FONA COLLIMATOR
IM06714 | RVG Spares-Fona- Display Cover (5468005600) | 1260215468005600 |  | A Class |  |  | I-Inventory | FG-Finish Good | R | Spares | RVG-Spares | Radiogoloy Product | Main Location | 90330000 |  | FIFO | Fona | [8 empty] | 0 | 0 | 0 | 1 | 0 | 0 | [7 empty] | 1 |  | FO/SP/FONA DISPLAY COVER (5468005600)
IM06715 | RVG Spares-Fona- Mains Connection Module(7668020095) | 1260217668020090 |  | A Class |  |  | I-Inventory | FG-Finish Good | R | Spares | RVG-Spares | Radiogoloy Product | Main Location | 90330000 |  | FIFO | Fona | [8 empty] | 0 | 0 | 0 | 1 | 0 | 0 | [7 empty] | 1 |  | FO/SP/FONA MAINS CONNECTION MODULE(7668020095)
IM06716 | RVG Spares-Fona- Rear Sensor Cover(5466005700) | 1260215466005700 |  | A Class |  |  | I-Inventory | FG-Finish Good | R | Spares | RVG-Spares | Radiogoloy Product | Main Location | 90330000 |  | FIFO | Fona | [8 empty] | 0 | 0 | 0 | 1 | 0 | 0 | [7 empty] | 1 |  | FO/SP/FONA REAR SENSOR COVER(5466005700)
IM06717 | RVG Spares-Fona- Sensor Frontal Cover(5468005800) | 1260215468005800 |  | A Class |  |  | I-Inventory | FG-Finish Good | R | Spares | RVG-Spares | Radiogoloy Product | Main Location | 90330000 |  | FIFO | Fona | [8 empty] | 0 | 0 | 0 | 1 | 0 | 0 | [7 empty] | 1 |  | FO/SP/FONA SENSOR FRONTAL COVER(5468005800)
IM06718 | RVG Spares-Fona- Wire Xd5 And Xd6 | 126021WIREXD5-XD6 |  | A Class |  |  | I-Inventory | FG-Finish Good | R | Spares | RVG-Spares | Radiogoloy Product | Main Location | 90330000 |  | FIFO | Fona | [8 empty] | 0 | 0 | 0 | 1 | 0 | 0 | [7 empty] | 1 |  | FO/SP/FONA WIRE XD5 AND XD6
IM06719 | RVG Spares-Fona- Pantos Xp Casting Tubehead And Power Switching 7668020370/7668020161 | 1260217668020160 |  | A Class |  |  | I-Inventory | FG-Finish Good | R | Spares | RVG-Spares | Radiogoloy Product | Main Location | 90330000 |  | FIFO | Fona | [8 empty] | 0 | 0 | 0 | 1 | 0 | 0 | [7 empty] | 1 |  | Fn/Sp/Fona Pantos XP Casting Tubehead and Power Switching 7668020370/7668020161
IM06720 | RVG Spares-Sirona Rvg Wifi Charger Adapter | 168052WIFICHARGERADAPTER |  | A Class |  |  | I-Inventory | FG-Finish Good | R | Spares | RVG-Spares | Radiogoloy Product | Main Location | 90330000 |  | FIFO | Sirona | [8 empty] | 0 | 0 | 0 | 1 | 0 | 0 | [7 empty] | 1 |  | SR/CART/SIRONA RVG WIFI CHARGER ADAPTER
IM06721 | RVG Spares-Sirona Rvg Wifi Charger Stand | 168052WIFICHARGERSTAND |  | A Class |  |  | I-Inventory | FG-Finish Good | R | Spares | RVG-Spares | Radiogoloy Product | Main Location | 90330000 |  | FIFO | Sirona | [8 empty] | 0 | 0 | 0 | 1 | 0 | 0 | [7 empty] | 1 |  | SR/CART/SIRONA RVG WIFI CHARGER STAND
IM06722 | RVG-Spares-Sirona Xios Xg Usb Cable Kit 6404177 | 1680046404177 |  | A Class |  |  | I-Inventory | FG-Finish Good | R | Spares | RVG-Spares | Radiogoloy Product | Main Location | 90330000 |  | FIFO | Sirona | [8 empty] | 0 | 0 | 0 | 1 | 0 | 0 | [7 empty] | 1 |  | Sr/Sp/Sirona Xios Xg Usb Cable Kit 6404177
IM06723 | RVG Spares- Sirona Xios Xg Usb Cable Kit Supreme-270Cm-6404185 | 168004404185 |  | A Class |  |  | I-Inventory | FG-Finish Good | R | Spares | RVG-Spares | Radiogoloy Product | Main Location | 90330000 |  | FIFO | Sirona | [5 empty] | . |  |  | 0 | 0 | 0 | 1 | 0 | 0 | [7 empty] | 1 |  | SR/SP/SIRONA XIOS XG USB CABLE KIT SUPREME-270cm-6404185
IM06724 | RVG Spares-Sirona-Usb Cable For Suni Plus Rvg | 141025CABLE |  | A Class |  |  | I-Inventory | FG-Finish Good | R | Spares | RVG-Spares | Radiogoloy Product | Main Location | 90330000 |  | FIFO | Sirona | [8 empty] | 0 | 0 | 0 | 1 | 0 | 0 | [7 empty] | 1 |  | SR/SP/USB CABLE FOR SUNI PLUS RVG
IM06725 | Sanitizer Product-Indian-Portable Ultra Voilet Sanitizer Apparatus/Uv-C Light | 148UVCLIGHTAPPARATUS |  | A Class |  |  | I-Inventory | TG-Trading Good |  | Equipment | Sanitizer Product | Dental Equiment | Main Location | 90182000 |  | FIFO | Indian Product | [8 empty] | 0 | 0 | 0 | 1 | 0 | 0 | [7 empty] | 1 |  | IN/MC/PORTABLE ULTRA VOILET SANITIZER APPARATUS/UV-C LIGHT
IM06726 | Sanitizer Product-Indian-Ultra Voilet Sanitizer Apparatus/Uv-C Box | 148UVCBOXAPPARATUS |  | A Class |  |  | I-Inventory | FG-Finish Good | R | Equipment | Sanitizer Product | Dental Equiment | Main Location | 90182000 |  | FIFO | Indian Product | [8 empty] | 0 | 0 | 0 | 1 | 0 | 0 | [7 empty] | 1 |  | IN/MC/ULTRA VOILET SANITIZER APPARATUS/UV-C BOX
IM06727 | Sanitizer Product-Indian-Ultra Voilet Sanitizer Apparatus/Uv-C Box (22L) | 148UVCBOXAPPARATUS22L |  | A Class |  |  | I-Inventory | FG-Finish Good | R | Equipment | Sanitizer Product | Dental Equiment | Main Location | 90182000 |  | FIFO | Indian Product | [8 empty] | 0 | 0 | 0 | 1 | 0 | 0 | [7 empty] | 1 |  | IN/MC/ULTRA VOILET SANITIZER APPARATUS/UV-C BOX (22L)
IM06728 | Sanitizer Product-Indian-Ultra Voilet Sanitizer Apparatus/Uv-C Box Pcb | 148UVSSANITIZERUVCBOXPCB |  | A Class |  |  | I-Inventory | FG-Finish Good | R | Equipment | Sanitizer Product | Dental Equiment | Main Location | 90330000 |  | FIFO | Indian Product | [8 empty] | 0 | 0 | 0 | 1 | 0 | 0 | [7 empty] | 1 |  | IN/MC/ULTRA VOILET SANITIZER APPARATUS/UV-C BOX PCB
IM06729 | Scaler-Acteon- Inbuilt Scaler Model SP 4055 | 167002INBUILTSCALERSP4055 |  | A Class |  |  | I-Inventory | FG-Finish Good | R | Equipment | Scaler | Dental Equiment | Main Location | 90184900 |  | FIFO | Acteon India | [8 empty] | 0 | 0 | 0 | 1 | 0 | 0 | [7 empty] | 1 |  | SA/SC/ACTEON/INBUILT SCALER MODEL-SP 4055
IM06730 | Scaler-Woodpecker Periodontic Scaler PT1 | 118002PT1 |  | A Class |  |  | I-Inventory | FG-Finish Good | R | Equipment | Scaler | Dental Equiment | Main Location | 90184900 |  | FIFO | Gulin Woodpecker | [8 empty] | 0 | 0 | 0 | 1 | 0 | 0 | [7 empty] | 1 |  | GW/PS/AC/WOODPECKER PERIODONTIC SCALER PT1
IM06731 | Scaler-Woodpecker Inbuilt Scaler Model V6 | 118002V6 |  | A Class |  |  | I-Inventory | FG-Finish Good | R | Equipment | Scaler | Dental Equiment | Main Location | 90184900 |  | FIFO | Gulin Woodpecker | [8 empty] | 0 | 0 | 0 | 1 | 0 | 0 | [7 empty] | 1 |  | GW/SC/AC WOODPECKER /INBUILT SCALER V6
IM06732 | Dental Scaler-Woodpecker D5 Inbuilt V2 | 118002v2 |  | A Class |  |  | I-Inventory | FG-Finish Good | R | Equipment | Scaler | Dental Equiment | Main Location | 90184900 |  | FIFO | Gulin Woodpecker | [5 empty] | Detachable handpiece*2 modes*With 5 Tips* With Torque wrench*Power input : 100V to 240V~ 50Hz/60Hz 1.2A(Max)* Output Power : 3W to 20W*Frequency : 28kHz + 3kHz* Dimension : 74 mm X 56 mm X 38 mm* Main unit weight : 0.2 kg |  |  | 0 | 0 | 0 | 1 | 0 | 0 | [7 empty] | 1 |  | GW/SC/MC WOODPECKER D5-INBUILT SCALER V2
IM06733 | Dental Scaler-Woodpecker D5 Inbuilt V2 LED | 118002v2LED |  | A Class |  |  | I-Inventory | FG-Finish Good | R | Equipment | Scaler | Dental Equiment | Main Location | 90184900 |  | FIFO | Gulin Woodpecker | [8 empty] | 0 | 0 | 0 | 1 | 0 | 0 | [7 empty] | 1 |  | GW/SC/MC WOODPECKER DTE-INBUILT SCALER V2 LED
IM06734 | Dental Scaler-Woodpecker D5 Inbuilt V3 LED | 118002V3LED |  | A Class |  |  | I-Inventory | FG-Finish Good | R | Equipment | Scaler | Dental Equiment | Main Location | 90184900 |  | FIFO | Gulin Woodpecker | [8 empty] | 0 | 0 | 0 | 1 | 0 | 0 | [7 empty] | 1 |  | GW/SC/MC WOODPECKER DTE-INBUILT SCALER V3 LED
IM06735 | Scaler-Woodpecker D3 Fixed Ultrasonic Scaler D3 New | 118002D3FIXEDHP |  | A Class |  |  | I-Inventory | FG-Finish Good | R | Equipment | Scaler | Dental Equiment | Main Location | 90184900 |  | FIFO | Gulin Woodpecker | [8 empty] | 0 | 0 | 0 | 1 | 0 | 0 | [7 empty] | 1 |  | GW/US/MC WOODPECKER D3 FIXED-ULTRA SONIC SCALER D3 NEW
IM06736 | Scaler-Woodpecker D3 Ultrasonic Scaler D3 LED | 118005D3LED |  | A Class |  |  | I-Inventory | FG-Finish Good | R | Equipment | Scaler | Dental Equiment | Main Location | 90184900 |  | FIFO | Gulin Woodpecker | [8 empty] | 0 | 0 | 0 | 1 | 0 | 0 | [7 empty] | 1 |  | GW/US/MC WOODPECKER D3-ULTRA SONIC SCALER D3 LED
IM06737 | Scaler-Woodpecker D5 Ultrasonic Scaler D5 | 118002D5 |  | A Class |  |  | I-Inventory | FG-Finish Good | R | Equipment | Scaler | Dental Equiment | Main Location | 90184900 |  | FIFO | Gulin Woodpecker | [8 empty] | 0 | 0 | 0 | 1 | 0 | 0 | [7 empty] | 1 |  | GW/US/MC WOODPECKER D5-ULTRA SONIC SCALER D5
IM06738 | Scaler-Woodpecker D5 Ultrasonic Scaler D5 LED | 118002D5LED |  | A Class |  |  | I-Inventory | FG-Finish Good | R | Equipment | Scaler | Dental Equiment | Main Location | 90184900 |  | FIFO | Gulin Woodpecker | [8 empty] | 0 | 0 | 0 | 1 | 0 | 0 | [7 empty] | 1 |  | GW/US/MC WOODPECKER D5-ULTRA SONIC SCALER D5 LED
IM06739 | Scaler-Woodpecker D7 Ultrasonic Scaler D7 LED | 118002D7LED |  | A Class |  |  | I-Inventory | FG-Finish Good | R | Equipment | Scaler | Dental Equiment | Main Location | 90184900 |  | FIFO | Gulin Woodpecker | [8 empty] | 0 | 0 | 0 | 1 | 0 | 0 | [7 empty] | 1 |  | GW/US/MC WOODPECKER D7-ULTRA SONIC SCALER D7 LED
IM06740 | Scaler-Woodpecker PT5 Ultrasonic Scaler PT5 | 118002PT5 |  | A Class |  |  | I-Inventory | FG-Finish Good | R | Equipment | Scaler | Dental Equiment | Main Location | 90184900 |  | FIFO | Gulin Woodpecker | [8 empty] | 0 | 0 | 0 | 1 | 0 | 0 | [7 empty] | 1 |  | GW/US/MC WOODPECKER PT5-ULTRA SONIC SCALER PT5
IM06741 | Scaler-Woodpecker U6 Ultrasonic Scaler U6 LED | 118002U6LED |  | A Class |  |  | I-Inventory | TG-Trading Good |  | Equipment | Scaler | Dental Equiment | Main Location | 90184900 |  | FIFO | Gulin Woodpecker | [8 empty] | 0 | 0 | 0 | 1 | 0 | 0 | [7 empty] | 1 |  | GW/US/MC WOODPECKER U6-ULTRA SONIC SCALER U6 LED
IM06742 | Scaler-Woodpecker PT3 Ultrasonic Scaler PT3 LED | 118002PT3LED |  | A Class |  |  | I-Inventory | FG-Finish Good | R | Equipment | Scaler | Dental Equiment | Main Location | 90184900 |  | FIFO | Gulin Woodpecker | [8 empty] | 0 | 0 | 0 | 1 | 0 | 0 | [7 empty] | 1 |  | GW/US/MC/WOODPECKER PT3-ULTRA SONIC SCALER/PT3 LED
IM06743 | Scaler-Woodpecker D3 Ultrasonic Scaler D3 | 118002D3 |  | A Class |  |  | I-Inventory | FG-Finish Good | R | Equipment | Scaler | Dental Equiment | Main Location | 90184900 |  | FIFO | Gulin Woodpecker | [8 empty] | 0 | 0 | 0 | 1 | 0 | 0 | [7 empty] | 1 |  | GW/US/MC/WOODPECKERD3 ULTRA SONIC SCALER D3
IM06744 | Dental Scaler-NSK Various 370 Non Fiber Optic | 114002NFOVAR370 |  | A Class |  |  | I-Inventory | FG-Finish Good | R | Equipment | Scaler | Dental Equiment | Main Location | 90184900 |  | FIFO | NSK Nakanishi | [8 empty] | 0 | 0 | 0 | 1 | 0 | 0 | [7 empty] | 1 |  | NSK/SC/MC /VAR/370/NFO-NSK VAR 370 SCALER
IM06745 | Dental Scaler-NSK Various 970 Lux Fiber Optic-Y1001168 | 114002970LUXFOY1001168 |  | A Class |  |  | I-Inventory | FG-Finish Good | R | Equipment | Scaler | Dental Equiment | Main Location | 90184900 |  | FIFO | NSK Nakanishi | [5 empty] | Easily changeable solution bottles*Touch control irrigation status selection. Choose between dry operation, bottled solutions or external water supply*Designed for easy on site maintenance *The hand piece is detachable and can be autoclaved under the high temperature of 135?*Touch control mode indicator Endo, Perio, General Mode *Clear power display for 10 power and irrigation flow setting *Easy to use memory function to store user settings*Dual water adjustment controls for bottled or external water*Power Supply*AC 120V or 230V 50/60 Hz*Unit weight*2.1 kg*Max. output :*11 W (G mode)*Bottle volume*400 ml (x 2 bottles)*Dimensions*W160 x D260 x H80 (mm)*Frequency*28-32 KHz |  |  | 0 | 0 | 0 | 1 | 0 | 0 | [7 empty] | 1 |  | NSK/SC/MC/-NSK VARIOUS 970 LUX FO SCALER Y1001168
IM06746 | Dental Scaler-NSK Various 170 Optic-Y1001351 | 114002170LUXY1001351 |  | A Class |  |  | I-Inventory | FG-Finish Good | R | Equipment | Scaler | Dental Equiment | Main Location | 90184900 |  | FIFO | NSK Nakanishi | [8 empty] | 0 | 0 | 0 | 1 | 0 | 0 | [7 empty] | 1 |  | NSK/SC/MC/VAR 170 LUX NSK VARIOUS 170 OPT Y1001351
IM06747 | Dental Scaler-NSK Various 170 Lux S2-Y1001441 | 114002170LUXS2Y1001441 |  | A Class |  |  | I-Inventory | FG-Finish Good | R | Equipment | Scaler | Dental Equiment | Main Location | 90184900 |  | FIFO | NSK Nakanishi | [8 empty] | 0 | 0 | 0 | 1 | 0 | 0 | [7 empty] | 1 |  | NSK/SC/MC/VAR 170 LUX-NSK VARO 170 LUXS2 Y1001441
IM06748 | Dental Scaler-NSK Various 170 Non Optic-Y1001352 | 114002170Y1001352 |  | A Class |  |  | I-Inventory | FG-Finish Good | R | Equipment | Scaler | Dental Equiment | Main Location | 90184900 |  | FIFO | NSK Nakanishi | [8 empty] | 0 | 0 | 0 | 1 | 0 | 0 | [7 empty] | 1 |  | NSK/SC/MC/VAR 170-NSK VARIOUS 170 N.OPT Y1001352
IM06749 | Dental Scaler-NSK Various 170 Non Optic-Y1001898 | 114002170NOPTY1001898 |  | A Class |  |  | I-Inventory | FG-Finish Good | R | Equipment | Scaler | Dental Equiment | Main Location | 90184900 |  | FIFO | NSK Nakanishi | [8 empty] | 0 | 0 | 0 | 1 | 0 | 0 | [7 empty] | 1 |  | NSK/SC/MC/VAR 170-NSK VARIOUS 170 N.OPT Y1001898
IM06750 | Dental Scaler-NSK Various 350 Lux Fiber Optic | 114002VAR350LUX |  | A Class |  |  | I-Inventory | FG-Finish Good | R | Equipment | Scaler | Dental Equiment | Main Location | 90184900 |  | FIFO | NSK Nakanishi | [8 empty] | 0 | 0 | 0 | 1 | 0 | 0 | [7 empty] | 1 |  | NSK/SC/MC/VAR 350/FO-NSK VAR 350 LUX FO SCALER
IM06751 | Dental Scaler-NSK Various 370 Lux Fiber Optic-Y1001386 | 114002VAR370LUXFOY1001386 |  | A Class |  |  | I-Inventory | FG-Finish Good | R | Equipment | Scaler | Dental Equiment | Main Location | 90184900 |  | FIFO | NSK Nakanishi | [5 empty] | NSK-VARIOS 370 LUX SCALER With Three Tips*Varios 370 is a spece-saving compact control unit which Allows easy installation into any dental unit.*It is simple to operate and suitable for a variety of clinical Procedures such as (general),(endo) and(perio).*Specifications:* Power Supply : AC 100V-240V 50/60 Hz* Frequency : 28-32 KHz* Max. output : 11 W (G mode)* Dimensions : W80 x D115 x H32 (mm)*(without knob and cord)* Unit weight : 0.43 kg (without attachment)*Contents:* Control unit with Handpiece Cord * Control Unit Holder* AC Adaptor * Handpiece* Handpiece Holder * Water filter set * Foot control (FC-71)* 3 Scaling tips (G4, G6, G8)* Tip wrench with torque limiter |  |  | 0 | 0 | 0 | 1 | 0 | 0 | [7 empty] | 1 |  | NSK/SC/MC/VAR 370/NSK VAR 370 LUX FO SCALER -Y1001386
IM06752 | Dental Scaler-NSK Various 570 Lux Fiber Optic-Y1001273 | 114002570LUXFOY1001273 |  | A Class |  |  | I-Inventory | FG-Finish Good | R | Equipment | Scaler | Dental Equiment | Main Location | 90184900 |  | FIFO | NSK Nakanishi | [8 empty] | 0 | 0 | 0 | 1 | 0 | 0 | [7 empty] | 1 |  | NSK/SC/MC/VAR 570/FO-NSK 570 LUX FO SCALER Y1001273
IM06753 | Dental Scaler-NSK Various 570 Scaler-Y1001269 | 114002VAR570Y1001269 |  | A Class |  |  | I-Inventory | FG-Finish Good | R | Equipment | Scaler | Dental Equiment | Main Location | 90184900 |  | FIFO | NSK Nakanishi | [5 empty] | NSK Varios 570 * Powered by Ipiezo engine * Varios 570 Offers 3 Power Modes : General, Endo and Perio * The hand piece is detachable and can be autoclaved under the high temperature of 135 * Power level can be fine tuned within range of given Power Mode * Compact Table Top Unit * Power Supply * AC 100V or 240V 50/60 Hz * Unit weight * 0.43 kg (without attachment) * Max.output : * 11 W (G mode) * Dimensions * W160 x D135 x H65 mm * Frequency * 28-32 KHz |  |  | 0 | 0 | 0 | 1 | 0 | 0 | [7 empty] | 1 |  | NSK/SC/MC/VAR 570/NSK VAR 570 SCALER Y1001269
IM06754 | Dental Scaler-Venus Scaler | 161002VENUS |  | A Class |  |  | I-Inventory | TG-Trading Good |  | Equipment | Scaler | Dental Equiment | Main Location |  |  | FIFO | Venus | [8 empty] | 0 | 0 | 0 | 1 | 0 | 0 | [7 empty] | 1 |  | SK/SC/MC/UNI ULTRASONIC SCALER MODEL VENUS
IM06755 | Dental Scaler-Bonard Piezon P4 | 145002P4 |  | A Class |  |  | I-Inventory | FG-Finish Good | R | Equipment | Scaler | Dental Equiment | Main Location | 90184900 |  | FIFO | Bonart | [8 empty] | 0 | 0 | 0 | 1 | 0 | 0 | [7 empty] | 1 |  | BO/SC/AC/P-4-BONART DIGITAL PIEZON SCALER P4
IM06756 | Scaler-Acteon-Scaler Model Newtron P5 | 167002NEWTRONP5 |  | A Class |  |  | I-Inventory | FG-Finish Good | R | Equipment | Scaler | Dental Equiment | Main Location | 90184900 |  | FIFO | Acteon India | [8 empty] | 0 | 0 | 0 | 1 | 0 | 0 | [7 empty] | 1 |  | AC/SC/AC/ACTEON/SCALER MODEL-NEWTRON P5
IM06757 | Scaler Accessories-Acteon P5 Booster Scaling 1 Tip | 193002P5ACTEONSCALING1TIP |  | A Class |  |  | I-Inventory | FG-Finish Good | R | Accessories | Scaler-Accessories | Dental Equiment | Main Location | 90330000 |  | FIFO | Acteon India | [8 empty] | 0 | 0 | 0 | 1 | 0 | 0 | [7 empty] | 1 |  | AC/SC/AC/ACTEON/P5 BOOSTER SCALER SCALING 1 TIP
IM06758 | Scaler Accessories-Acteon- Scaler Tip H4L | 167002TIPH4L |  | A Class |  |  | I-Inventory | FG-Finish Good | R | Accessories | Scaler-Accessories | Dental Equiment | Main Location | 90184900 |  | FIFO | Acteon India | [8 empty] | 0 | 0 | 0 | 1 | 0 | 0 | [7 empty] | 1 |  | SA/TI/AC/TIPS- SATELEC SCALER TIP H4L
IM06759 | Scaler Accessories-Acteon- Scaler Tip H4R | 167002TIPH4R |  | A Class |  |  | I-Inventory | FG-Finish Good | R | Accessories | Scaler-Accessories | Dental Equiment | Main Location | 90184900 |  | FIFO | Acteon India | [8 empty] | 0 | 0 | 0 | 1 | 0 | 0 | [7 empty] | 1 |  | SA/TI/AC/TIPS- SATELEC SCALER TIP H4R
IM06760 | Scaler Accessories-NSK-Tips-Nsk Scaler Tips G3 | 114004TIPG3 |  | A Class |  |  | I-Inventory | FG-Finish Good | R | Accessories | Scaler-Accessories | Dental Equiment | Main Location | 90184900 |  | FIFO | NSK Nakanishi | [8 empty] | 0 | 0 | 0 | 1 | 0 | 0 | [7 empty] | 1 |  | NSK/TI/AC/TIPS-NSK SCALER TIPS G3
IM06761 | Scaler Accessories-NSK-Tips-Nsk Scaler Tips G4 | 114004TIPG4 |  | A Class |  |  | I-Inventory | FG-Finish Good | R | Accessories | Scaler-Accessories | Dental Equiment | Main Location | 90184900 |  | FIFO | NSK Nakanishi | [8 empty] | 0 | 0 | 0 | 1 | 0 | 0 | [7 empty] | 1 |  | NSK/TI/AC/TIPS-NSK SCALER TIPS G4
IM06762 | Scaler Accessories-NSK-Tips-Nsk Scaler Tips G6 | 114004TIPG6 |  | A Class |  |  | I-Inventory | FG-Finish Good | R | Accessories | Scaler-Accessories | Dental Equiment | Main Location | 90184900 |  | FIFO | NSK Nakanishi | [8 empty] | 0 | 0 | 0 | 1 | 0 | 0 | [7 empty] | 1 |  | NSK/TI/AC/TIPS-NSK SCALER TIPS G6
IM06763 | Scaler Accessories-NSK-Tips-Nsk Scaler Tips G8 | 114002TIPG8 |  | A Class |  |  | I-Inventory | FG-Finish Good | R | Accessories | Scaler-Accessories | Dental Equiment | Main Location | 90184900 |  | FIFO | NSK Nakanishi | [8 empty] | 0 | 0 | 0 | 1 | 0 | 0 | [7 empty] | 1 |  | NSK/TI/AC/TIPS-NSK SCALER TIPS G8
IM06764 | Scaler Accessories-NSK-Tips-Nsk Scaler Tips G95 | 114002TIPG95 |  | A Class |  |  | I-Inventory | FG-Finish Good | R | Accessories | Scaler-Accessories | Dental Equiment | Main Location | 90330000 |  | FIFO | NSK Nakanishi | [8 empty] | 0 | 0 | 0 | 1 | 0 | 0 | [7 empty] | 1 |  | NSK/TI/AC/TIPS-NSK SCALER TIPS G95
IM06765 | Scaler Accessories-SKL- E1-S | Skl/Sc/Sp/Tip For Scaler E1-S |  | A Class |  |  | I-Inventory | TG-Trading Good |  | Accessories | Scaler-Accessories | Dental Equiment | Main Location |  |  | FIFO | SKL | [8 empty] | 0 | 0 | 0 | 1 | 0 | 0 | [7 empty] | 1 |  | Skl Tip For Scaler E1-S
IM06766 | Scaler Accessories-SKL- G1-S | Skl/Sc/Sp/Tip For Scaler G1-S |  | A Class |  |  | I-Inventory | TG-Trading Good |  | Accessories | Scaler-Accessories | Dental Equiment | Main Location |  |  | FIFO | SKL | [8 empty] | 0 | 0 | 0 | 1 | 0 | 0 | [7 empty] | 1 |  | Skl Tip For Scaler G1-S
IM06767 | Scaler Accessories-SKL- G2-S | Skl/Sc/Sp/Tip For Scaler G2-S |  | A Class |  |  | I-Inventory | TG-Trading Good |  | Accessories | Scaler-Accessories | Dental Equiment | Main Location |  |  | FIFO | SKL | [8 empty] | 0 | 0 | 0 | 1 | 0 | 0 | [7 empty] | 1 |  | Skl Tip For Scaler G2-S
IM06768 | Scaler Accessories-SKL- G4-S | Skl/Sc/Sp/Tip For Scaler G4-S |  | A Class |  |  | I-Inventory | TG-Trading Good |  | Accessories | Scaler-Accessories | Dental Equiment | Main Location |  |  | FIFO | SKL | [8 empty] | 0 | 0 | 0 | 1 | 0 | 0 | [7 empty] | 1 |  | Skl Tip For Scaler G4-S
IM06769 | Scaler Accessories-SKL- P3-S | Skl/Sc/Sp/Tip For Scaler P3-S |  | A Class |  |  | I-Inventory | TG-Trading Good |  | Accessories | Scaler-Accessories | Dental Equiment | Main Location |  |  | FIFO | SKL | [8 empty] | 0 | 0 | 0 | 1 | 0 | 0 | [7 empty] | 1 |  | Skl Tip For Scaler P3-S
IM06770 | Scaler Spares-NSK-Various 150 Non Optic Handpiece Cable | 114002150NOPHPCABLE |  | A Class |  |  | I-Inventory | FG-Finish Good | R | Spares | Scaler-Spares | Dental Equiment | Main Location | 90330000 |  | FIFO | NSK Nakanishi | [8 empty] | 0 | 0 | 0 | 1 | 0 | 0 | [7 empty] | 1 |  | NSK/SC/MC/VARIOUS 150 NON OPTIC HANDPIECE CABLE
IM06771 | Scaler Spares-NSK-Various 170 Handpiece G1 | 114002170G1 |  | A Class |  |  | I-Inventory | FG-Finish Good | R | Spares | Scaler-Spares | Dental Equiment | Main Location | 90330000 |  | FIFO | NSK Nakanishi | [8 empty] | 0 | 0 | 0 | 1 | 0 | 0 | [7 empty] | 1 |  | NSK/SC/MC/VARIOUS 170 HANDPIECE G1
IM06772 | Scaler Spares-NSK-Various 170 Handpiece Wrench | 114002170HPWRENCH |  | A Class |  |  | I-Inventory | FG-Finish Good | R | Spares | Scaler-Spares | Dental Equiment | Main Location | 90330000 |  | FIFO | NSK Nakanishi | [8 empty] | 0 | 0 | 0 | 1 | 0 | 0 | [7 empty] | 1 |  | NSK/SC/MC/VARIOUS 170 HANDPIECE WRENCH
IM06773 | Scaler Spares-NSK-Various 170 Non Optic Handpiece | 114002170NOPHP |  | A Class |  |  | I-Inventory | FG-Finish Good | R | Spares | Scaler-Spares | Dental Equiment | Main Location | 90330000 |  | FIFO | NSK Nakanishi | [5 empty] | . |  |  | 0 | 0 | 0 | 1 | 0 | 0 | [7 empty] | 1 |  | NSK/SC/MC/VARIOUS 170 NON OPTIC HANDPIECE
IM06774 | Scaler Spares-NSK-Various 170 Non Optic Handpiece Cable | 114002HPCABLE |  | A Class |  |  | I-Inventory | FG-Finish Good | R | Spares | Scaler-Spares | Dental Equiment | Main Location | 90330000 |  | FIFO | NSK Nakanishi | [5 empty] | . |  |  | 0 | 0 | 0 | 1 | 0 | 0 | [7 empty] | 1 |  | NSK/SC/MC/VARIOUS 170 NON OPTIC HANDPIECE CABLE
IM06775 | Scaler Spares-NSK-Various 170 Optic Handpiece Cable | 114002170OPHPCABLE |  | A Class |  |  | I-Inventory | FG-Finish Good | R | Spares | Scaler-Spares | Dental Equiment | Main Location | 90330000 |  | FIFO | NSK Nakanishi | [5 empty] | . |  |  | 0 | 0 | 0 | 1 | 0 | 0 | [7 empty] | 1 |  | NSK/SC/MC/VARIOUS 170 OPTIC HANDPIECE CABLE
IM06776 | Scaler Spares-NSK-Various 170 Pcb U1006001 | 114002U1006001 |  | A Class |  |  | I-Inventory | FG-Finish Good | R | Spares | Scaler-Spares | Dental Equiment | Main Location | 90330000 |  | FIFO | NSK Nakanishi | [8 empty] | 0 | 0 | 0 | 1 | 0 | 0 | [7 empty] | 1 |  | NSK/SC/MC/VARIOUS 170 PCB U1006001
IM06777 | Scaler Spares-NSK-Variousurg Handpiece E297050 | 114002E297050 |  | A Class |  |  | I-Inventory | FG-Finish Good | R | Spares | Scaler-Spares | Dental Equiment | Main Location | 90330000 |  | FIFO | NSK Nakanishi | [8 empty] | 0 | 0 | 0 | 1 | 0 | 0 | [7 empty] | 1 |  | NSK/SC/MC/VARIOUSURG HANDPIECE E297050
IM06778 | Scaler Spares-NSK-Vario Surg Tip-Sg-10 -Z305111 | 114002TIPSG11Z305111 |  | A Class |  |  | I-Inventory | FG-Finish Good | R | Spares | Scaler-Spares | Dental Equiment | Main Location | 90330000 |  | FIFO | NSK Nakanishi | [8 empty] | 0 | 0 | 0 | 1 | 0 | 0 | [7 empty] | 1 |  | NSK/SC/TIP/VARIO SURG TIP-SG-10 /Z305111
IM06779 | Scaler Spares-NSK-Vario Surg Tip-Sg-9 -Z305110 | 114002TIPSG9Z305110 |  | A Class |  |  | I-Inventory | FG-Finish Good | R | Spares | Scaler-Spares | Dental Equiment | Main Location | 90184900 |  | FIFO | NSK Nakanishi | [8 empty] | 0 | 0 | 0 | 1 | 0 | 0 | [7 empty] | 1 |  | NSK/SC/TIP/VARIO SURG TIP-SG-9 /Z305110
IM06780 | Scaler Spares-NSK-Nsk Fo Straight H-P Int.Spray X65L | 114004X65L |  | A Class |  |  | I-Inventory | FG-Finish Good | R | Spares | Scaler-Spares | Dental Equiment | Main Location | 90184900 |  | FIFO | NSK Nakanishi | [8 empty] | 0 | 0 | 0 | 1 | 0 | 0 | [7 empty] | 1 |  | NSK/SCH/MC-NSK FO STRAIGHT H/P INT.SPRAY X65L
IM06781 | Scaler Spares-NSK-Nsk Nfo Straight H-P Int.Spray H1008 M65 | 114004H1008M65 |  | A Class |  |  | I-Inventory | FG-Finish Good | R | Spares | Scaler-Spares | Dental Equiment | Main Location | 90184900 |  | FIFO | NSK Nakanishi | [8 empty] | 0 | 0 | 0 | 1 | 0 | 0 | [7 empty] | 1 |  | NSK/SCH/MC-NSK NFO STRAIGHT H/P INT.SPRAY H1008 M65
IM06782 | Scaler Spares-Acteon P5 Booster Scaler Handpiece | 193002P5ACTEONHANDPIECE |  | A Class |  |  | I-Inventory | FG-Finish Good | R | Spares | Scaler-Spares | Dental Equiment | Main Location | 90330000 |  | FIFO | Acteon India | [8 empty] | 0 | 0 | 0 | 1 | 0 | 0 | [7 empty] | 1 |  | AC/SC/AC/ACTEON/P5 BOOSTER SCALER HAND PIECE
IM06783 | Scaler Spares-Acteon P5 Booster Scaler Handpiece Cable | 193002P5ACTEONHPCABLE |  | A Class |  |  | I-Inventory | FG-Finish Good | R | Spares | Scaler-Spares | Dental Equiment | Main Location | 90330000 |  | FIFO | Acteon India | [8 empty] | 0 | 0 | 0 | 1 | 0 | 0 | [7 empty] | 1 |  | AC/SC/AC/ACTEON/P5 BOOSTER SCALER HANDPIECE CABLE
IM06784 | Scaler Spares-Acteon P5 Booster Scaler Main PCB | 193002P5ACTEONMAINPCB |  | A Class |  |  | I-Inventory | FG-Finish Good | R | Spares | Scaler-Spares | Dental Equiment | Main Location | 90330000 |  | FIFO | Acteon India | [8 empty] | 0 | 0 | 0 | 1 | 0 | 0 | [7 empty] | 1 |  | AC/SC/AC/ACTEON/P5 BOOSTER SCALER MAIN PCB
IM06785 | Scaler Spares-Acteon P5 Booster Scaler Scalling 10X Tip | 193002P5ACTEONSCALING10XTIP |  | A Class |  |  | I-Inventory | FG-Finish Good | R | Spares | Scaler-Spares | Dental Equiment | Main Location | 90330000 |  | FIFO | Acteon India | [8 empty] | 0 | 0 | 0 | 1 | 0 | 0 | [7 empty] | 1 |  | AC/SC/AC/ACTEON/P5 BOOSTER SCALER SCALING 10X TIP
IM06786 | Scaler Spares-Acteon P5 Booster Scaler Scalling 2 Tip | 193002P5ACTEONSCALING2TIP |  | A Class |  |  | I-Inventory | FG-Finish Good | R | Spares | Scaler-Spares | Dental Equiment | Main Location | 90330000 |  | FIFO | Acteon India | [8 empty] | 0 | 0 | 0 | 1 | 0 | 0 | [7 empty] | 1 |  | AC/SC/AC/ACTEON/P5 BOOSTER SCALER SCALING 2 TIP
IM06787 | Scaler Spares-Acteon P5 Booster Scaler Solenoid Valve | 193002P5ACTEONSOLENOIDVALVE |  | A Class |  |  | I-Inventory | FG-Finish Good | R | Spares | Scaler-Spares | Dental Equiment | Main Location | 90330000 |  | FIFO | Acteon India | [8 empty] | 0 | 0 | 0 | 1 | 0 | 0 | [7 empty] | 1 |  | AC/SC/AC/ACTEON/P5 BOOSTER SCALER SOLENOID VALVE
IM06788 | Scaler Spares-Acteon P5 Booster Scaler Tip Wrench | 193002P5ACTEONTIPWRENCH |  | A Class |  |  | I-Inventory | FG-Finish Good | R | Spares | Scaler-Spares | Dental Equiment | Main Location | 90330000 |  | FIFO | Acteon India | [8 empty] | 0 | 0 | 0 | 1 | 0 | 0 | [7 empty] | 1 |  | AC/SC/AC/ACTEON/P5 BOOSTER SCALER TIP WRECH
IM06789 | Scaler Spares-Acteon P5 Booster Scaler Unit Body | 193002P5BOOSTERBODY |  | A Class |  |  | I-Inventory | FG-Finish Good | C | Spares | Scaler-Spares | Dental Equiment | Main Location | 90184900 |  | FIFO | Acteon India | [8 empty] | 0 | 0 | 0 | 1 | 0 | 0 | [7 empty] | 1 |  | AC/SC/AC/ACTEON/P5 BOOSTER SCALER UNIT BODY
IM06790 | Scaler Spares-Acteon Quick Scaler P5 Booster | 193002P5BOOSTER |  | A Class |  |  | I-Inventory | FG-Finish Good | R | Spares | Scaler-Spares | Dental Equiment | Main Location | 90184900 |  | FIFO | Acteon India | [8 empty] | 0 | 0 | 0 | 1 | 0 | 0 | [7 empty] | 1 |  | AC/SC/AC/ACTEON/QUICK SCALER P5 BOOSTER
IM06791 | Scaler Spares-Acteon Inbuilt Scaler Main PCB | 193052INBSCMAINPCB |  | A Class |  |  | I-Inventory | FG-Finish Good | R | Spares | Scaler-Spares | Dental Equiment | Main Location | 90330000 |  | FIFO | Acteon India | [8 empty] | 0 | 0 | 0 | 1 | 0 | 0 | [7 empty] | 1 |  | AC/SC/ACTEON/INBUILT SCALER MAIN PCB
IM06792 | Scaler Spares-Acteon Inbuilt Scaler Solenoid Valve | 193052INBSCSOLVALVE |  | A Class |  |  | I-Inventory | FG-Finish Good | R | Spares | Scaler-Spares | Dental Equiment | Main Location | 90330000 |  | FIFO | Acteon India | [8 empty] | 0 | 0 | 0 | 1 | 0 | 0 | [7 empty] | 1 |  | AC/SC/ACTEON/INBUILT SCALER SOLENOID VALVE
IM06793 | Scaler Spares-Acteon Inbuilt Scaler Water Controller | 193052INBSCWATCTRL |  | A Class |  |  | I-Inventory | FG-Finish Good | R | Spares | Scaler-Spares | Dental Equiment | Main Location | 90330000 |  | FIFO | Acteon India | [8 empty] | 0 | 0 | 0 | 1 | 0 | 0 | [7 empty] | 1 |  | AC/SC/ACTEON/INBUILT SCALER WATER CONTROLLER
IM06794 | Scaler Spares-Bonart Endo Complete File | 151044ENDOFILE |  | A Class |  |  | I-Inventory | FG-Finish Good | R | Spares | Scaler-Spares | Dental Equiment | Main Location | 90330000 |  | FIFO | Bonart | [8 empty] | 0 | 0 | 0 | 1 | 0 | 0 | [7 empty] | 1 |  | Bo/En/Sp/Endo Complete File
IM06795 | Scaler Spares-Bonart Endo Tip with Screw | 151044ENDOTIPWITHSCREW |  | A Class |  |  | I-Inventory | FG-Finish Good | R | Spares | Scaler-Spares | Dental Equiment | Main Location | 90330000 |  | FIFO | Bonart | [8 empty] | 0 | 0 | 0 | 1 | 0 | 0 | [7 empty] | 1 |  | Bo/En/Sp/Endo Tip With Screw
IM06796 | Scaler Spares-Bonart Endo Tip witout Screw | 151044ENDOTIPWOSCREW |  | A Class |  |  | I-Inventory | FG-Finish Good | R | Spares | Scaler-Spares | Dental Equiment | Main Location | 90330000 |  | FIFO | Bonart | [8 empty] | 0 | 0 | 0 | 1 | 0 | 0 | [7 empty] | 1 |  | Bo/En/Sp/Endo Tip Without Screw
IM06797 | Scaler Spares-Bonart Display PCB Cord of P3-II Scaler | 151044P3IIDISPLAYPCB |  | A Class |  |  | I-Inventory | FG-Finish Good | R | Spares | Scaler-Spares | Dental Equiment | Main Location | 90330000 |  | FIFO | Bonart | [8 empty] | 0 | 0 | 0 | 1 | 0 | 0 | [7 empty] | 1 |  | Bo/Sc/Sp/Display Pcb Card Of P3-II Scaler
IM06798 | Scaler Spares-Bonart Display PCB Cord of PB-III Scaler | 151044PBIIIDISPLAYPCB |  | A Class |  |  | I-Inventory | FG-Finish Good | R | Spares | Scaler-Spares | Dental Equiment | Main Location | 90330000 |  | FIFO | Bonart | [8 empty] | 0 | 0 | 0 | 1 | 0 | 0 | [7 empty] | 1 |  | Bo/Sc/Sp/Display Pcb Card Of Pb-III Scaler
IM06799 | Scaler Spares-Bonart Display PCB Cord of P6 Led Scaler | 151044P6LEDDISPLAYPCB |  | A Class |  |  | I-Inventory | FG-Finish Good | R | Spares | Scaler-Spares | Dental Equiment | Main Location | 90330000 |  | FIFO | Bonart | [8 empty] | 0 | 0 | 0 | 1 | 0 | 0 | [7 empty] | 1 |  | Bo/Sc/Sp/Display Pcb Card P6 Led Scaler
IM06800 | Scaler Spares-Bonart Foot Controller of P4 Scaler | 151044P4FOOTCONTROLLER |  | A Class |  |  | I-Inventory | FG-Finish Good | R | Spares | Scaler-Spares | Dental Equiment | Main Location | 90330000 |  | FIFO | Bonart | [8 empty] | 0 | 0 | 0 | 1 | 0 | 0 | [7 empty] | 1 |  | Bo/Sc/Sp/Foot Controller Of P4 Scaler
IM06801 | Scaler Spares-Bonart Foot Controller of P6 Scaler | 151044P6FOOTCONTROLLER |  | A Class |  |  | I-Inventory | FG-Finish Good | R | Spares | Scaler-Spares | Dental Equiment | Main Location | 90330000 |  | FIFO | Bonart | [8 empty] | 0 | 0 | 0 | 1 | 0 | 0 | [7 empty] | 1 |  | Bo/Sc/Sp/Foot Controller Of P6 Scaler
IM06802 | Scaler Spares-Bonart Handpiece Back Connector | 151044HPBACK CONNECTOR |  | A Class |  |  | I-Inventory | FG-Finish Good | C | Spares | Scaler-Spares | Dental Equiment | Main Location | 90330000 |  | FIFO | Bonart | [8 empty] | 0 | 0 | 0 | 1 | 0 | 0 | [7 empty] | 1 |  | BO/SC/SP/HANDPIECE BACK CONNECTOR
IM06803 | Scaler Spares-Bonart Handpiece Cable for Scaler P4 | 151044P4CABLE |  | A Class |  |  | I-Inventory | FG-Finish Good | R | Spares | Scaler-Spares | Dental Equiment | Main Location | 90330000 |  | FIFO | Bonart | [8 empty] | 0 | 0 | 0 | 1 | 0 | 0 | [7 empty] | 1 |  | Bo/Sc/Sp/Handpiece Cable For Scaler P4
IM06804 | Scaler Spares-Bonart Handpiece Cable for Scaler P6 | 151044P6CABLE |  | A Class |  |  | I-Inventory | FG-Finish Good | R | Spares | Scaler-Spares | Dental Equiment | Main Location | 90330000 |  | FIFO | Bonart | [8 empty] | 0 | 0 | 0 | 1 | 0 | 0 | [7 empty] | 1 |  | Bo/Sc/Sp/Handpiece Cable For Scaler P6
IM06805 | Scaler Spares-Bonart Handpiece for Scaler P3 | 151044P3HP |  | A Class |  |  | I-Inventory | FG-Finish Good | R | Spares | Scaler-Spares | Dental Equiment | Main Location | 90330000 |  | FIFO | Bonart | [8 empty] | 0 | 0 | 0 | 1 | 0 | 0 | [7 empty] | 1 |  | Bo/Sc/Sp/Handpiece For Scaler P3
IM06806 | Scaler Spares-Bonart Handpiece Stand | 151044HPSTAND |  | A Class |  |  | I-Inventory | FG-Finish Good | R | Spares | Scaler-Spares | Dental Equiment | Main Location | 90330000 |  | FIFO | Bonart | [8 empty] | 0 | 0 | 0 | 1 | 0 | 0 | [7 empty] | 1 |  | Bo/Sc/Sp/Handpiece Stand
IM06807 | Scaler Spares-Bonart Main PCB Card P6 Led Scaler | 151044P6LEDPCB |  | A Class |  |  | I-Inventory | FG-Finish Good | R | Spares | Scaler-Spares | Dental Equiment | Main Location | 90330000 |  | FIFO | Bonart | [8 empty] | 0 | 0 | 0 | 1 | 0 | 0 | [7 empty] | 1 |  | Bo/Sc/Sp/Main Pcb Card P6 Led Scaler
IM06808 | Scaler Spares-Bonart Main PCB of P4 Scaler | 151044P4PCB |  | A Class |  |  | I-Inventory | FG-Finish Good | R | Spares | Scaler-Spares | Dental Equiment | Main Location | 90330000 |  | FIFO | Bonart | [8 empty] | 0 | 0 | 0 | 1 | 0 | 0 | [7 empty] | 1 |  | Bo/Sc/Sp/Main Pcb Of P4 Scaler
IM06809 | Scaler Spares-Bonart Handpiece Cable Plastic Coupling for P6 Scaler | 151044P6HPCABLECOUPLING |  | A Class |  |  | I-Inventory | FG-Finish Good | C | Spares | Scaler-Spares | Dental Equiment | Main Location | 90330000 |  | FIFO | Bonart | [8 empty] | 0 | 0 | 0 | 1 | 0 | 0 | [7 empty] | 1 |  | Bo/Sc/Sp/P6 Handpiece Cable Plastic Coupling
IM06810 | Scaler Spares-Bonart Foot Controller for P6 LED Scaler | 151044P6LEDFOOTCTRL |  | A Class |  |  | I-Inventory | FG-Finish Good | R | Spares | Scaler-Spares | Dental Equiment | Main Location | 90330000 |  | FIFO | Bonart | [8 empty] | 0 | 0 | 0 | 1 | 0 | 0 | [7 empty] | 1 |  | Bo/Sc/Sp/P6 Led Scaler Foot Controller Foot Control
IM06811 | Scaler Spares-Bonart Vibration Controller for P6 LED Scaler | 151044P6LEDVIBRATIONCTRL |  | A Class |  |  | I-Inventory | FG-Finish Good | R | Spares | Scaler-Spares | Dental Equiment | Main Location | 90330000 |  | FIFO | Bonart | [8 empty] | 0 | 0 | 0 | 1 | 0 | 0 | [7 empty] | 1 |  | Bo/Sc/Sp/P6 Led Scaler Vibration Controller
IM06812 | Scaler Spares-Bonart Plastic Lower Body for P6 Scaler | 151044P6PLASTICLOBODY |  | A Class |  |  | I-Inventory | FG-Finish Good | C | Spares | Scaler-Spares | Dental Equiment | Main Location | 90330000 |  | FIFO | Bonart | [8 empty] | 0 | 0 | 0 | 1 | 0 | 0 | [7 empty] | 1 |  | Bo/Sc/Sp/P6 Plastic Lower Body
IM06813 | Scaler Spares-Bonart Plastic Upper Body for P6 Scaler | 151044P6PLASTICUPBODY |  | A Class |  |  | I-Inventory | FG-Finish Good | C | Spares | Scaler-Spares | Dental Equiment | Main Location | 90330000 |  | FIFO | Bonart | [8 empty] | 0 | 0 | 0 | 1 | 0 | 0 | [7 empty] | 1 |  | Bo/Sc/Sp/P6 Plastic Upper Body
IM06814 | Scaler Spares-Bonart Blue Nobe for P6 Scaler | 151044P6BLUENOBE |  | A Class |  |  | I-Inventory | FG-Finish Good | C | Spares | Scaler-Spares | Dental Equiment | Main Location | 90330000 |  | FIFO | Bonart | [8 empty] | 0 | 0 | 0 | 1 | 0 | 0 | [7 empty] | 1 |  | Bo/Sc/Sp/P6 Scaler Blue Nobe
IM06815 | Scaler Spares-Bonart Main PCB for P6 Scaler | 151044P6MAINPCB |  | A Class |  |  | I-Inventory | FG-Finish Good | R | Spares | Scaler-Spares | Dental Equiment | Main Location | 90330000 |  | FIFO | Bonart | [8 empty] | 0 | 0 | 0 | 1 | 0 | 0 | [7 empty] | 1 |  | Bo/Sc/Sp/P6 Scaler Main Pcb
IM06816 | Scaler Spares-Bonart PC Board for P1 Scaler | 151044PCBP1 |  | A Class |  |  | I-Inventory | FG-Finish Good | R | Spares | Scaler-Spares | Dental Equiment | Main Location | 90330000 |  | FIFO | Bonart | [8 empty] | 0 | 0 | 0 | 1 | 0 | 0 | [7 empty] | 1 |  | Bo/Sc/Sp/Pc Board P1
IM06817 | Scaler Spares-Bonart PC Board for P3 II Scaler | 151044PCBP3II |  | A Class |  |  | I-Inventory | FG-Finish Good | R | Spares | Scaler-Spares | Dental Equiment | Main Location | 90330000 |  | FIFO | Bonart | [8 empty] | 0 | 0 | 0 | 1 | 0 | 0 | [7 empty] | 1 |  | Bo/Sc/Sp/Pc Board P3 II
IM06818 | Scaler Spares-Bonart Main PCB for P3 Scaler | 151044P3MAINPCB |  | A Class |  |  | I-Inventory | FG-Finish Good | R | Spares | Scaler-Spares | Dental Equiment | Main Location | 90330000 |  | FIFO | Bonart | [8 empty] | 0 | 0 | 0 | 1 | 0 | 0 | [7 empty] | 1 |  | Bo/Sc/Sp/Pc Board P3/Main Pcb
IM06819 | Scaler Spares-Bonart PC Board Old for PB II Scaler | 151044PBIIPCB |  | A Class |  |  | I-Inventory | FG-Finish Good | R | Spares | Scaler-Spares | Dental Equiment | Main Location | 90330000 |  | FIFO | Bonart | [8 empty] | 0 | 0 | 0 | 1 | 0 | 0 | [7 empty] | 1 |  | Bo/Sc/Sp/Pc Board Pb-II Old
IM06820 | Scaler Spares-Bonart PCB Card for PB III Scaler | 151044PB3PCB |  | A Class |  |  | I-Inventory | FG-Finish Good | R | Spares | Scaler-Spares | Dental Equiment | Main Location | 90330000 |  | FIFO | Bonart | [8 empty] | 0 | 0 | 0 | 1 | 0 | 0 | [7 empty] | 1 |  | Bo/Sc/Sp/Power Pcb Card Pb3 Scaler
IM06821 | Scaler Spares-Bonart Power PCB for P4 Scaler | 151044P4POWERPCB |  | A Class |  |  | I-Inventory | FG-Finish Good | R | Spares | Scaler-Spares | Dental Equiment | Main Location | 90330000 |  | FIFO | Bonart | [8 empty] | 0 | 0 | 0 | 1 | 0 | 0 | [7 empty] | 1 |  | BO/SC/SP/POWER PCB OF P-4 SCALER
IM06822 | Scaler Spares-Bonart Power PCB for P6 Scaler | 151044P6POWERPCB |  | A Class |  |  | I-Inventory | FG-Finish Good | R | Spares | Scaler-Spares | Dental Equiment | Main Location | 90330000 |  | FIFO | Bonart | [8 empty] | 0 | 0 | 0 | 1 | 0 | 0 | [7 empty] | 1 |  | BO/SC/SP/POWER PCB OF P-6 SCALER
IM06823 | Scaler Spares-Bonart Foot Controller Switch | 151044FOOTCTRLSWITCH |  | A Class |  |  | I-Inventory | FG-Finish Good | C | Spares | Scaler-Spares | Dental Equiment | Main Location | 90330000 |  | FIFO | Bonart | [8 empty] | 0 | 0 | 0 | 1 | 0 | 0 | [7 empty] | 1 |  | Bo/Sc/Sp/Scaler Foot Controller Switch
IM06824 | Scaler Spares-Bonart Scaler Power Cable | 151044POWERCABLE |  | A Class |  |  | I-Inventory | FG-Finish Good | C | Spares | Scaler-Spares | Dental Equiment | Main Location | 90330000 |  | FIFO | Bonart | [8 empty] | 0 | 0 | 0 | 1 | 0 | 0 | [7 empty] | 1 |  | Bo/Sc/Sp/Scaler Power Cable
IM06825 | Scaler Spares-Bonart Scaler Power Socket | 151044POWERSOCKET |  | A Class |  |  | I-Inventory | FG-Finish Good | C | Spares | Scaler-Spares | Dental Equiment | Main Location | 90330000 |  | FIFO | Bonart | [8 empty] | 0 | 0 | 0 | 1 | 0 | 0 | [7 empty] | 1 |  | Bo/Sc/Sp/Scaler Power Socket
IM06826 | Scaler Spares-Bonart Tip Torque Metal Wrech | 151044WRENCHMETAL |  | A Class |  |  | I-Inventory | FG-Finish Good | R | Spares | Scaler-Spares | Dental Equiment | Main Location | 90330000 |  | FIFO | Bonart | [8 empty] | 0 | 0 | 0 | 1 | 0 | 0 | [7 empty] | 1 |  | Bo/Sc/Sp/Tip Torque Wrench Metal
IM06827 | Scaler Spares-Bonart Tip Plastic Wrech | 151044TIPWRENCHPLASTIC |  | A Class |  |  | I-Inventory | FG-Finish Good | C | Spares | Scaler-Spares | Dental Equiment | Main Location | 90330000 |  | FIFO | Bonart | [8 empty] | 0 | 0 | 0 | 1 | 0 | 0 | [7 empty] | 1 |  | Bo/Sc/Sp/Tip Wrench Plastic
IM06828 | Scaler Spares-Bonart Transformer of P4 Scaler | 151044TRANSFORMERP4 |  | A Class |  |  | I-Inventory | FG-Finish Good | R | Spares | Scaler-Spares | Dental Equiment | Main Location | 90330000 |  | FIFO | Bonart | [8 empty] | 0 | 0 | 0 | 1 | 0 | 0 | [7 empty] | 1 |  | Bo/Sc/Sp/Transformer Of P4 Scaler
IM06829 | Scaler Spares-Bonart Transformer of P6 Scaler | 151044TRANSFORMERP6 |  | A Class |  |  | I-Inventory | FG-Finish Good | R | Spares | Scaler-Spares | Dental Equiment | Main Location | 90330000 |  | FIFO | Bonart | [8 empty] | 0 | 0 | 0 | 1 | 0 | 0 | [7 empty] | 1 |  | Bo/Sc/Sp/Transformer Of P6 Scaler
IM06830 | Scaler Spares-Bonart Vibration Controller of P6 Scaler | 151044P6VIBRATIONCNTRL |  | A Class |  |  | I-Inventory | FG-Finish Good | R | Spares | Scaler-Spares | Dental Equiment | Main Location | 90330000 |  | FIFO | Bonart | [8 empty] | 0 | 0 | 0 | 1 | 0 | 0 | [7 empty] | 1 |  | Bo/Sc/Sp/Vibration Controller Of P6 Scaler
IM06831 | Scaler Spares-Bonart Water Controller of P6 Scaler | 151044P6WATERCNTRL |  | A Class |  |  | I-Inventory | FG-Finish Good | R | Spares | Scaler-Spares | Dental Equiment | Main Location | 90330000 |  | FIFO | Bonart | [8 empty] | 0 | 0 | 0 | 1 | 0 | 0 | [7 empty] | 1 |  | Bo/Sc/Sp/Water Controller Of P6 Scaler
IM06832 | Scaler Spares-Bonart Display PCB for P4 Scaler | 151044DISPLAYPCBP4 |  | A Class |  |  | I-Inventory | FG-Finish Good | R | Spares | Scaler-Spares | Dental Equiment | Main Location | 90330000 |  | FIFO | Bonart | [8 empty] | 0 | 0 | 0 | 1 | 0 | 0 | [7 empty] | 1 |  | Bo/Sp/Display Pcb Of P4 Scaler
IM06833 | Scaler Spares-Bonart Handpiece for Scaler P4/P6 | 151004P4P6HP |  | A Class |  |  | I-Inventory | FG-Finish Good | R | Spares | Scaler-Spares | Dental Equiment | Main Location | 90330000 |  | FIFO | Bonart | [8 empty] | 0 | 0 | 0 | 1 | 0 | 0 | [7 empty] | 1 |  | Bo/Sc/Sp/Handpiece For Scaler P4/P6
IM06834 | Scaler Spares-Bonart Scaler On/Off Switch | 151044ONOFFSWITCH |  | A Class |  |  | I-Inventory | FG-Finish Good | C | Spares | Scaler-Spares | Dental Equiment | Main Location | 90330000 |  | FIFO | Bonart | [8 empty] | 0 | 0 | 0 | 1 | 0 | 0 | [7 empty] | 1 |  | Bo/Sc/Sp/Scaler On/Off Switch
IM06835 | Scaler Spares-Woodpecker- Fixed Handpiece With Cable | 118004FIXEDHPWITHCABLE |  | A Class |  |  | I-Inventory | FG-Finish Good | C | Spares | Scaler-Spares | Dental Equiment | Main Location | 90330000 |  | FIFO | Gulin Woodpecker | [8 empty] | 0 | 0 | 0 | 1 | 0 | 0 | [7 empty] | 1 |  | GW/HP/SP WOODPECKER FIXED HANDPIECE WITH CABLE
IM06836 | Scaler Spares-Woodpecker- Handpiece Of Scaler V6 | 118004V6HANDPIECE |  | A Class |  |  | I-Inventory | FG-Finish Good | R | Spares | Scaler-Spares | Dental Equiment | Main Location | 90330000 |  | FIFO | Gulin Woodpecker | [8 empty] | 0 | 0 | 0 | 1 | 0 | 0 | [7 empty] | 1 |  | GW/HP/SP/WOODPECKER HANDPIECE OF SCALER V6
IM06837 | Scaler Spares-Woodpecker--Handpiece Of Scaler D5 Hd-7H | 118002HPD5HD7H |  | A Class |  |  | I-Inventory | FG-Finish Good | R | Spares | Scaler-Spares | Dental Equiment | Main Location | 90330000 |  | FIFO | Gulin Woodpecker | [8 empty] | 0 | 0 | 0 | 1 | 0 | 0 | [7 empty] | 1 |  | GW/HP/SP/WOODPECKER-HANDPIECE OF SCALER D5 HD-7H
IM06838 | Scaler Spares-Woodpecker- Apex Locator Clip | 118017APEXLOCATORCLIP |  | A Class |  |  | I-Inventory | FG-Finish Good | C | Spares | Scaler-Spares | Dental Equiment | Main Location | 90330000 |  | FIFO | Gulin Woodpecker | [8 empty] | 0 | 0 | 0 | 1 | 0 | 0 | [7 empty] | 1 |  | GW/IP/SP/WOODPECKER APEX LOCATOR CLIP
IM06839 | Scaler Spares-Woodpecker-Automatic Water Supply System At-1 | 118002AT1 |  | A Class |  |  | I-Inventory | FG-Finish Good | R | Spares | Scaler-Spares | Dental Equiment | Main Location | 90330000 |  | FIFO | Gulin Woodpecker | [8 empty] | 0 | 0 | 0 | 1 | 0 | 0 | [7 empty] | 1 |  | Gw/Mc/Automatic Water Supply System AT-1
IM06840 | Scaler Spares-Woodpecker- -Main Board Of Led Scaler Dte D3 And D5 | 118002D3D5LEDMAINBOARD |  | A Class |  |  | I-Inventory | FG-Finish Good | R | Spares | Scaler-Spares | Dental Equiment | Main Location | 90330000 |  | FIFO | Gulin Woodpecker | [5 empty] | . |  |  | 0 | 0 | 0 | 1 | 0 | 0 | [7 empty] | 1 |  | GW/SC/SP/WOODPECKER -MAIN BOARD OF LED SCALER DTE D3 AND D5
IM06841 | Scaler Spares-Woodpecker- Main Pcb V6 Scaler | 118002V6MAINPCB |  | A Class |  |  | I-Inventory | FG-Finish Good | R | Spares | Scaler-Spares | Dental Equiment | Main Location | 90330000 |  | FIFO | Gulin Woodpecker | [8 empty] | 0 | 0 | 0 | 1 | 0 | 0 | [7 empty] | 1 |  | GW/SC/SP/WOODPECKER MAIN PCB V6 SCALER
IM06842 | Scaler Spares-Woodpecker- Scaler Tip Basic E1 | 118002BASICE1 |  | A Class |  |  | I-Inventory | FG-Finish Good | R | Spares | Scaler-Spares | Dental Equiment | Main Location | 90330000 |  | FIFO | Gulin Woodpecker | [8 empty] | 0 | 0 | 0 | 1 | 0 | 0 | [7 empty] | 1 |  | GW/SC/SP/WOODPECKER SCALER TIP BASIC E1
IM06843 | Scaler Spares-Woodpecker- Scaler Tip Basic E10D | 118002BASICE10D |  | A Class |  |  | I-Inventory | FG-Finish Good | R | Spares | Scaler-Spares | Dental Equiment | Main Location | 90330000 |  | FIFO | Gulin Woodpecker | [8 empty] | 0 | 0 | 0 | 1 | 0 | 0 | [7 empty] | 1 |  | GW/SC/SP/WOODPECKER SCALER TIP BASIC E10D
IM06844 | Scaler Spares-Woodpecker- Scaler Tip Basic E11 | 118002BASICE11 |  | A Class |  |  | I-Inventory | FG-Finish Good | R | Spares | Scaler-Spares | Dental Equiment | Main Location | 90330000 |  | FIFO | Gulin Woodpecker | [8 empty] | 0 | 0 | 0 | 1 | 0 | 0 | [7 empty] | 1 |  | GW/SC/SP/WOODPECKER SCALER TIP BASIC E11
IM06845 | Scaler Spares-Woodpecker- Scaler Tip Basic E3 | 118002BASICE3 |  | A Class |  |  | I-Inventory | FG-Finish Good | R | Spares | Scaler-Spares | Dental Equiment | Main Location | 90330000 |  | FIFO | Gulin Woodpecker | [8 empty] | 0 | 0 | 0 | 1 | 0 | 0 | [7 empty] | 1 |  | GW/SC/SP/WOODPECKER SCALER TIP BASIC E3
IM06846 | Scaler Spares-Woodpecker- Scaler Tip Basic E3D | 118002BASICE3D |  | A Class |  |  | I-Inventory | FG-Finish Good | R | Spares | Scaler-Spares | Dental Equiment | Main Location | 90330000 |  | FIFO | Gulin Woodpecker | [8 empty] | 0 | 0 | 0 | 1 | 0 | 0 | [7 empty] | 1 |  | GW/SC/SP/WOODPECKER SCALER TIP BASIC E3D
IM06847 | Scaler Spares-Woodpecker- Scaler Tip Basic E8 | 118002BASICE8 |  | A Class |  |  | I-Inventory | FG-Finish Good | R | Spares | Scaler-Spares | Dental Equiment | Main Location | 90330000 |  | FIFO | Gulin Woodpecker | [8 empty] | 0 | 0 | 0 | 1 | 0 | 0 | [7 empty] | 1 |  | GW/SC/SP/WOODPECKER SCALER TIP BASIC E8
IM06848 | Scaler Spares-Woodpecker- Scaler Tip Basic E9 | 118002BASICE9 |  | A Class |  |  | I-Inventory | FG-Finish Good | R | Spares | Scaler-Spares | Dental Equiment | Main Location | 90330000 |  | FIFO | Gulin Woodpecker | [8 empty] | 0 | 0 | 0 | 1 | 0 | 0 | [7 empty] | 1 |  | GW/SC/SP/WOODPECKER SCALER TIP BASIC E9
IM06849 | Scaler Spares-Woodpecker- Scaler Tip Basic Ed2 | 118002TIPBASICED2 |  | A Class |  |  | I-Inventory | FG-Finish Good | R | Spares | Scaler-Spares | Dental Equiment | Main Location | 90330000 |  | FIFO | Gulin Woodpecker | [8 empty] | 0 | 0 | 0 | 1 | 0 | 0 | [7 empty] | 1 |  | GW/SC/SP/WOODPECKER SCALER TIP BASIC ED2
IM06850 | Scaler Spares-Woodpecker- Scaler Tip Exelcymosis Uc3 | 118002SCALERTIPUC3 |  | A Class |  |  | I-Inventory | FG-Finish Good | R | Spares | Scaler-Spares | Dental Equiment | Main Location | 90330000 |  | FIFO | Gulin Woodpecker | [8 empty] | 0 | 0 | 0 | 1 | 0 | 0 | [7 empty] | 1 |  | GW/SC/SP/WOODPECKER SCALER TIP EXELCYMOSIS UC3
IM06851 | Scaler Spares-Woodpecker- - Main Board Of Scaler V2 | 118002V2MAINBOARD |  | A Class |  |  | I-Inventory | FG-Finish Good | R | Spares | Scaler-Spares | Dental Equiment | Main Location | 90330000 |  | FIFO | Gulin Woodpecker | [8 empty] | 0 | 0 | 0 | 1 | 0 | 0 | [7 empty] | 1 |  | GW/SP WOODPECKER - MAIN BOARD OF SCALER V2
IM06852 | Scaler Spares-Woodpecker- -Foot Switch Of Scaler D3 | 118002D3FOOTSWITCH |  | A Class |  |  | I-Inventory | FG-Finish Good | R | Spares | Scaler-Spares | Dental Equiment | Main Location | 90330000 |  | FIFO | Gulin Woodpecker | [8 empty] | 0 | 0 | 0 | 1 | 0 | 0 | [7 empty] | 1 |  | GW/SP WOODPECKER -FOOT SWITCH OF SCALER D3
IM06853 | Scaler Spares-Woodpecker- -Set Of 6 Tips Of Scaler Dte D5 | 118002D5TIPSSET |  | A Class |  |  | I-Inventory | FG-Finish Good | R | Spares | Scaler-Spares | Dental Equiment | Main Location | 90330000 |  | FIFO | Gulin Woodpecker | [8 empty] | 0 | 0 | 0 | 1 | 0 | 0 | [7 empty] | 1 |  | Gw/Sp Woodpecker -Set Of 6 Tips Of Scaler Dte D5
IM06854 | Scaler Spares-Woodpecker- -Water Control Switch Dte D5 | 118002D5SWITCH |  | A Class |  |  | I-Inventory | FG-Finish Good | R | Spares | Scaler-Spares | Dental Equiment | Main Location | 90330000 |  | FIFO | Gulin Woodpecker | [8 empty] | 0 | 0 | 0 | 1 | 0 | 0 | [7 empty] | 1 |  | GW/SP WOODPECKER -WATER CONTROL SWITCH DTE D5
IM06855 | Scaler Spares-Woodpecker-Niti Endodontic File | 118002NITIFILE |  | A Class |  |  | I-Inventory | FG-Finish Good | R | Spares | Scaler-Spares | Dental Equiment | Main Location | 90330000 |  | FIFO | Gulin Woodpecker | [8 empty] | 0 | 0 | 0 | 1 | 0 | 0 | [7 empty] | 1 |  | Gw/Sp/Niti Endodontic File
IM06856 | Scaler Spares-Woodpecker- Adopter Of Scaler Dte-D5 | 118002D5ADOPTER |  | A Class |  |  | I-Inventory | FG-Finish Good | R | Spares | Scaler-Spares | Dental Equiment | Main Location | 90330000 |  | FIFO | Gulin Woodpecker | [8 empty] | 0 | 0 | 0 | 1 | 0 | 0 | [7 empty] | 1 |  | Gw/Sp/Woodpecker Adopter Of Scaler Dte-D5
IM06857 | Scaler Spares-Woodpecker- D3 Led Scaler Body | 118002D3LEDBODY |  | A Class |  |  | I-Inventory | FG-Finish Good | R | Spares | Scaler-Spares | Dental Equiment | Main Location | 90330000 |  | FIFO | Gulin Woodpecker | [8 empty] | 0 | 0 | 0 | 1 | 0 | 0 | [7 empty] | 1 |  | Gw/Sp/Woodpecker D3 Led Scaler Body
IM06858 | Scaler Spares-Woodpecker- D5 Scaler Body | 118002D5BODY |  | A Class |  |  | I-Inventory | FG-Finish Good | R | Spares | Scaler-Spares | Dental Equiment | Main Location | 90330000 |  | FIFO | Gulin Woodpecker | [8 empty] | 0 | 0 | 0 | 1 | 0 | 0 | [7 empty] | 1 |  | Gw/Sp/Woodpecker D5 Scaler Body
IM06859 | Scaler Spares-Woodpecker- Handpiece Scaler Of Dte D5 Led Bulb Only | 118002D5LEDBULB |  | A Class |  |  | I-Inventory | FG-Finish Good | C | Spares | Scaler-Spares | Dental Equiment | Main Location | 90330000 |  | FIFO | Gulin Woodpecker | [8 empty] | 0 | 0 | 0 | 1 | 0 | 0 | [7 empty] | 1 |  | Gw/Sp/Woodpecker Handpiece Scaler of Dte D5 Led Bulb Only
IM06860 | Scaler Spares-Woodpecker- Led Handpiece Of Scaler D3 | 118002D3LEDHP |  | A Class |  |  | I-Inventory | FG-Finish Good | R | Spares | Scaler-Spares | Dental Equiment | Main Location | 90330000 |  | FIFO | Gulin Woodpecker | [8 empty] | 0 | 0 | 0 | 1 | 0 | 0 | [7 empty] | 1 |  | Gw/Sp/Woodpecker Led Handpiece of Scaler D3
IM06861 | Scaler Spares-Woodpecker- Led Handpiece Of Scaler Of Dte D5 | 118002D5HP |  | A Class |  |  | I-Inventory | FG-Finish Good | R | Spares | Scaler-Spares | Dental Equiment | Main Location | 90330000 |  | FIFO | Gulin Woodpecker | [8 empty] | 0 | 0 | 0 | 1 | 0 | 0 | [7 empty] | 1 |  | Gw/Sp/Woodpecker Led Handpiece of Scaler of Dte D5
IM06862 | Scaler Spares-Woodpecker- -Main Board Of Scaler D3 | 118002D3MAINBOARD |  | A Class |  |  | I-Inventory | FG-Finish Good | R | Spares | Scaler-Spares | Dental Equiment | Main Location | 90330000 |  | FIFO | Gulin Woodpecker | [8 empty] | 0 | 0 | 0 | 1 | 0 | 0 | [7 empty] | 1 |  | GW/SP/WOODPECKER -MAIN BOARD OF SCALER D3
IM06863 | Scaler Spares-Woodpecker- -Main Board Of Scaler Dte D5 | 118002D5MAINBOARD |  | A Class |  |  | I-Inventory | FG-Finish Good | R | Spares | Scaler-Spares | Dental Equiment | Main Location | 90330000 |  | FIFO | Gulin Woodpecker | [8 empty] | 0 | 0 | 0 | 1 | 0 | 0 | [7 empty] | 1 |  | GW/SP/WOODPECKER -MAIN BOARD OF SCALER DTE D5
IM06864 | Scaler Spares-Woodpecker- Main Pcb V3 Led Scaler | 118002V3LEDMAINPCB |  | A Class |  |  | I-Inventory | FG-Finish Good | R | Spares | Scaler-Spares | Dental Equiment | Main Location | 90330000 |  | FIFO | Gulin Woodpecker | [8 empty] | 0 | 0 | 0 | 1 | 0 | 0 | [7 empty] | 1 |  | Gw/Sp/Woodpecker Main Pcb V3 Led Scaler
IM06865 | Scaler Spares-Woodpecker- New Adopter Of Scaler D3 | 118002D3ADOPTER |  | A Class |  |  | I-Inventory | FG-Finish Good | R | Spares | Scaler-Spares | Dental Equiment | Main Location | 90330000 |  | FIFO | Gulin Woodpecker | [8 empty] | 0 | 0 | 0 | 1 | 0 | 0 | [7 empty] | 1 |  | GW/SP/WOODPECKER NEW ADOPTER OF SCALER D3
IM06866 | Scaler Spares-Woodpecker- Scaler Tip Basic Us2 | 118002SCALERTIPUS2 |  | A Class |  |  | I-Inventory | FG-Finish Good | R | Spares | Scaler-Spares | Dental Equiment | Main Location | 90330000 |  | FIFO | Gulin Woodpecker | [8 empty] | 0 | 0 | 0 | 1 | 0 | 0 | [7 empty] | 1 |  | GW/SP/WOODPECKER SCALER TIP BASIC US2
IM06867 | Scaler Spares-Woodpecker- Scaler Tip Bone Surgery Us1L | 118002SCALERTIPUS1L |  | A Class |  |  | I-Inventory | FG-Finish Good | R | Spares | Scaler-Spares | Dental Equiment | Main Location | 90330000 |  | FIFO | Gulin Woodpecker | [8 empty] | 0 | 0 | 0 | 1 | 0 | 0 | [7 empty] | 1 |  | GW/SP/WOODPECKER SCALER TIP BONE SURGERY US1L
IM06868 | Scaler Spares-Woodpecker- Scaler Tip Bone Surgery Us1R | 118002SCALERTIPUS1R |  | A Class |  |  | I-Inventory | FG-Finish Good | R | Spares | Scaler-Spares | Dental Equiment | Main Location | 90330000 |  | FIFO | Gulin Woodpecker | [8 empty] | 0 | 0 | 0 | 1 | 0 | 0 | [7 empty] | 1 |  | GW/SP/WOODPECKER SCALER TIP BONE SURGERY US1R
IM06869 | Scaler Spares-Woodpecker- Scaler Tip Cone Surgery Us1 | 118002SCALERTIPUS1 |  | A Class |  |  | I-Inventory | FG-Finish Good | R | Spares | Scaler-Spares | Dental Equiment | Main Location | 90330000 |  | FIFO | Gulin Woodpecker | [8 empty] | 0 | 0 | 0 | 1 | 0 | 0 | [7 empty] | 1 |  | GW/SP/WOODPECKER SCALER TIP CONE SURGERY US1
IM06870 | Scaler Spares-Woodpecker- Scaler Tip Ed1T | 118002TIPED1T |  | A Class |  |  | I-Inventory | FG-Finish Good | R | Spares | Scaler-Spares | Dental Equiment | Main Location | 90330000 |  | FIFO | Gulin Woodpecker | [8 empty] | 0 | 0 | 0 | 1 | 0 | 0 | [7 empty] | 1 |  | GW/SP/WOODPECKER SCALER TIP ED1T
IM06871 | Scaler Spares-Woodpecker- Scaler Tip Gd1T | 118002TIPGD1T |  | A Class |  |  | I-Inventory | FG-Finish Good | R | Spares | Scaler-Spares | Dental Equiment | Main Location | 90330000 |  | FIFO | Gulin Woodpecker | [8 empty] | 0 | 0 | 0 | 1 | 0 | 0 | [7 empty] | 1 |  | GW/SP/WOODPECKER SCALER TIP GD1T
IM06872 | Scaler Spares-Woodpecker- Scaler Tip Gd2T | 118002TIPGD2T |  | A Class |  |  | I-Inventory | FG-Finish Good | R | Spares | Scaler-Spares | Dental Equiment | Main Location | 90330000 |  | FIFO | Gulin Woodpecker | [8 empty] | 0 | 0 | 0 | 1 | 0 | 0 | [7 empty] | 1 |  | GW/SP/WOODPECKER SCALER TIP GD2T
IM06873 | Scaler Spares-Woodpecker- Scaler Tip Gd4T | 118002TIPGD4T |  | A Class |  |  | I-Inventory | FG-Finish Good | R | Spares | Scaler-Spares | Dental Equiment | Main Location | 90330000 |  | FIFO | Gulin Woodpecker | [8 empty] | 0 | 0 | 0 | 1 | 0 | 0 | [7 empty] | 1 |  | GW/SP/WOODPECKER SCALER TIP GD4T
IM06874 | Scaler Spares-Woodpecker- Scaler Tip Implantation Ui7 | 118002SCALERTIPUI7 |  | A Class |  |  | I-Inventory | FG-Finish Good | R | Spares | Scaler-Spares | Dental Equiment | Main Location | 90330000 |  | FIFO | Gulin Woodpecker | [8 empty] | 0 | 0 | 0 | 1 | 0 | 0 | [7 empty] | 1 |  | GW/SP/WOODPECKER SCALER TIP IMPLANTATION UI7
IM06875 | Scaler Spares-Woodpecker- Scaler Tip P1 | 118002TIPP1 |  | A Class |  |  | I-Inventory | FG-Finish Good | R | Spares | Scaler-Spares | Dental Equiment | Main Location | 90330000 |  | FIFO | Gulin Woodpecker | [8 empty] | 0 | 0 | 0 | 1 | 0 | 0 | [7 empty] | 1 |  | GW/SP/WOODPECKER SCALER TIP P1
IM06876 | Scaler Spares-Woodpecker- Scaler Tip P3 | 118002TIPP3 |  | A Class |  |  | I-Inventory | FG-Finish Good | R | Spares | Scaler-Spares | Dental Equiment | Main Location | 90330000 |  | FIFO | Gulin Woodpecker | [8 empty] | 0 | 0 | 0 | 1 | 0 | 0 | [7 empty] | 1 |  | GW/SP/WOODPECKER SCALER TIP P3
IM06877 | Scaler Spares-Woodpecker- Scaler Tip P4 | 118002TIPP4 |  | A Class |  |  | I-Inventory | FG-Finish Good | R | Spares | Scaler-Spares | Dental Equiment | Main Location | 90330000 |  | FIFO | Gulin Woodpecker | [8 empty] | 0 | 0 | 0 | 1 | 0 | 0 | [7 empty] | 1 |  | GW/SP/WOODPECKER SCALER TIP P4
IM06878 | Scaler Spares-Woodpecker- Scaler Tip Pd1T | 118002TIPPD1T |  | A Class |  |  | I-Inventory | FG-Finish Good | R | Spares | Scaler-Spares | Dental Equiment | Main Location | 90330000 |  | FIFO | Gulin Woodpecker | [8 empty] | 0 | 0 | 0 | 1 | 0 | 0 | [7 empty] | 1 |  | GW/SP/WOODPECKER SCALER TIP PD1T
IM06879 | Scaler Spares-Woodpecker- Scaler Tip Periodontal Up4 | 118002SCALERTIPUP4 |  | A Class |  |  | I-Inventory | FG-Finish Good | R | Spares | Scaler-Spares | Dental Equiment | Main Location | 90330000 |  | FIFO | Gulin Woodpecker | [8 empty] | 0 | 0 | 0 | 1 | 0 | 0 | [7 empty] | 1 |  | GW/SP/WOODPECKER SCALER TIP PERIODONTAL UP4
IM06880 | Scaler Spares-Woodpecker- Scaler Tip Sinus Lifting Ul2 | 118002SCALERTIPUL2 |  | A Class |  |  | I-Inventory | FG-Finish Good | R | Spares | Scaler-Spares | Dental Equiment | Main Location | 90330000 |  | FIFO | Gulin Woodpecker | [8 empty] | 0 | 0 | 0 | 1 | 0 | 0 | [7 empty] | 1 |  | GW/SP/WOODPECKER SCALER TIP SINUS LIFTING UL2
IM06881 | Scaler Spares-Woodpecker- Scaler Tip Sinus Lifting Ul3 | 118002SCALERTIPUL3 |  | A Class |  |  | I-Inventory | FG-Finish Good | R | Spares | Scaler-Spares | Dental Equiment | Main Location | 90330000 |  | FIFO | Gulin Woodpecker | [8 empty] | 0 | 0 | 0 | 1 | 0 | 0 | [7 empty] | 1 |  | GW/SP/WOODPECKER SCALER TIP SINUS LIFTING UL3
IM06882 | Scaler Spares-Woodpecker- Scaler Tip Sinus Lifting Ul4 | 118002SCALERTIPUL4 |  | A Class |  |  | I-Inventory | FG-Finish Good | R | Spares | Scaler-Spares | Dental Equiment | Main Location | 90330000 |  | FIFO | Gulin Woodpecker | [8 empty] | 0 | 0 | 0 | 1 | 0 | 0 | [7 empty] | 1 |  | GW/SP/WOODPECKER SCALER TIP SINUS LIFTING UL4
IM06883 | Scaler Spares-Woodpecker- Scaler Tip Wrench | 118002TIPSWRENCH |  | A Class |  |  | I-Inventory | FG-Finish Good | R | Spares | Scaler-Spares | Dental Equiment | Main Location | 90330000 |  | FIFO | Gulin Woodpecker | [8 empty] | 0 | 0 | 0 | 1 | 0 | 0 | [7 empty] | 1 |  | Gw/Sp/Woodpecker Scaler Tip Wrench
IM06884 | Scaler Spares-Woodpecker- Scaler Vibration Controller | 118002VIBRATIONCONTROLLER |  | A Class |  |  | I-Inventory | FG-Finish Good | R | Spares | Scaler-Spares | Dental Equiment | Main Location | 90330000 |  | FIFO | Gulin Woodpecker | [8 empty] | 0 | 0 | 0 | 1 | 0 | 0 | [7 empty] | 1 |  | Gw/Sp/Woodpecker Scaler Vibration Controller
IM06885 | Scaler Spares-Woodpecker-Woodpecker Tee Joint 4X6 | 118002TEEJOINT4X6 |  | A Class |  |  | I-Inventory | FG-Finish Good | C | Spares | Scaler-Spares | Dental Equiment | Main Location | 90330000 |  | FIFO | Gulin Woodpecker | [8 empty] | 0 | 0 | 0 | 1 | 0 | 0 | [7 empty] | 1 |  | Gw/Sp/Woodpecker Tee Joint 4x6
IM06886 | Scaler Spares-Woodpecker--Display Pcb Of Led Scaler D3 | 118002D3DISPLAYPCB |  | A Class |  |  | I-Inventory | FG-Finish Good | R | Spares | Scaler-Spares | Dental Equiment | Main Location | 90330000 |  | FIFO | Gulin Woodpecker | [8 empty] | 0 | 0 | 0 | 1 | 0 | 0 | [7 empty] | 1 |  | Gw/Sp/Woodpecker-Display Pcb of Led Scaler D3
IM06887 | Scaler Spares-Woodpecker--Display Pcb Of Scaler Dte D5 | 118002D5DISPLAYPCB |  | A Class |  |  | I-Inventory | FG-Finish Good | R | Spares | Scaler-Spares | Dental Equiment | Main Location | 90330000 |  | FIFO | Gulin Woodpecker | [8 empty] | 0 | 0 | 0 | 1 | 0 | 0 | [7 empty] | 1 |  | Gw/Sp/Woodpecker-Display Pcb Of Scaler Dte D5
IM06888 | Scaler Spares-Woodpecker--Foot Switch Of Scaler Dte D5 | 118002D5FOOTSWITCH |  | A Class |  |  | I-Inventory | FG-Finish Good | R | Spares | Scaler-Spares | Dental Equiment | Main Location | 90330000 |  | FIFO | Gulin Woodpecker | [8 empty] | 0 | 0 | 0 | 1 | 0 | 0 | [7 empty] | 1 |  | GW/SP/WOODPECKER-FOOT SWITCH OF SCALER DTE D5
IM06889 | Scaler Spares-Woodpecker--Scaler Cable Of Scaler Dte-D5 | 118002D5CABLE |  | A Class |  |  | I-Inventory | FG-Finish Good | R | Spares | Scaler-Spares | Dental Equiment | Main Location | 90330000 |  | FIFO | Gulin Woodpecker | [8 empty] | 0 | 0 | 0 | 1 | 0 | 0 | [7 empty] | 1 |  | GW/SP/WOODPECKER-SCALER CABLE OF SCALER DTE-D5
IM06890 | Scaler Spares-Woodpecker--Solenoid Of Scaler Dte D5 | 118002D5SOLENOIDVALVE |  | A Class |  |  | I-Inventory | FG-Finish Good | R | Spares | Scaler-Spares | Dental Equiment | Main Location | 90330000 |  | FIFO | Gulin Woodpecker | [8 empty] | 0 | 0 | 0 | 1 | 0 | 0 | [7 empty] | 1 |  | Gw/Sp/Woodpecker-Solenoid Of Scaler Dte D5
IM06891 | Scaler Spares-Woodpecker- Endo Files/21Mm (Pack Of 10) | 118017ENDOFILE21MM |  | A Class |  |  | I-Inventory | FG-Finish Good | R | Spares | Scaler-Spares | Dental Equiment | Main Location | 90330000 |  | FIFO | Gulin Woodpecker | [8 empty] | 0 | 0 | 0 | 1 | 0 | 0 | [7 empty] | 1 |  | GW/IP/CS/WOODPECKER ENDO FILES/21MM (PACK OF 10)
IM06892 | Scaler Spares-Woodpecker- Endo Files/25Mm (Pack Of 10) | 118017ENDOFILE25MM |  | A Class |  |  | I-Inventory | FG-Finish Good | R | Spares | Scaler-Spares | Dental Equiment | Main Location | 90330000 |  | FIFO | Gulin Woodpecker | [8 empty] | 0 | 0 | 0 | 1 | 0 | 0 | [7 empty] | 1 |  | GW/IP/CS/WOODPECKER ENDO FILES/25MM (PACK OF 10)
IM06893 | Scaler Spares-Woodpecker- Led H/P Cable Of Scaler D3 | 118002D3LEDCABLE |  | A Class |  |  | I-Inventory | FG-Finish Good | R | Spares | Scaler-Spares | Dental Equiment | Main Location | 90330000 |  | FIFO | Gulin Woodpecker | [8 empty] | 0 | 0 | 0 | 1 | 0 | 0 | [7 empty] | 1 |  | Gw/Sp/Woodpecker Led h/p Cable Of Scaler D3
IM06894 | Scaler-Spares-Local-Perio Curretes Tips | 148052PERIOTIPS |  | A Class |  |  | I-Inventory | FG-Finish Good | R | Spares | Scaler-Spares | Dental Equiment | Main Location | 90184900 |  | FIFO | Indian Product | [8 empty] | 0 | 0 | 0 | 1 | 0 | 0 | [7 empty] | 1 |  | IN/AC/PERIO CURRETES TIPS
IM06895 | Scaler Spares-NSK-Var 170 Lux-Nsk Various 170 Opt Handpiece | 114002170LUXNHP |  | A Class |  |  | I-Inventory | FG-Finish Good | R | Spares | Scaler-Spares | Dental Equiment | Main Location | 90330000 |  | FIFO | NSK Nakanishi | [8 empty] | 0 | 0 | 0 | 1 | 0 | 0 | [7 empty] | 1 |  | NSK/SC/AC/VAR 170 LUX-NSK VARIOUS 170 OPT HANDPIECE
IM06896 | Scaler Spares-NSK-350 Lux Scaler Adapter | 114002350LUXADAPTER |  | A Class |  |  | I-Inventory | FG-Finish Good | R | Spares | Scaler-Spares | Dental Equiment | Main Location | 90330000 |  | FIFO | NSK Nakanishi | [8 empty] | 0 | 0 | 0 | 1 | 0 | 0 | [7 empty] | 1 |  | NSK/SC/SP/350 LUX SCALER ADAPTER
IM06897 | Scaler Spares-NSK-350 Lux Scaler Cable | 114002350LUXSCALERCABLE |  | A Class |  |  | I-Inventory | FG-Finish Good | R | Spares | Scaler-Spares | Dental Equiment | Main Location | 90330000 |  | FIFO | NSK Nakanishi | [8 empty] | 0 | 0 | 0 | 1 | 0 | 0 | [7 empty] | 1 |  | NSK/SC/SP/350 LUX SCALER CABLE
IM06898 | Scaler Spares-NSK-350 Lux Scaler Foot Control | 114002350LUXFOOTCONTROL |  | A Class |  |  | I-Inventory | FG-Finish Good | R | Spares | Scaler-Spares | Dental Equiment | Main Location | 90330000 |  | FIFO | NSK Nakanishi | [8 empty] | 0 | 0 | 0 | 1 | 0 | 0 | [7 empty] | 1 |  | NSK/SC/SP/350 LUX SCALER FOOT CONTROL
IM06899 | Scaler Spares-NSK-350 Lux Scaler Water Contoller | 114002350LUXWATERCONTROLLER |  | A Class |  |  | I-Inventory | FG-Finish Good | R | Spares | Scaler-Spares | Dental Equiment | Main Location | 90330000 |  | FIFO | NSK Nakanishi | [8 empty] | 0 | 0 | 0 | 1 | 0 | 0 | [7 empty] | 1 |  | NSK/SC/SP/350 LUX SCALER WATER CONTOLLER
IM06900 | Scaler Spares-NSK-350 Lux Scaler Water Filter Venturi Y9000691 | 114002Y9000691 |  | A Class |  |  | I-Inventory | FG-Finish Good | R | Spares | Scaler-Spares | Dental Equiment | Main Location | 90330000 |  | FIFO | NSK Nakanishi | [8 empty] | 0 | 0 | 0 | 1 | 0 | 0 | [7 empty] | 1 |  | NSK/SC/SP/350 LUX SCALER WATER FILTER VENTURI Y9000691
IM06901 | Scaler Spares-NSK-350 Lux Scaler Water Solenoid Valve | NSK/SC/SP/350 LUX SCALER WATER CONTOLLER |  | A Class |  |  | I-Inventory | FG-Finish Good | R | Spares | Scaler-Spares | Dental Equiment | Main Location | 90330000 |  | FIFO | NSK Nakanishi | [8 empty] | 0 | 0 | 0 | 1 | 0 | 0 | [7 empty] | 1 |  | NSK/SC/SP/350 LUX SCALER WATER SOLENOID VALVE
IM06902 | Scaler Spares-NSK-Various Optic Handpiece VA2 Lux | 114004VA2LUXHP |  | A Class |  |  | I-Inventory | FG-Finish Good | R | Spares | Scaler-Spares | Dental Equiment | Main Location | 90330000 |  | FIFO | NSK Nakanishi | [5 empty] | . |  |  | 0 | 0 | 0 | 1 | 0 | 0 | [7 empty] | 1 |  | NSK/SP/VARIOUS OPTIC HANDPIECE VA2 LUX
IM06903 | Scaler Spares-NSK-Tips-Nsk Scaler Tips G1 | 114002TIPSG1 |  | A Class |  |  | I-Inventory | FG-Finish Good | R | Spares | Scaler-Spares | Dental Equiment | Main Location | 90330000 |  | FIFO | NSK Nakanishi | [8 empty] | 0 | 0 | 0 | 1 | 0 | 0 | [7 empty] | 1 |  | NSK/TI/AC/TIPS-NSK SCALER TIPS G1
IM06904 | Scaler Spares-NSK-Tips-Nsk Scaler Tips G2 Z217102 | 114002G2Z217102 |  | A Class |  |  | I-Inventory | FG-Finish Good | R | Spares | Scaler-Spares | Dental Equiment | Main Location | 90330000 |  | FIFO | NSK Nakanishi | [8 empty] | 0 | 0 | 0 | 1 | 0 | 0 | [7 empty] | 1 |  | NSK/TI/AC/TIPS-NSK SCALER TIPS G2 Z217102
IM06905 | Scaler Spares-NSK-Tips-Nsk Scaler Tips G3 | 114002G3Z217103 |  | A Class |  |  | I-Inventory | FG-Finish Good | R | Spares | Scaler-Spares | Dental Equiment | Main Location | 90330000 |  | FIFO | NSK Nakanishi | [8 empty] | 0 | 0 | 0 | 1 | 0 | 0 | [7 empty] | 1 |  | NSK/TI/AC/TIPS-NSK SCALER TIPS G3
IM06906 | Scaler Spares-NSK-Tips-Nsk Scaler Tips G4 Z217104 | 114002G4Z217104 |  | A Class |  |  | I-Inventory | FG-Finish Good | R | Spares | Scaler-Spares | Dental Equiment | Main Location | 90330000 |  | FIFO | NSK Nakanishi | [8 empty] | 0 | 0 | 0 | 1 | 0 | 0 | [7 empty] | 1 |  | NSK/TI/AC/TIPS-NSK SCALER TIPS G4 Z217104
IM06907 | Scaler Spares-NSK-Tips-Nsk Scaler Tips G4-E Z291104 | 114002TIPG4EZ291104 |  | A Class |  |  | I-Inventory | FG-Finish Good | R | Spares | Scaler-Spares | Dental Equiment | Main Location | 90330000 |  | FIFO | NSK Nakanishi | [8 empty] | 0 | 0 | 0 | 1 | 0 | 0 | [7 empty] | 1 |  | NSK/TI/AC/TIPS-NSK SCALER TIPS G4-E Z291104
IM06908 | Scaler Spares-NSK-Tips-Nsk Scaler Tips G6 Z217106 | 114002G6Z217106 |  | A Class |  |  | I-Inventory | FG-Finish Good | R | Spares | Scaler-Spares | Dental Equiment | Main Location | 90330000 |  | FIFO | NSK Nakanishi | [8 empty] | 0 | 0 | 0 | 1 | 0 | 0 | [7 empty] | 1 |  | NSK/TI/AC/TIPS-NSK SCALER TIPS G6 Z217106
IM06909 | Scaler Spares-NSK-Tips-Nsk Scaler Tips G8 Z217108 | 114002G8Z217108 |  | A Class |  |  | I-Inventory | FG-Finish Good | R | Spares | Scaler-Spares | Dental Equiment | Main Location | 90330000 |  | FIFO | NSK Nakanishi | [8 empty] | 0 | 0 | 0 | 1 | 0 | 0 | [7 empty] | 1 |  | NSK/TI/AC/TIPS-NSK SCALER TIPS G8 Z217108
IM06910 | Scaler Spares-NSK-Var 170 Lux-Nsk Var 170 N-Opt H/P | 114002170LUXNOPHP |  | A Class |  |  | I-Inventory | FG-Finish Good | R | Spares | Scaler-Spares | Dental Equiment | Main Location | 90330000 |  | FIFO | NSK Nakanishi | [5 empty] | . |  |  | 0 | 0 | 0 | 1 | 0 | 0 | [7 empty] | 1 |  | NSK/SC/AC/VAR 170 LUX-NSK VAR 170 N-OPT H/P
IM06911 | Scaler Spares-SKL-Scaler Display Pcb/Keyboard | 161002KEYBOARD |  | A Class |  |  | I-Inventory | FG-Finish Good | R | Spares | Scaler-Spares | Dental Equiment | Main Location | 90330000 |  | FIFO | SKL | [8 empty] | 0 | 0 | 0 | 1 | 0 | 0 | [7 empty] | 1 |  | SKL/SC/SP/SCALER DISPLAY PCB/KEYBOARD
IM06912 | Scaler Spares-SKL-Scaler Complete Tip Set | 161002TIPSET |  | A Class |  |  | I-Inventory | FG-Finish Good | R | Spares | Scaler-Spares | Dental Equiment | Main Location | 90330000 |  | FIFO | SKL | [8 empty] | 0 | 0 | 0 | 1 | 0 | 0 | [7 empty] | 1 |  | SKL/SC/AC/SCALER COMPLETE TIP SET
IM06913 | Scaler Spares-SKL-Skl Cable For Scaler | 161002CABLE |  | A Class |  |  | I-Inventory | FG-Finish Good | R | Spares | Scaler-Spares | Dental Equiment | Main Location | 90330000 |  | FIFO | SKL | [8 empty] | 0 | 0 | 0 | 1 | 0 | 0 | [7 empty] | 1 |  | SKL/SC/AC/SKL CABLE FOR SCALER
IM06914 | Scaler Spares-SKL-Skl Main Board For Main Unit | 161002MAINBOARD |  | A Class |  |  | I-Inventory | FG-Finish Good | R | Spares | Scaler-Spares | Dental Equiment | Main Location | 90330000 |  | FIFO | SKL | [8 empty] | 0 | 0 | 0 | 1 | 0 | 0 | [7 empty] | 1 |  | SKL/SC/AC/SKL MAIN BOARD FOR MAIN UNIT
IM06915 | Scaler Spares-SKL-Skl Scaler Unit Lower Body | 161002LOWERBODY |  | A Class |  |  | I-Inventory | FG-Finish Good | R | Spares | Scaler-Spares | Dental Equiment | Main Location | 90330000 |  | FIFO | SKL | [8 empty] | 0 | 0 | 0 | 1 | 0 | 0 | [7 empty] | 1 |  | SKL/SC/AC/SKL SCALER UNIT LOWER BODY
IM06916 | Scaler Spares-SKL-Skl Scaler Unit Upper Body | 161002UPPERBODY |  | A Class |  |  | I-Inventory | FG-Finish Good | R | Spares | Scaler-Spares | Dental Equiment | Main Location | 90330000 |  | FIFO | SKL | [8 empty] | 0 | 0 | 0 | 1 | 0 | 0 | [7 empty] | 1 |  | SKL/SC/AC/SKL SCALER UNIT UPPER BODY
IM06917 | Scaler Spares-SKL-Skl Tip Wernch | 161002TIPWRENCH |  | A Class |  |  | I-Inventory | FG-Finish Good | R | Spares | Scaler-Spares | Dental Equiment | Main Location | 90330000 |  | FIFO | SKL | [8 empty] | 0 | 0 | 0 | 1 | 0 | 0 | [7 empty] | 1 |  | SKL/SC/AC/SKL TIP WERNCH
IM06918 | Scaler Spares-SKL-Skl Water Tube | 161002WATERTUBE |  | A Class |  |  | I-Inventory | FG-Finish Good | R | Spares | Scaler-Spares | Dental Equiment | Main Location | 90330000 |  | FIFO | SKL | [8 empty] | 0 | 0 | 0 | 1 | 0 | 0 | [7 empty] | 1 |  | SKL/SC/AC/SKL WATER TUBE
IM06919 | Scaler Spares-SKL-Scaler Display Pcb Cover | 161002DISPLAYPCBCOVER |  | A Class |  |  | I-Inventory | FG-Finish Good | R | Spares | Scaler-Spares | Dental Equiment | Main Location | 90330000 |  | FIFO | SKL | [8 empty] | 0 | 0 | 0 | 1 | 0 | 0 | [7 empty] | 1 |  | SKL/SC/SP/SCALER DISPLAY PCB COVER
IM06920 | Scaler Spares-SKL-Scaler Handpiece | 161002HANDPIECE |  | A Class |  |  | I-Inventory | FG-Finish Good | R | Spares | Scaler-Spares | Dental Equiment | Main Location | 90330000 |  | FIFO | SKL | [8 empty] | 0 | 0 | 0 | 1 | 0 | 0 | [7 empty] | 1 |  | SKL/SC/SP/SCALER HANDPIECE
IM06921 | Scaler Spares-SKL-Scaler Handpiece Holder Stand | 161002HOLDERSTAND |  | A Class |  |  | I-Inventory | FG-Finish Good | R | Spares | Scaler-Spares | Dental Equiment | Main Location | 90330000 |  | FIFO | SKL | [8 empty] | 0 | 0 | 0 | 1 | 0 | 0 | [7 empty] | 1 |  | SKL/SC/SP/SCALER HANDPIECE HOLDER STAND
IM06922 | Scaler Spares-SKL-Scaler Power Pcb | 161002POWERPCB |  | A Class |  |  | I-Inventory | FG-Finish Good | R | Spares | Scaler-Spares | Dental Equiment | Main Location | 90330000 |  | FIFO | SKL | [8 empty] | 0 | 0 | 0 | 1 | 0 | 0 | [7 empty] | 1 |  | SKL/SC/SP/SCALER POWER PCB
IM06923 | Scaler Spares-SKL-Scaler Solenoid Valve | 161002SOLENOIDVALVE |  | A Class |  |  | I-Inventory | FG-Finish Good | C | Spares | Scaler-Spares | Dental Equiment | Main Location | 90330000 |  | FIFO | SKL | [8 empty] | 0 | 0 | 0 | 1 | 0 | 0 | [7 empty] | 1 |  | SKL/SC/SP/SCALER SOLENOID VALVE
IM06924 | Scaler Spares-SKL-Scaler Water Control | 161002WATERCONTROL |  | A Class |  |  | I-Inventory | FG-Finish Good | R | Spares | Scaler-Spares | Dental Equiment | Main Location | 90330000 |  | FIFO | SKL | [8 empty] | 0 | 0 | 0 | 1 | 0 | 0 | [7 empty] | 1 |  | SKL/SC/SP/SCALER WATER CONTROL
IM06925 | Scaler Spares-SKL-Scaler Water Pump For Scaler | 161002WATERPUMP |  | A Class |  |  | I-Inventory | FG-Finish Good | R | Spares | Scaler-Spares | Dental Equiment | Main Location | 90330000 |  | FIFO | SKL | [8 empty] | 0 | 0 | 0 | 1 | 0 | 0 | [7 empty] | 1 |  | SKL/SC/SP/SCALER WATER PUMP FOR SCALER
IM06926 | Scaler Spares- Woodpecker Scaler Vibration Controller Knob | 118002VIBCTRLKNOB |  | A Class |  |  | I-Inventory | FG-Finish Good | R | Spares | Scaler-Spares | Dental Equiment | Main Location | 90330000 |  | FIFO | Gulin Woodpecker | [8 empty] | 0 | 0 | 0 | 1 | 0 | 0 | [7 empty] | 1 |  | GW/SC/SP/WOODPECKER SCALER VIBRATION CONTROLLER KNOB
IM06927 | Scaler Spares-Woodpecker Ultrasurgery 60W TIP UP4 | 11802960WTIPUP4 |  | A Class |  |  | I-Inventory | FG-Finish Good | R | Spares | Scaler-Spares | Dental Equiment | Main Location | 90184900 |  | FIFO | Gulin Woodpecker | [8 empty] | 0 | 0 | 0 | 1 | 0 | 0 | [7 empty] | 1 |  | GW/US/SP/WOODPECKER PIEZO-ULTRASURGERY 60W TIP UP4
IM06928 | Scaler Spares-Woodpecker Ultrasurgery 60W TIP UP5 | 11802960WTIPUP5 |  | A Class |  |  | I-Inventory | FG-Finish Good | R | Spares | Scaler-Spares | Dental Equiment | Main Location | 90184900 |  | FIFO | Gulin Woodpecker | [8 empty] | 0 | 0 | 0 | 1 | 0 | 0 | [7 empty] | 1 |  | GW/US/SP/WOODPECKER PIEZO-ULTRASURGERY 60W TIP UP5
IM06929 | Scaler Spares-Tips- Bonart Scaler Tips(Bs)-3 | 151044BS3TIPS |  | A Class |  |  | I-Inventory | FG-Finish Good | C | Spares | Scaler-Spares | Dental Equiment | Main Location | 90330000 |  | FIFO | Bonart | [8 empty] | 0 | 0 | 0 | 1 | 0 | 0 | [7 empty] | 1 |  | BO/HP/SP/TIPS- BONART SCALER TIPS(BS)-3
IM06930 | Scaler Spares-Tips-Bonart Scaler Tips Bs-2 | 151044BS2TIPS |  | A Class |  |  | I-Inventory | FG-Finish Good | C | Spares | Scaler-Spares | Dental Equiment | Main Location | 90330000 |  | FIFO | Bonart | [8 empty] | 0 | 0 | 0 | 1 | 0 | 0 | [7 empty] | 1 |  | BO/HP/SP/TIPS-BONART SCALER TIPS BS-2
IM06931 | Scaler Spares-Tips-Bonart Scaler Tips E-5 | 151044E5TIPS |  | A Class |  |  | I-Inventory | FG-Finish Good | C | Spares | Scaler-Spares | Dental Equiment | Main Location | 90330000 |  | FIFO | Bonart | [8 empty] | 0 | 0 | 0 | 1 | 0 | 0 | [7 empty] | 1 |  | BO/HP/SP/TIPS-BONART SCALER TIPS E-5
IM06932 | Scaler Spares-Tips-Bonart Scaler Tips(BS)-1 | 151044BS1TIPS |  | A Class |  |  | I-Inventory | FG-Finish Good | C | Spares | Scaler-Spares | Dental Equiment | Main Location | 90330000 |  | FIFO | Bonart | [8 empty] | 0 | 0 | 0 | 1 | 0 | 0 | [7 empty] | 1 |  | BO/HP/SP/TIPS-BONART SCALER TIPS(BS)-1
IM06933 | Scaler Spares-Bonart Digital Scaler Without Handpiece | 145002SCALERWOHP |  | A Class |  |  | I-Inventory | FG-Finish Good | R | Spares | Scaler-Spares | Dental Equiment | Main Location | 90330000 |  | FIFO | Bonart | [8 empty] | 0 | 0 | 0 | 1 | 0 | 0 | [7 empty] | 1 |  | Bo/Sc/Sp/Bonart Digital Scaler Without Handpiece
IM06934 | Scaler Spares-Bonart Piezon Digital Scaler P6 Led | 145002P6LED |  | A Class |  |  | I-Inventory | FG-Finish Good | R | Spares | Scaler-Spares | Dental Equiment | Main Location | 90330000 |  | FIFO | Bonart | [8 empty] | 0 | 0 | 0 | 1 | 0 | 0 | [7 empty] | 1 |  | BO/SC/SP/BONART PIEZON DIGITAL SCALER P6 LED
IM06935 | Scaler Spares-Tips-Bonart Scaler Tips Be-2 | 151044BE2TIPS |  | A Class |  |  | I-Inventory | FG-Finish Good | R | Spares | Scaler-Spares | Dental Equiment | Main Location | 90330000 |  | FIFO | Bonart | [8 empty] | 0 | 0 | 0 | 1 | 0 | 0 | [7 empty] | 1 |  | BO/TI/AC/TIPS-BONART SCALER TIPS BE-2
IM06936 | Scaler Spares-Tips-Bonart Scaler Tips Be-3 | 151044BE3TIPS |  | A Class |  |  | I-Inventory | FG-Finish Good | C | Spares | Scaler-Spares | Dental Equiment | Main Location |  |  | FIFO | Bonart | [8 empty] | 0 | 0 | 0 | 1 | 0 | 0 | [7 empty] | 1 |  | BO/TI/AC/TIPS-BONART SCALER TIPS BE-3
IM06937 | Scaler Spares-Tips-Bonart Scaler Tips(Be)-1 | 151044BE1TIPS |  | A Class |  |  | I-Inventory | FG-Finish Good | C | Spares | Scaler-Spares | Dental Equiment | Main Location | 90330000 |  | FIFO | Bonart | [8 empty] | 0 | 0 | 0 | 1 | 0 | 0 | [7 empty] | 1 |  | BO/TI/AC/TIPS-BONART SCALER TIPS(BE)-1
IM06938 | Dental Scalers Spares-Handpeices for Scalers PB-III | 151044PBIII |  | A Class |  |  | I-Inventory | FG-Finish Good | R | Spares | Scaler-Spares | Dental Equiment | Main Location | 90330000 |  | FIFO | Bonart | [8 empty] | 0 | 0 | 0 | 1 | 0 | 0 | [7 empty] | 1 |  | BO/SC/SP/HANDPIECE FOR SCALER PB-III
IM06939 | Sealing Machine-Fomos-Sealing Machine Model FO Seal | 127119FOSEAL |  | A Class |  |  | I-Inventory | FG-Finish Good | R | Equipment | Sealing Machine | Dental Equiment | Main Location | 90330000 |  | FIFO | Fomos Zhejiang | [8 empty] | 0 | 0 | 0 | 1 | 0 | 0 | [7 empty] | 1 |  | FM/AC/DENTAL FOMOS SEALING MACHINE MODEL FO SEAL
IM06940 | Sealing Machine- Dental Sealing Machine Model Sella-I-30C | 116019SELLAI30C |  | A Class |  |  | I-Inventory | FG-Finish Good | R | Equipment | Sealing Machine | Dental Equiment | Main Location | 90330000 |  | FIFO | Cristofolio | [8 empty] | 0 | 0 | 0 | 1 | 0 | 0 | [7 empty] | 1 |  | CR/AC/ DENTAL SEALING MACHINE MODEL SELLA-I-30C
IM06941 | Sealing Machine- Shield- Dental Sealing mchine Model Seal-SM01 | 104019SEALSM01 |  | A Class |  |  | I-Inventory | FG-Finish Good | R | Equipment | Sealing Machine | Dental Equiment | Main Location | 84223000 |  | FIFO | Shield | [8 empty] | 0 | 0 | 0 | 1 | 0 | 0 | [7 empty] | 1 |  | SM/SM/MC/SHIELD DENTAL SEALING MACHINE MODEL SEAL-SM01
IM06942 | Sealing Machine- Runyes Model Seal 120 | 109019SEAL120 |  | A Class |  |  | I-Inventory | FG-Finish Good | R | Equipment | Sealing Machine | Dental Equiment | Main Location | 84223000 |  | FIFO | Runyes | [8 empty] | 0 | 0 | 0 | 1 | 0 | 0 | [7 empty] | 1 |  | RN/AC/ DENTAL SEALING MACHINE MODEL SEAL - 120
IM06943 | Sealing Machine- Runyes Model Seal 80 | 109019SEAL80 |  | A Class |  |  | I-Inventory | FG-Finish Good | R | Equipment | Sealing Machine | Dental Equiment | Main Location | 90330000 |  | FIFO | Runyes | [8 empty] | 0 | 0 | 0 | 1 | 0 | 0 | [7 empty] | 1 |  | RN/AC/ DENTAL SEALING MACHINE MODEL SEAL - 80
IM06944 | Sealing Machine Accessories-Fomos- Cutter | 127019CUTTER |  | A Class |  |  | I-Inventory | FG-Finish Good | R | Accessories | Sealing Machine-Accessories | Dental Equiment | Main Location | 90330000 |  | FIFO | Fomos Zhejiang | [8 empty] | 0 | 0 | 0 | 1 | 0 | 0 | [7 empty] | 1 |  | FM/AC/DENTAL FOMOS SEALING MACHINE CUTTER
IM06945 | Sealing Machine Accessories-Fomos- Cutter lever | 127019CUTTERLEVER |  | A Class |  |  | I-Inventory | FG-Finish Good | R | Accessories | Sealing Machine-Accessories | Dental Equiment | Main Location | 90330000 |  | FIFO | Fomos Zhejiang | [8 empty] | 0 | 0 | 0 | 1 | 0 | 0 | [7 empty] | 1 |  | FM/AC/DENTAL FOMOS SEALING MACHINE CUTTER LEVER
IM06946 | Sealing Machine Accessories-Fomos- Lever Cap | 127019LEVERCAP |  | A Class |  |  | I-Inventory | FG-Finish Good | R | Accessories | Sealing Machine-Accessories | Dental Equiment | Main Location | 90330000 |  | FIFO | Fomos Zhejiang | [8 empty] | 0 | 0 | 0 | 1 | 0 | 0 | [7 empty] | 1 |  | FM/AC/DENTAL FOMOS SEALING MACHINE LEVER CAP
IM06947 | Sealing Machine Accessories-Fomos-Lever Part | 127019LEVERPART |  | A Class |  |  | I-Inventory | FG-Finish Good | R | Accessories | Sealing Machine-Accessories | Dental Equiment | Main Location | 90330000 |  | FIFO | Fomos Zhejiang | [8 empty] | 0 | 0 | 0 | 1 | 0 | 0 | [7 empty] | 1 |  | FM/AC/DENTAL FOMOS- SEALING MACHINE LEVER PART
IM06948 | Sealing Machine Accessories-Fomos- Side Cap | 127019SIDECAP |  | A Class |  |  | I-Inventory | FG-Finish Good | R | Accessories | Sealing Machine-Accessories | Dental Equiment | Main Location | 90330000 |  | FIFO | Fomos Zhejiang | [8 empty] | 0 | 0 | 0 | 1 | 0 | 0 | [7 empty] | 1 |  | FM/AC/DENTAL FOMOS SEALING MACHINE SIDE CAP
IM06949 | Sealing Machine Spares- Fomos Sealing Machine PCB | 127019FOMOSEALINGMACHINEPCB |  | A Class |  |  | I-Inventory | FG-Finish Good | R | Spares | Sealing Machine-Spares | Dental Equiment | Main Location | 90330000 |  | FIFO | Fomos Zhejiang | [8 empty] | 0 | 0 | 0 | 1 | 0 | 0 | [7 empty] | 1 |  | FM/AC/SP/DENTAL FOMOS SEALING MACHINE PCB
IM06950 | Sealing Machine Spares- Fomos- Heating Element | 127019HEATINGELEMENT |  | A Class |  |  | I-Inventory | FG-Finish Good | R | Spares | Sealing Machine-Spares | Dental Equiment | Main Location | 90330000 |  | FIFO | Fomos Zhejiang | [8 empty] | 0 | 0 | 0 | 1 | 0 | 0 | [7 empty] | 1 |  | FM/SM/AC/DENTAL FOMOS SEALING MACHINE HEATING ELEMENT
IM06951 | Sealing Machine Spares- Fomos- Left Side Lever | 127019LEFTSIDELEVER |  | A Class |  |  | I-Inventory | FG-Finish Good | R | Spares | Sealing Machine-Spares | Dental Equiment | Main Location | 90330000 |  | FIFO | Fomos Zhejiang | [8 empty] | 0 | 0 | 0 | 1 | 0 | 0 | [7 empty] | 1 |  | FM/SM/AC/DENTAL FOMOS SEALING MACHINE LEFT SIDE LEVER
IM06952 | Sealing Machine Spares-Fomos- Lower Body | 127019LOWERBODY |  | A Class |  |  | I-Inventory | FG-Finish Good | R | Spares | Sealing Machine-Spares | Dental Equiment | Main Location | 90330000 |  | FIFO | Fomos Zhejiang | [8 empty] | 0 | 0 | 0 | 1 | 0 | 0 | [7 empty] | 1 |  | FM/SM/AC/DENTAL FOMOS SEALING MACHINE LOWER BODY
IM06953 | Sealing Machine Spares-Fomos- Right Side Lever | 127019RIGHTSIDELEVER |  | A Class |  |  | I-Inventory | FG-Finish Good | R | Spares | Sealing Machine-Spares | Dental Equiment | Main Location | 90330000 |  | FIFO | Fomos Zhejiang | [8 empty] | 0 | 0 | 0 | 1 | 0 | 0 | [7 empty] | 1 |  | FM/SM/AC/DENTAL FOMOS SEALING MACHINE RIGHT SIDE LEVER
IM06954 | Sealing Machine Spares-Fomos- Support Resisteance Silicon | 127019SUPPORTRESISTEANCESILICON |  | A Class |  |  | I-Inventory | FG-Finish Good | R | Spares | Sealing Machine-Spares | Dental Equiment | Main Location | 90330000 |  | FIFO | Fomos Zhejiang | [8 empty] | 0 | 0 | 0 | 1 | 0 | 0 | [7 empty] | 1 |  | FM/SM/AC/DENTAL FOMOS SEALING MACHINE SUPPORT RESISTEANCE SILICON
IM06955 | Sealing Machine Spares-Fomos- Support Sealing | 127019SUPPORTSEALING |  | A Class |  |  | I-Inventory | FG-Finish Good | R | Spares | Sealing Machine-Spares | Dental Equiment | Main Location | 90330000 |  | FIFO | Fomos Zhejiang | [8 empty] | 0 | 0 | 0 | 1 | 0 | 0 | [7 empty] | 1 |  | FM/SM/AC/DENTAL FOMOS SEALING MACHINE SUPPORT SEALING
IM06956 | Sealing Machine Spares-Fomos- Upper Body | 127019UPPERBODY |  | A Class |  |  | I-Inventory | FG-Finish Good | R | Spares | Sealing Machine-Spares | Dental Equiment | Main Location | 90330000 |  | FIFO | Fomos Zhejiang | [8 empty] | 0 | 0 | 0 | 1 | 0 | 0 | [7 empty] | 1 |  | FM/SM/AC/DENTAL FOMOS SEALING MACHINE UPPER BODY
IM06957 | Sealing Machine Spares-Runyes-Dental Runyes Sealer Machine Cutter Blade | 109052SEALINGCUTTERBLADE |  | A Class |  |  | I-Inventory | FG-Finish Good | C | Spares | Sealing Machine-Spares | Dental Equiment | Main Location | 90330000 |  | FIFO | Runyes | [8 empty] | 0 | 0 | 0 | 1 | 0 | 0 | [7 empty] | 1 |  | RN/SL/SP/DENTAL RUNYES SEALER MACHINE CUTTER BLADE
IM06958 | Sealing Machine Spares-Runyes-Dental Runyes Sealer Machine Holder 1 | 109052SLMCHOLDER1 |  | A Class |  |  | I-Inventory | FG-Finish Good | R | Spares | Sealing Machine-Spares | Dental Equiment | Main Location | 90330000 |  | FIFO | Runyes | [8 empty] | 0 | 0 | 0 | 1 | 0 | 0 | [7 empty] | 1 |  | RN/SL/SP/DENTAL RUNYES SEALER MACHINE HOLDER 1
IM06959 | Sealing Machine Spares-Runyes-Dental Runyes Sealer Machine Holder 2 | 109052SLMCHOLDER2 |  | A Class |  |  | I-Inventory | FG-Finish Good | R | Spares | Sealing Machine-Spares | Dental Equiment | Main Location | 90330000 |  | FIFO | Runyes | [8 empty] | 0 | 0 | 0 | 1 | 0 | 0 | [7 empty] | 1 |  | RN/SL/SP/DENTAL RUNYES SEALER MACHINE HOLDER 2
IM06960 | Sealing Machine Spares-Runyes-Dental Runyes Sealer Machine Holder 3 | 109052SLMCHOLDER3 |  | A Class |  |  | I-Inventory | FG-Finish Good | R | Spares | Sealing Machine-Spares | Dental Equiment | Main Location | 90330000 |  | FIFO | Runyes | [8 empty] | 0 | 0 | 0 | 1 | 0 | 0 | [7 empty] | 1 |  | RN/SL/SP/DENTAL RUNYES SEALER MACHINE HOLDER 3
IM06961 | Sealing Machine Spares-Runyes-Dental Runyes Sealer Machine Thermostat Adjustable Thermostat | 109052SEALINGTERMOSTATE |  | A Class |  |  | I-Inventory | FG-Finish Good | C | Spares | Sealing Machine-Spares | Dental Equiment | Main Location | 90330000 |  | FIFO | Runyes | [8 empty] | 0 | 0 | 0 | 1 | 0 | 0 | [7 empty] | 1 |  | RN/SL/SP/DENTAL RUNYES SEALER MACHINE THERMOSTAT ADJUSTABLE THERMOSTAT
IM06962 | Servo Stablizer Spares- Dawn Digital Control Relays | 153045RELAY |  | A Class |  |  | I-Inventory | FG-Finish Good | C | Spares | Servo Stablizer Spares | Dental Equiment | Main Location | 90330000 |  | FIFO | Indian Product | [8 empty] | 0 | 0 | 0 | 1 | 0 | 0 | [7 empty] | 1 |  | Dd/Sp/Dawn Digital Control Relays
IM06963 | Servo Stablizer Spares- Dawn Digital Control Transformer 12V | 153045TRANSFORMER12V |  | A Class |  |  | I-Inventory | FG-Finish Good | R | Spares | Servo Stablizer Spares | Dental Equiment | Main Location | 90330000 |  | FIFO | Indian Product | [8 empty] | 0 | 0 | 0 | 1 | 0 | 0 | [7 empty] | 1 |  | Dd/Sp/Dawn Digital Control Transformer 12v
IM06964 | Servo Stablizer Spares- Dawn Digital Control Transformer 18V | 153045TRANSFORMER18V |  | A Class |  |  | I-Inventory | FG-Finish Good | R | Spares | Servo Stablizer Spares | Dental Equiment | Main Location | 90330000 |  | FIFO | Indian Product | [8 empty] | 0 | 0 | 0 | 1 | 0 | 0 | [7 empty] | 1 |  | Dd/Sp/Dawn Digital Control Transformer 18v
IM06965 | Servo Stablizer Spares- Dawn Digital Varic Transformer 3 KVA | 153045TRANSFORMER3KVA |  | A Class |  |  | I-Inventory | FG-Finish Good | R | Spares | Servo Stablizer Spares | Dental Equiment | Main Location | 90330000 |  | FIFO | Indian Product | [8 empty] | 0 | 0 | 0 | 1 | 0 | 0 | [7 empty] | 1 |  | DD/SP/DAWN DIGITAL VARIC TRASFORMER 3KVA
IM06966 | Servo Stablizer Spares- Dawn Digital Voltmeter and Ammeter | 153045METER |  | A Class |  |  | I-Inventory | FG-Finish Good | R | Spares | Servo Stablizer Spares | Dental Equiment | Main Location | 90330000 |  | FIFO | Indian Product | [8 empty] | 0 | 0 | 0 | 1 | 0 | 0 | [7 empty] | 1 |  | DD/SP/DAWN DIGITAL VOLTMETER AND AMMETER
IM06967 | Servo Stablizer Spares- Dawn Digital Servo Voltage Control Cards | 153045VOLTAGECTRLCARD |  | A Class |  |  | I-Inventory | FG-Finish Good | R | Spares | Servo Stablizer Spares | Dental Equiment | Main Location | 90330000 |  | FIFO | Indian Product | [8 empty] | 0 | 0 | 0 | 1 | 0 | 0 | [7 empty] | 1 |  | DD/SP/DIGITAL DAWN SERVO VOLTAGE CONTROL CARDS
IM06968 | Servo Stablizer Spares- Dawn Digital Varic Transformer Motor | 153011VARICTRFMOTOR |  | A Class |  |  | I-Inventory | FG-Finish Good | R | Spares | Servo Stablizer Spares | Dental Equiment | Main Location | 90330000 |  | FIFO | Indian Product | [8 empty] | 0 | 0 | 0 | 1 | 0 | 0 | [7 empty] | 1 |  | DD/SU/SP/DAWN DIGITAL VARIC TRASFORMER MOTOR
IM06969 | Dental Surgical Laser System-Biolase EPIC 10W | 151043EPIC10W |  | A Class |  |  | I-Inventory | FG-Finish Good | R | Equipment | Soft Tissue Laser | Dental Equiment | Main Location |  |  | FIFO | Biolase | [8 empty] | 0 | 0 | 0 | 1 | 0 | 0 | [7 empty] | 1 |  | BL/LS/MC/DENTAL SURGICAL LASER SYSTEM EPIC 10 W
IM06970 | Dental Surgical Laser-Elexon- Laser System Nano | 163043NANOSYSTEM |  | A Class |  |  | I-Inventory | FG-Finish Good | R | Equipment | Soft Tissue Laser | Dental Equiment | Main Location |  |  | FIFO | Elexon | [5 empty] | FEATURES:*15 Watts*The 810 nm wave length provides a well balanced absorption profile resulting in low penetration depth with excellent coagulation*User Friendly Touch Screen*12 Preset + 24 Customizable Programs *Customizable Continuous/Pulsed Modes*Multiple Languages Menu*An ultra-fast digital pulse time allows for an extended pause between pulses to enhance tissue relaxation and minimize thermal damage*Combine this fast pulse, long pause pattern with up to 15 watts of power *The patented pulse and power combination virtually eliminates carbonization of surrounding tissue*Technical Data*Wavelength:*810 nm*Energy output:*0 - 15 W*CW operation:*7 W*Repetition rate:*CW - 20.000 Hz*Pulse duration:*16 µs / CW*Dimensions:*H 34 cm, B 18 cm, T 20 cm*Weight:* 3.7 kg*Laser class:*4*CE 0535*The basic system includes the laser unit with:*1 Document folder*1 elexxion nano step (foot switch)*1 elexxion Ergo flex plus hand piece*1 elexxion claros ergoT hand piece*1 claros ergoT8 glass rod (applicator)*1 bending tool*8 soft metal tips (2 different sizes)*3 claros protect protective glasses*1 starter set of fibers (replaceable, reusable fibers:*2 x 200µm,2 x 300µm,3 x 400µm,2 x 600µm)*1 power cable*1 Quick card holder* |  |  | 0 | 0 | 0 | 1 | 0 | 0 | [7 empty] | 1 |  | EL/LS/MC/DENTAL SURGICAL LASER SYSTEM NANO
IM06971 | Dental Surgical Laser-Elexon- Laser System Pico 5W | 163043PICO5W |  | A Class |  |  | I-Inventory | FG-Finish Good | R | Equipment | Soft Tissue Laser | Dental Equiment | Main Location |  |  | FIFO | Elexon | [5 empty] | FEATURES:*The 5W elexxion claros pico dental diode laser is a portable and efficient dental laser for surgery, disinfection and therapy of soft tissue.*The 810 nm wave length provides a well balanced absorption profile resulting in low penetration depth with excellent coagulation*User Friendly Touch Screen*5 buttons allow for over 25 scientifically acknowledged treatment modes for surgery, disinfection and therapy with simple and intuitive installation and operation.*Inbuilt Continuous/Pulsed Modes*Simply battery powered, the pico can be used anywhere, improving laser treatment accessibility for your team.*Autoclavable fiber tips for multiple uses*Technical Data*Wavelength:*810 nm +/- 10 nm*Energy output:*5 W*CW operation:*1 W*Repetition rate:*12.000 - 20.000 Hz*Pulse duration:*26 Ã??Ã?Âµs / CW*Dimensions:*H 11,5 cm, B 9 cm, T 2,8 cm*Weight:* 590 g*Laser class:*4*CE 0535*The basic system includes the pico laser unit with:*3 protective safety glasses*1 applicator, glass rod 6 mm in diameter*7 application fibers*pico Surgery / 200: application tip 200 Micron*pico Surgery / 300: application tip 300 Micorn*pico Surgery / 400: application tip 400 Micron*pico Surgery / 600: application tip 600 Micron*pico Endo / 200: application tip 200 Micron*pico Paro / 300: application tip 300 Micron*pico Paro / 400: application tip 400 Micron*1 table stand*1 battery charger*1 rechargeable battery* |  |  | 0 | 0 | 0 | 1 | 0 | 0 | [7 empty] | 1 |  | EL/LS/MC/DENTAL SURGICAL LASER SYSTEM PICO 5W
IM06972 | Dental Surgical Laser-Elexon- Laser System Pico 5W F/C | 163043PICO5WFC |  | A Class |  |  | I-Inventory | FG-Finish Good | R | Equipment | Soft Tissue Laser | Dental Equiment | Main Location |  |  | FIFO | Elexon | [8 empty] | 0 | 0 | 0 | 1 | 0 | 0 | [7 empty] | 1 |  | EL/LS/MC/DENTAL SURGICAL LASER SYSTEM PICO 5W F/C
IM06973 | Dental Surgical Laser System-Biolase I Lase 5W | 151043ILASE5W |  | A Class |  |  | I-Inventory | FG-Finish Good | R | Equipment | Soft Tissue Laser | Dental Equiment | Main Location | 90184900 |  | FIFO | Biolase | [8 empty] | 0 | 0 | 0 | 1 | 0 | 0 | [7 empty] | 1 |  | BL/LS/MC/DENTAL SURGICAL LASER SYSTEM ILASE 5W
IM06974 | Dental Surgical Laser System-Biolase Epic-Pro | 151005EPICPRO |  | A Class |  |  | I-Inventory | FG-Finish Good | R | Equipment | Soft Tissue Laser | Dental Equiment | Main Location | 90184900 |  | FIFO | Biolase | [8 empty] | 0 | 0 | 0 | 1 | 0 | 0 | [7 empty] | 1 |  | BL/LS/MC/DENTAL SURGICAL LASER SYSTEM MOD. EPIC PRO
IM06975 | Dental Surgical Laser System-Biolase Epic-X | 151043EPICX |  | A Class |  |  | I-Inventory | FG-Finish Good | R | Equipment | Soft Tissue Laser | Dental Equiment | Main Location | 90184900 |  | FIFO | Biolase | [8 empty] | 0 | 0 | 0 | 1 | 0 | 0 | [7 empty] | 1 |  | BL/LS/MC/DENTAL SURGICAL LASER SYSTEM MOD. EPIC -X
IM06976 | Dental Surigcal Laser Accessories-Boxes For Claros Pico 11841 | 16304311841 |  | A Class |  |  | I-Inventory | FG-Finish Good | R | Accessories | Soft Tissue Laser-Accessories | Dental Equiment | Main Location |  |  | FIFO | Elexon | [8 empty] | 0 | 0 | 0 | 1 | 0 | 0 | [7 empty] | 1 |  | EL/LS/AC/BOXES FUR CLAROS PICO 11841
IM06977 | Dental Surigcal Laser Accessories-Laser Google | 163043PICO5WFCTIP |  | A Class |  |  | I-Inventory | FG-Finish Good | R | Accessories | Soft Tissue Laser-Accessories | Dental Equiment | Main Location |  |  | FIFO | Elexon | [8 empty] | 0 | 0 | 0 | 1 | 0 | 0 | [7 empty] | 1 |  | EL/LS/PICO 5W /LASER GOOGLE
IM06978 | Dental Surigcal Laser Accessories-Laser Tip Set | 163043PICO5WTIPSET |  | A Class |  |  | I-Inventory | FG-Finish Good | R | Accessories | Soft Tissue Laser-Accessories | Dental Equiment | Main Location |  |  | FIFO | Elexon | [8 empty] | 0 | 0 | 0 | 1 | 0 | 0 | [7 empty] | 1 |  | EL/LS/PICO 5W /LASER TIP SET
IM06979 | Dental Surgical Laser Accessories -Biolase-Deep Tissue Hand Piece for Bio-Stimulation | 151043DEEPTISSUEHP |  | A Class |  |  | I-Inventory | FG-Finish Good | R | Accessories | Soft Tissue Laser-Accessories | Dental Equiment | Main Location | 90184900 |  | FIFO | Biolase | [8 empty] | 0 | 0 | 0 | 1 | 0 | 0 | [7 empty] | 1 |  | BL/AC/DEEP TISSUE H/P FOR BIO-STIMULATION/EPIC
IM06980 | Dental Surigcal Laser Accessories-Biolase- Bleaching Get Kit Pack of 5 Pcs | 151043GELKIT |  | A Class |  |  | I-Inventory | FG-Finish Good | R | Accessories | Soft Tissue Laser-Accessories | Dental Equiment | Main Location | 90184900 |  | FIFO | Biolase | [8 empty] | 0 | 0 | 0 | 1 | 0 | 0 | [7 empty] | 1 |  | BL/AC/EPIC/ BLEACHING GEL KIT PACK OF 5 PCS
IM06981 | Dental Surgical Laser Accessories-Bleaching Handpieces | 150004BLEACHINGHP |  | A Class |  |  | I-Inventory | FG-Finish Good | R | Accessories | Soft Tissue Laser-Accessories | Dental Equiment | Main Location | 90184900 |  | FIFO | Biolase | [8 empty] | 0 | 0 | 0 | 1 | 0 | 0 | [7 empty] | 1 |  | BL/AC/EPIC/ EZLAZE BLEACHING HANDPIECE
IM06982 | Dental Surigcal Laser Accessories-Biolase- Endo Tip - E2-20 MM | 151004EZTIPE20020MM |  | A Class |  |  | I-Inventory | FG-Finish Good | R | Accessories | Soft Tissue Laser-Accessories | Dental Equiment | Main Location | 90184900 |  | FIFO | Biolase | [8 empty] | 0 | 0 | 0 | 1 | 0 | 0 | [7 empty] | 1 |  | BL/AC/EZTIPS/ENDO/E200-20MM
IM06983 | Dental Surigcal Laser Accessories-Biolase- Endo Tip - E2-14 MM | 150004E214MM |  | A Class |  |  | I-Inventory | FG-Finish Good | R | Accessories | Soft Tissue Laser-Accessories | Dental Equiment | Main Location | 90184900 |  | FIFO | Biolase | [8 empty] | 0 | 0 | 0 | 1 | 0 | 0 | [7 empty] | 1 |  | BL/AC/EZTIPS/ENDO/E2-14MM
IM06984 | Dental Surigcal Laser Accessories-Biolase- Perio Tip- E3-7 MM | 150004E37MM |  | A Class |  |  | I-Inventory | FG-Finish Good | R | Accessories | Soft Tissue Laser-Accessories | Dental Equiment | Main Location |  |  | FIFO | Biolase | [8 empty] | 0 | 0 | 0 | 1 | 0 | 0 | [7 empty] | 1 |  | BL/AC/EZTIPS/PERIO/E3-7MM
IM06985 | Dental Surigcal Laser Accessories-Biolase- Perio Tip- E3-9 MM | 150004E39MM |  | A Class |  |  | I-Inventory | FG-Finish Good | R | Accessories | Soft Tissue Laser-Accessories | Dental Equiment | Main Location | 90184900 |  | FIFO | Biolase | [8 empty] | 0 | 0 | 0 | 1 | 0 | 0 | [7 empty] | 1 |  | BL/AC/EZTIPS/PERIO/E3-9MM
IM06986 | Dental Surigcal Laser Accessories-Biolase- Perio Tip- E4-9 MM | 150004E49MM |  | A Class |  |  | I-Inventory | FG-Finish Good | R | Accessories | Soft Tissue Laser-Accessories | Dental Equiment | Main Location | 90184900 |  | FIFO | Biolase | [8 empty] | 0 | 0 | 0 | 1 | 0 | 0 | [7 empty] | 1 |  | BL/AC/EZTIPS/PERIO/E4-9MM
IM06987 | Dental Surigcal Laser Accessories-Biolase-Surgical Tip- E3-4 MM | 150004E34MM |  | A Class |  |  | I-Inventory | FG-Finish Good | R | Accessories | Soft Tissue Laser-Accessories | Dental Equiment | Main Location | 90184900 |  | FIFO | Biolase | [8 empty] | 0 | 0 | 0 | 1 | 0 | 0 | [7 empty] | 1 |  | BL/AC/EZTIPS/SURGICAL/E3-4MM
IM06988 | Dental Surigcal Laser Accessories-Biolase-Surgical Tip- E4-4 MM | 150004E44MM |  | A Class |  |  | I-Inventory | FG-Finish Good | R | Accessories | Soft Tissue Laser-Accessories | Dental Equiment | Main Location | 90184900 |  | FIFO | Biolase | [8 empty] | 0 | 0 | 0 | 1 | 0 | 0 | [7 empty] | 1 |  | BL/AC/EZTIPS/SURGICAL/E4-4MM
IM06989 | Dental Surigcal Laser Accessories-Biolase-Surgical Tip- E4-7 MM | 150004E47MM |  | A Class |  |  | I-Inventory | FG-Finish Good | R | Accessories | Soft Tissue Laser-Accessories | Dental Equiment | Main Location | 90184900 |  | FIFO | Biolase | [8 empty] | 0 | 0 | 0 | 1 | 0 | 0 | [7 empty] | 1 |  | BL/AC/EZTIPS/SURGICAL/E4-7MM
IM06990 | Dental Laser Spares-Gigaa- Unilase Optical Fibre | 165043POTICALFIBRE |  | A Class |  |  | I-Inventory | FG-Finish Good | R | Spares | Soft Tissue Laser-Spares | Dental Equiment | Main Location | 90330000 |  | FIFO | Gigga | [8 empty] | 0 | 0 | 0 | 1 | 0 | 0 | [7 empty] | 1 |  | GI/LS/AC/DENTAL UNILASE OPTICAL FIBRE
IM06991 | Dental Laser Spares-Gigaa- Buzzer For Unilase Low | 165043BUFFER |  | A Class |  |  | I-Inventory | FG-Finish Good | R | Spares | Soft Tissue Laser-Spares | Dental Equiment | Main Location | 90330000 |  | FIFO | Gigga | [8 empty] | 0 | 0 | 0 | 1 | 0 | 0 | [7 empty] | 1 |  | Gi/Ls/Ac/Gigaa Buzzer For Unilase Low
IM06992 | Dental Laser Spares-Gigaa- Dental 200Um Fibre | 165043200UMFIBRE |  | A Class |  |  | I-Inventory | FG-Finish Good | R | Spares | Soft Tissue Laser-Spares | Dental Equiment | Main Location | 90330000 |  | FIFO | Gigga | [8 empty] | 0 | 0 | 0 | 1 | 0 | 0 | [7 empty] | 1 |  | Gi/Ls/Ac/Gigaa Dental 200Um Fibre
IM06993 | Dental Laser Spares-Gigaa- Dental 600Um Fiber | 165043600UMFIBRE |  | A Class |  |  | I-Inventory | FG-Finish Good | R | Spares | Soft Tissue Laser-Spares | Dental Equiment | Main Location | 90330000 |  | FIFO | Gigga | [5 empty] | . |  |  | 0 | 0 | 0 | 1 | 0 | 0 | [7 empty] | 1 |  | GI/LS/AC/GIGAA DENTAL 600UM FIBER
IM06994 | Dental Laser Spares-Gigaa- Dental Biostimulation Probe | 165043PROBE |  | A Class |  |  | I-Inventory | FG-Finish Good | R | Spares | Soft Tissue Laser-Spares | Dental Equiment | Main Location | 90330000 |  | FIFO | Gigga | [5 empty] | .. |  |  | 0 | 0 | 0 | 1 | 0 | 0 | [7 empty] | 1 |  | GI/LS/AC/GIGAA DENTAL BIOSTIMULATION PROBE
IM06995 | Dental Laser Spares-Gigaa- Dental Fiber Holder Wheel | 165043FIBREHOLDERWHEEL |  | A Class |  |  | I-Inventory | FG-Finish Good | R | Spares | Soft Tissue Laser-Spares | Dental Equiment | Main Location | 90330000 |  | FIFO | Gigga | [8 empty] | 0 | 0 | 0 | 1 | 0 | 0 | [7 empty] | 1 |  | Gi/Ls/Ac/Gigaa Dental Fiber Holder Wheel
IM06996 | Dental Laser Spares-Gigaa- Dental Fibre Holder Attachment Point | 165043FIBREHOLDERATTACHMENTPOINT |  | A Class |  |  | I-Inventory | FG-Finish Good | R | Spares | Soft Tissue Laser-Spares | Dental Equiment | Main Location | 90330000 |  | FIFO | Gigga | [8 empty] | 0 | 0 | 0 | 1 | 0 | 0 | [7 empty] | 1 |  | Gi/Ls/Ac/Gigaa Dental Fibre Holder Attachment Point
IM06997 | Dental Laser Spares-Gigaa- Dental Fibre Stripper 200 Mm | 165043200MMSTRIPPER |  | A Class |  |  | I-Inventory | FG-Finish Good | R | Spares | Soft Tissue Laser-Spares | Dental Equiment | Main Location | 90330000 |  | FIFO | Gigga | [8 empty] | 0 | 0 | 0 | 1 | 0 | 0 | [7 empty] | 1 |  | GI/LS/AC/GIGAA DENTAL FIBRE STRIPPER 200 MM
IM06998 | Dental Laser Spares-Gigaa- Dental Fibre Stripper 400 Mm | 165043400MMSTRIPPER |  | A Class |  |  | I-Inventory | FG-Finish Good | R | Spares | Soft Tissue Laser-Spares | Dental Equiment | Main Location | 90330000 |  | FIFO | Gigga | [8 empty] | 0 | 0 | 0 | 1 | 0 | 0 | [7 empty] | 1 |  | GI/LS/AC/GIGAA DENTAL FIBRE STRIPPER 400 MM
IM06999 | Dental Laser Spares-Gigaa- Dental Laser Holder For Hand Piece | 165043HPHOLDER |  | A Class |  |  | I-Inventory | FG-Finish Good | R | Spares | Soft Tissue Laser-Spares | Dental Equiment | Main Location | 90330000 |  | FIFO | Gigga | [8 empty] | 0 | 0 | 0 | 1 | 0 | 0 | [7 empty] | 1 |  | GI/LS/AC/GIGAA DENTAL LASER HOLDER FOR HAND PIECE
IM07000 | Dental Laser Spares-Gigaa- Dental Protective Gogles | 165043GOOGLES |  | A Class |  |  | I-Inventory | FG-Finish Good | R | Spares | Soft Tissue Laser-Spares | Dental Equiment | Main Location | 90330000 |  | FIFO | Gigga | [8 empty] | 0 | 0 | 0 | 1 | 0 | 0 | [7 empty] | 1 |  | Gi/Ls/Ac/Gigaa Dental protective Gogles
IM07001 | Dental Laser Spares-Gigaa- Dental Tips For 400Um Fiber | 165043400UMFIBRE |  | A Class |  |  | I-Inventory | TG-Trading Good |  | Spares | Soft Tissue Laser-Spares | Dental Equiment | Main Location | 90330000 |  | FIFO | Gigga | [8 empty] | 0 | 0 | 0 | 1 | 0 | 0 | [7 empty] | 1 |  | Gi/LS/AC/GIGAA DENTAL TIPS FOR 400UM FIBER
IM07002 | Dental Laser Spares-Gigaa-Bleaching Handpiece | 165043BLEACHINGHANDPIECE |  | A Class |  |  | I-Inventory | FG-Finish Good | R | Spares | Soft Tissue Laser-Spares | Dental Equiment | Main Location | 90330000 |  | FIFO | Gigga | [8 empty] | 0 | 0 | 0 | 1 | 0 | 0 | [7 empty] | 1 |  | GI/LS/SP/BLEACHING HANDPIECE
IM07003 | Dental Laser Spares-Gigaa- Dental Laser Battery | 165043BATTERY |  | A Class |  |  | I-Inventory | FG-Finish Good | R | Spares | Soft Tissue Laser-Spares | Dental Equiment | Main Location | 90330000 |  | FIFO | Gigga | [8 empty] | 0 | 0 | 0 | 1 | 0 | 0 | [7 empty] | 1 |  | Gi/Ls/sp/Gigaa Dental Laser battery
IM07004 | Dental Laser Spares-Gigaa- Unilease Foot Control | 165043FOOTCONTROL |  | A Class |  |  | I-Inventory | FG-Finish Good | R | Spares | Soft Tissue Laser-Spares | Dental Equiment | Main Location | 90330000 |  | FIFO | Gigga | [8 empty] | 0 | 0 | 0 | 1 | 0 | 0 | [7 empty] | 1 |  | GI/LS/SP/LASER SYSTEM UNILEASE FOOT CONTROL
IM07005 | Dental Laser Spares-Gigaa- Unilease 10W H/P | 165043HANDPIECE10W |  | A Class |  |  | I-Inventory | FG-Finish Good | R | Spares | Soft Tissue Laser-Spares | Dental Equiment | Main Location | 90330000 |  | FIFO | Gigga | [8 empty] | 0 | 0 | 0 | 1 | 0 | 0 | [7 empty] | 1 |  | Gi/Ls/Mc/Dental Sur. Laser System Unilease 10W H/P
IM07006 | Dental Surgical Laser Spares- Biolase- High Voltage Power Supply-4200238S | Bi/Sp/Biolase Spare-High Voltage Power Supply 4200238S |  | A Class |  |  | I-Inventory | FG-Finish Good | R | Spares | Soft Tissue Laser-Spares | Dental Equiment | Main Location | 90330000 |  | FIFO | Biolase | [8 empty] | 0 | 0 | 0 | 1 | 0 | 0 | [7 empty] | 1 |  | Biolase High Voltage Power Supply 4200238S
IM07007 | Dental Surgical Laser Spares-Biolase- Interface Board - PCA-40-0023 | Bi/Sp/Biolase Spare-Interface Board PCA-40-0023 |  | A Class |  |  | I-Inventory | FG-Finish Good | R | Spares | Soft Tissue Laser-Spares | Dental Equiment | Main Location | 90330000 |  | FIFO | Biolase | [8 empty] | 0 | 0 | 0 | 1 | 0 | 0 | [7 empty] | 1 |  | Biolase Interface Board PCA-40-0023
IM07008 | Dental Surgical Laser Spares- Biolase- EPIC-X Battery | 151043EPICBATTERY |  | A Class |  |  | I-Inventory | FG-Finish Good | R | Spares | Soft Tissue Laser-Spares | Dental Equiment | Main Location | 90330000 |  | FIFO | Biolase | [8 empty] | 0 | 0 | 0 | 1 | 0 | 0 | [7 empty] | 1 |  | BL/LS/MC/DENTAL SURGICAL LASER EPIC BATTERY
IM07009 | Dental Surigcal Laser Spares -Biolase- EPIC-X Adopter | 151043EPICXADOPTER |  | A Class |  |  | I-Inventory | FG-Finish Good | R | Spares | Soft Tissue Laser-Spares | Dental Equiment | Main Location | 90330000 |  | FIFO | Biolase | [8 empty] | 0 | 0 | 0 | 1 | 0 | 0 | [7 empty] | 1 |  | BL/LS/MC/DENTAL SURGICAL LASER EPIC X ADOPTER
IM07010 | Dental Surigcal Laser Spares- Biolase- EPIC-X Cable-Chinese | 151043EPICXPOWERCABLECH |  | A Class |  |  | I-Inventory | FG-Finish Good | R | Spares | Soft Tissue Laser-Spares | Dental Equiment | Main Location | 90330000 |  | FIFO | Biolase | [8 empty] | 0 | 0 | 0 | 1 | 0 | 0 | [7 empty] | 1 |  | BL/LS/MC/DENTAL SURGICAL LASER EPIC X POWER CABLE-CHINESE
IM07011 | Dental Surigcal Laser Spares- Biolase-EPIC-X Cable-Indian | 151043EPICXPOWERCABLEIND |  | A Class |  |  | I-Inventory | FG-Finish Good | R | Spares | Soft Tissue Laser-Spares | Dental Equiment | Main Location | 90330000 |  | FIFO | Biolase | [8 empty] | 0 | 0 | 0 | 1 | 0 | 0 | [7 empty] | 1 |  | BL/LS/MC/DENTAL SURGICAL LASER EPIC X POWER CABLE-INDIAN
IM07012 | Dental Surigcal Laser Spares -Biolase-Assy Coupling Protective Window | 151043PROWINDOW |  | A Class |  |  | I-Inventory | FG-Finish Good | R | Spares | Soft Tissue Laser-Spares | Dental Equiment | Main Location | 90330000 |  | FIFO | Biolase | [8 empty] | 0 | 0 | 0 | 1 | 0 | 0 | [7 empty] | 1 |  | BL/LS/SP/ASSY COUPLING PROTECTIVE WINDOW
IM07013 | Dental Surgical Laser Spares Biolase- Pressure Switch | BL/LS/SP/BIOLASE-PRESSURE SWITCH |  | A Class |  |  | I-Inventory | TG-Trading Good |  | Spares | Soft Tissue Laser-Spares | Dental Equiment | Main Location |  |  | FIFO | Biolase | [5 empty] | . |  |  | 0 | 0 | 0 | 1 | 0 | 0 | [7 empty] | 1 |  | BL/LS/SP/BIOLASE-PRESSURE SWITCH
IM07014 | Dental Surgical Laser Spares -Biolase- Epic X Foot Control | 151043EPICXFOOTCONTROL |  | A Class |  |  | I-Inventory | FG-Finish Good | R | Spares | Soft Tissue Laser-Spares | Dental Equiment | Main Location | 90330000 |  | FIFO | Biolase | [8 empty] | 0 | 0 | 0 | 1 | 0 | 0 | [7 empty] | 1 |  | BL/LS/SP/DENTAL SURGICAL LASER EPIC X FOOT CONTROL
IM07015 | Dental Surgical Laser Spares -Biolase- Epic X Main Handpieces Protection Outer Body Sleeves | 151043EPICXHPOUTERBODYSLEEVE |  | A Class |  |  | I-Inventory | FG-Finish Good | R | Spares | Soft Tissue Laser-Spares | Dental Equiment | Main Location | 90330000 |  | FIFO | Biolase | [8 empty] | 0 | 0 | 0 | 1 | 0 | 0 | [7 empty] | 1 |  | BL/LS/SP/DENTAL SURGICAL LASER EPIC X HANDPIECE PROTECTION OUTER BODY SLEEVE
IM07016 | Dental Laser-Spares-Elexon-Lithium-Ion-Battery Pico 5W | 163043PICOBATTERY |  | A Class |  |  | I-Inventory | FG-Finish Good | R | Spares | Soft Tissue Laser-Spares | Dental Equiment | Main Location | 90330000 |  | FIFO | Elexon | [8 empty] | 0 | 0 | 0 | 1 | 0 | 0 | [7 empty] | 1 |  | EL/LS/AC/LITHIUM-ION-BATTERY PICO 5W
IM07017 | Dental Laser-Spares-Elexon-Nano Tip 200 | 163043NANOTIP200 |  | A Class |  |  | I-Inventory | FG-Finish Good | R | Spares | Soft Tissue Laser-Spares | Dental Equiment | Main Location | 90330000 |  | FIFO | Elexon | [8 empty] | 0 | 0 | 0 | 1 | 0 | 0 | [7 empty] | 1 |  | EL/LS/AC/NANO TIP 200
IM07018 | Dental Laser-Spares-Elexon-Nano Tip 300 | 163043NANOTIP300 |  | A Class |  |  | I-Inventory | FG-Finish Good | R | Spares | Soft Tissue Laser-Spares | Dental Equiment | Main Location | 90330000 |  | FIFO | Elexon | [8 empty] | 0 | 0 | 0 | 1 | 0 | 0 | [7 empty] | 1 |  | EL/LS/AC/NANO TIP 300
IM07019 | Dental Laser-Spares-Elexon-Nano Tip 400 | 163043NANOTIP400 |  | A Class |  |  | I-Inventory | FG-Finish Good | R | Spares | Soft Tissue Laser-Spares | Dental Equiment | Main Location | 90330000 |  | FIFO | Elexon | [8 empty] | 0 | 0 | 0 | 1 | 0 | 0 | [7 empty] | 1 |  | EL/LS/AC/NANO TIP 400
IM07020 | Dental Laser-Spares-Elexon-Nano Tip 600 | 163043NANOTIP600 |  | A Class |  |  | I-Inventory | FG-Finish Good | R | Spares | Soft Tissue Laser-Spares | Dental Equiment | Main Location | 90330000 |  | FIFO | Elexon | [8 empty] | 0 | 0 | 0 | 1 | 0 | 0 | [7 empty] | 1 |  | EL/LS/AC/NANO TIP 600
IM07021 | Dental Laser-Spares-Elexon-Pico Battery 11650 | 163043BATTERY11650 |  | A Class |  |  | I-Inventory | FG-Finish Good | R | Spares | Soft Tissue Laser-Spares | Dental Equiment | Main Location | 90330000 |  | FIFO | Elexon | [8 empty] | 0 | 0 | 0 | 1 | 0 | 0 | [7 empty] | 1 |  | EL/LS/AC/PICO BATTERY 11650
IM07022 | Dental Laser-Spares-Elexon-Pico Endo 200U Fibre 11707 (E 200) | 163043FIBREE200 |  | A Class |  |  | I-Inventory | FG-Finish Good | R | Spares | Soft Tissue Laser-Spares | Dental Equiment | Main Location | 90330000 |  | FIFO | Elexon | [8 empty] | 0 | 0 | 0 | 1 | 0 | 0 | [7 empty] | 1 |  | EL/LS/AC/PICO ENDO 200U FIBRE 11707 (E 200)
IM07023 | Dental Laser-Spares-Elexon-Pico Laser Card | 163043LASERCARD |  | A Class |  |  | I-Inventory | FG-Finish Good | R | Spares | Soft Tissue Laser-Spares | Dental Equiment | Main Location | 90330000 |  | FIFO | Elexon | [8 empty] | 0 | 0 | 0 | 1 | 0 | 0 | [7 empty] | 1 |  | EL/LS/AC/PICO LASER CARD
IM07024 | Dental Laser-Spares-Elexon-Pico Perio 300U Fibre 11708 | 163043PERIOFIBRE300U11708 |  | A Class |  |  | I-Inventory | FG-Finish Good | R | Spares | Soft Tissue Laser-Spares | Dental Equiment | Main Location | 90330000 |  | FIFO | Elexon | [8 empty] | 0 | 0 | 0 | 1 | 0 | 0 | [7 empty] | 1 |  | EL/LS/AC/PICO PERIO 300U FIBRE 11708
IM07025 | Dental Laser-Spares-Elexon-Pico Perio 400U Fibre 11709 | 163043PERIOFIBRE400U11709 |  | A Class |  |  | I-Inventory | FG-Finish Good | R | Spares | Soft Tissue Laser-Spares | Dental Equiment | Main Location | 90330000 |  | FIFO | Elexon | [8 empty] | 0 | 0 | 0 | 1 | 0 | 0 | [7 empty] | 1 |  | EL/LS/AC/PICO PERIO 400U FIBRE 11709
IM07026 | Dental Laser-Spares-Elexon-Pico Surgery S200U Fibre 11645 | 163043PICOSURGERYFIBRS20011645 |  | A Class |  |  | I-Inventory | FG-Finish Good | R | Spares | Soft Tissue Laser-Spares | Dental Equiment | Main Location | 90330000 |  | FIFO | Elexon | [8 empty] | 0 | 0 | 0 | 1 | 0 | 0 | [7 empty] | 1 |  | EL/LS/AC/PICO SURGERY S200U FIBRE 11645
IM07027 | Dental Laser-Spares-Elexon-Pico Surgery S300U Fibre 11646 | 163043PICOSURGERYFIBRS30011646 |  | A Class |  |  | I-Inventory | FG-Finish Good | R | Spares | Soft Tissue Laser-Spares | Dental Equiment | Main Location | 90330000 |  | FIFO | Elexon | [8 empty] | 0 | 0 | 0 | 1 | 0 | 0 | [7 empty] | 1 |  | EL/LS/AC/PICO SURGERY S300U FIBRE 11646
IM07028 | Dental Laser-Spares-Elexon-Pico Surgery S400U Fibre 11647 | 163043PICOSURGERYFIBRS40011647 |  | A Class |  |  | I-Inventory | FG-Finish Good | R | Spares | Soft Tissue Laser-Spares | Dental Equiment | Main Location | 90330000 |  | FIFO | Elexon | [8 empty] | 0 | 0 | 0 | 1 | 0 | 0 | [7 empty] | 1 |  | EL/LS/AC/PICO SURGERY S400U FIBRE 11647
IM07029 | Dental Laser-Spares-Elexon-Pico Surgery S600U Fibre 11648 | 163043PICOSURGERYFIBRS60011648 |  | A Class |  |  | I-Inventory | FG-Finish Good | R | Spares | Soft Tissue Laser-Spares | Dental Equiment | Main Location | 90330000 |  | FIFO | Elexon | [8 empty] | 0 | 0 | 0 | 1 | 0 | 0 | [7 empty] | 1 |  | EL/LS/AC/PICO SURGERY S600U FIBRE 11648
IM07030 | Dental Laser-Spares-Elexon-Pico T Glass Rod 11710 | 163043PICOGLASS11710 |  | A Class |  |  | I-Inventory | FG-Finish Good | R | Spares | Soft Tissue Laser-Spares | Dental Equiment | Main Location | 90330000 |  | FIFO | Elexon | [8 empty] | 0 | 0 | 0 | 1 | 0 | 0 | [7 empty] | 1 |  | EL/LS/AC/PICO T GLASS ROD 11710
IM07031 | Dental Laser-Spares-Elexon-Pico Tip E400 | 163043PICOTIPE400 |  | A Class |  |  | I-Inventory | FG-Finish Good | R | Spares | Soft Tissue Laser-Spares | Dental Equiment | Main Location | 90330000 |  | FIFO | Elexon | [8 empty] | 0 | 0 | 0 | 1 | 0 | 0 | [7 empty] | 1 |  | EL/LS/AC/PICO TIP E400
IM07032 | Dental Laser-Spares-Elexon-Pico User Manual 11860 | 163043MANUAL11860 |  | A Class |  |  | I-Inventory | FG-Finish Good | R | Spares | Soft Tissue Laser-Spares | Dental Equiment | Main Location | 90330000 |  | FIFO | Elexon | [8 empty] | 0 | 0 | 0 | 1 | 0 | 0 | [7 empty] | 1 |  | EL/LS/AC/PICO USER MANUAL 11860
IM07033 | Dental Laser-Spares-Elexon-Soft Metal Tips For Ergo Flex 11256 | 163043FLEX11256 |  | A Class |  |  | I-Inventory | FG-Finish Good | R | Spares | Soft Tissue Laser-Spares | Dental Equiment | Main Location | 90330000 |  | FIFO | Elexon | [8 empty] | 0 | 0 | 0 | 1 | 0 | 0 | [7 empty] | 1 |  | EL/S/AC/SOFT METAL TIPS FOR ERGO FLEX 11256
IM07034 | Dental Laser-Spares-Elexon-Pico 5W/ Foot Control | 1630435WFOOTCONTROL |  | A Class |  |  | I-Inventory | FG-Finish Good | R | Spares | Soft Tissue Laser-Spares | Dental Equiment | Main Location | 90330000 |  | FIFO | Elexon | [8 empty] | 0 | 0 | 0 | 1 | 0 | 0 | [7 empty] | 1 |  | EL/LS/AC/PICO 5W/ FOOT CONTROL
IM07035 | Dental Laser-Spares-Elexon-Pico 5W/ Perio Green Kit | 163043PICO5WGREENKIT |  | A Class |  |  | I-Inventory | FG-Finish Good | R | Spares | Soft Tissue Laser-Spares | Dental Equiment | Main Location | 90330000 |  | FIFO | Elexon | [8 empty] | 0 | 0 | 0 | 1 | 0 | 0 | [7 empty] | 1 |  | EL/LS/AC/PICO 5W/ PERIO GREEN KIT
IM07036 | Assy I Lase Battery - 6400567 | 1510436400567 |  | A Class |  |  | I-Inventory | FG-Finish Good | R | Spares | Soft Tissue Laser-Spares | Dental Equiment | Main Location | 90184900 |  | FIFO | Biolase | [8 empty] | 0 | 0 | 0 | 1 | 0 | 0 | [7 empty] | 1 |  | BL/LS/SP/ASSY ILASE BATTERY/6400567
IM07037 | Software-3 Shape-New Temp IP TRF-Ortho Premium Add On/Edu | 159046ORTHOPREMIUMADDONEDU |  | A Class |  |  | I-Inventory | FG-Finish Good | R | Consumables | Software | CAD CAM | Main Location | 997339 |  | FIFO | 3 Shape | [8 empty] | 0 | 0 | 0 | 1 | 0 | 0 | [7 empty] | 1 |  | 3SHAPE/3SW/NEW/TEM IP TRF/ORTHO PREMIUM ADD ON/EDU
IM07038 | Software-3 Shape-New Temp IP TRF-DS Crown And Bridge Basic Pack/Add On | 159046RNWCROWNBRIDGEADDON |  | A Class |  |  | I-Inventory | FG-Finish Good | C | Consumables | Software | CAD CAM | Main Location | 997339 |  | FIFO | 3 Shape | [8 empty] | 0 | 0 | 0 | 1 | 0 | 0 | [7 empty] | 1 |  | 3SHAPE/3SW/RENEW/TEM IP TRF/DS CROWN AND BRIDGE BASIC PACK/ADD ON
IM07039 | Software-3 Shape-New-Tem IP TRF-Seat Licence | 159046SEATLICENCE |  | A Class |  |  | I-Inventory | FG-Finish Good | R | Consumables | Software | CAD CAM | Main Location |  |  | FIFO | 3 Shape | [8 empty] | 0 | 0 | 0 | 1 | 0 | 0 | [7 empty] | 1 |  | 3SHAPE/3SW/NEW/TEM IP TRF/SEAT LICENCE
IM07040 | Software-3 Shape-New-Tem IP TRF-Seat Licence Stand Alone | 159046SEATLICENCESTANDALONE |  | A Class |  |  | I-Inventory | FG-Finish Good | R | Consumables | Software | CAD CAM | Main Location | 997339 |  | FIFO | 3 Shape | [8 empty] | 0 | 0 | 0 | 1 | 0 | 0 | [7 empty] | 1 |  | 3SHAPE/3SW/NEW/TEM IP TRF/SEAT LICENCE STAND ALONE
IM07041 | Software-3 Shape--Main-Tem. Transfer Of IP-Ortho Analyzer | 156046TEMPANALYZER |  | A Class |  |  | I-Inventory | FG-Finish Good | R | Consumables | Software | CAD CAM | Main Location | 997339 |  | FIFO | 3 Shape | [5 empty] | 2D and 3D analysis orthodontic toolkit*Easy analysis of arc shapes, overjet/overbite*Bolton ratios, occlusion and spaces* Define and complete accurate case diagnostics and gain immediate insight into your treatment options with Ortho AnalyzerÃ¢??sÃ¢?Â¢ advanced 3D tools. |  |  | 0 | 0 | 0 | 1 | 0 | 0 | [7 empty] | 1 |  | 3SHAPE/MAIN/TEM. TRANSFER OF IP/ORTHO ANALYZER
IM07042 | Software-3 Shape-New-Dental Sys Crown And Bridge Stand Alone | 150046NEWDSCROWNBRIDGESTANDALONE |  | A Class |  |  | I-Inventory | FG-Finish Good | R | Consumables | Software | CAD CAM | Main Location | 997339 |  | FIFO | 3 Shape | [8 empty] | 0 | 0 | 0 | 1 | 0 | 0 | [7 empty] | 1 |  | 3SHAPE/NEW/DENTAL SYS CROWN AND BRIDGE STAND ALONE
IM07043 | Software-3 Shape--New-Dental System Premium Stand Alone | 159046NEWDSPREMIUMSTANDALONE |  | A Class |  |  | I-Inventory | FG-Finish Good | R | Consumables | Software | CAD CAM | Main Location | 997339 |  | FIFO | 3 Shape | [8 empty] | 0 | 0 | 0 | 1 | 0 | 0 | [7 empty] | 1 |  | 3SHAPE/NEW/DENTAL SYSTEM PREMIUM STAND ALONE
IM07044 | Software-3 Shape--New-Dental System Premium Stand Alone Edu | 159046NEWDSPREMIUMSTANDALONEEDU |  | A Class |  |  | I-Inventory | TG-Trading Good |  | Consumables | Software | CAD CAM | Main Location | 997339 |  | FIFO | 3 Shape | [8 empty] | 0 | 0 | 0 | 1 | 0 | 0 | [7 empty] | 1 |  | 3SHAPE/NEW/DENTAL SYSTEM PREMIUM STAND ALONE EDU
IM07045 | Software-3 Shape-New-Ip Trf-Ds Crown And Bridge Basic Pack | 159046NEWDSCROWNBRIDGEBASICPACK |  | A Class |  |  | I-Inventory | FG-Finish Good | R | Consumables | Software | CAD CAM | Main Location | 997339 |  | FIFO | 3 Shape | [8 empty] | 0 | 0 | 0 | 1 | 0 | 0 | [7 empty] | 1 |  | 3SHAPE/NEW/IP TRF/DS CROWN AND BRIDGE BASIC PACK
IM07046 | Software-3 Shape--New-Tem IP TRF-Abutment -Implant Bar-Bridge-Mb All Pack | 159046NEWABUTMENTIMPLANTBARBRIDGEMBALLPACK |  | A Class |  |  | I-Inventory | FG-Finish Good | R | Consumables | Software | CAD CAM | Main Location | 997339 |  | FIFO | 3 Shape | [8 empty] | 0 | 0 | 0 | 1 | 0 | 0 | [7 empty] | 1 |  | 3SHAPE/NEW/TEM IP TRF/ABUTMENT /IMPLANT BAR/BRIDGE/MB ALL PACK
IM07047 | Software-3 Shape--New-Tem IP TRF-Abutment -Implant Bar-Bridge-Mb All Pack Edu | 159046NEWABUTMENTIMPLANTBARBRIDGEMBALLPACKEDU |  | A Class |  |  | I-Inventory | FG-Finish Good | R | Consumables | Software | CAD CAM | Main Location | 997339 |  | FIFO | 3 Shape | [8 empty] | 0 | 0 | 0 | 1 | 0 | 0 | [7 empty] | 1 |  | 3SHAPE/NEW/TEM IP TRF/ABUTMENT /IMPLANT BAR/BRIDGE/MB ALL PACK EDU
IM07048 | Software-3 Shape--New-Tem IP TRF-Abutment Designer | 159046NEWABUTMENTDESIGNER |  | A Class |  |  | I-Inventory | FG-Finish Good | R | Consumables | Software | CAD CAM | Main Location | 997339 |  | FIFO | 3 Shape | [8 empty] | 0 | 0 | 0 | 1 | 0 | 0 | [7 empty] | 1 |  | 3SHAPE/NEW/TEM IP TRF/ABUTMENT DESIGNER
IM07049 | Software-3 Shape--New-Tem IP TRF-Crown And Bridge Basic Pack | 159046NEWCROWNANDBRIDGE |  | A Class |  |  | I-Inventory | FG-Finish Good | R | Consumables | Software | CAD CAM | Main Location | 90184900 |  | FIFO | 3 Shape | [8 empty] | 0 | 0 | 0 | 1 | 0 | 0 | [7 empty] | 1 |  | 3SHAPE/NEW/TEM IP TRF/CROWN AND BRIDGE BASIC PACK
IM07050 | Software-3 Shape--New-Tem IP TRF-Ds Crown And Bridge Basic Pack-Add On | 159046NEWDSCROWNBRIDGEADDON |  | A Class |  |  | I-Inventory | FG-Finish Good | R | Consumables | Software | CAD CAM | Main Location | 997339 |  | FIFO | 3 Shape | [8 empty] | 0 | 0 | 0 | 1 | 0 | 0 | [7 empty] | 1 |  | 3SHAPE/NEW/TEM IP TRF/DS CROWN AND BRIDGE BASIC PACK/ADD ON
IM07051 | Software-3 Shape--New-Tem IP TRF-Ds Premium Additional Seat | 159046NEWDSPREMIUMADDITIONALSEAT |  | A Class |  |  | I-Inventory | TG-Trading Good |  | Consumables | Software | CAD CAM | Main Location | 997339 |  | FIFO | 3 Shape | [5 empty] | 3SHAPE/NEW/TEM IP TRF/DS PREMIUM ADDITIONAL SEAT |  |  | 0 | 0 | 0 | 1 | 0 | 0 | [7 empty] | 1 |  | 3SHAPE/NEW/TEM IP TRF/DS PREMIUM ADDITIONAL SEAT
IM07052 | Software-3 Shape--New-Tem IP TRF-Implant Bar And Bridge Design | 159046NEWIMPLANTBARBRIDGEDESIGN |  | A Class |  |  | I-Inventory | FG-Finish Good | R | Consumables | Software | CAD CAM | Main Location | 997339 |  | FIFO | 3 Shape | [8 empty] | 0 | 0 | 0 | 1 | 0 | 0 | [7 empty] | 1 |  | 3SHAPE/NEW/TEM IP TRF/IMPLANT BAR AND BRIDGE DESIGN
IM07053 | Software-3 Shape--New-Tem IP TRF-Rpd And Full Denture Add-On Pack | 159046NEWRPDFULLDENTUREADDONPACK |  | A Class |  |  | I-Inventory | FG-Finish Good | R | Consumables | Software | CAD CAM | Main Location | 997339 |  | FIFO | 3 Shape | [8 empty] | 0 | 0 | 0 | 1 | 0 | 0 | [7 empty] | 1 |  | 3SHAPE/NEW/TEM IP TRF/RPD AND FULL DENTURE ADD-ON PACK
IM07054 | Software-3 Shape--New-Tem IP TRF-Stl Model Builder Add On | 159046NEWSTLMODELBUILDERADDON |  | A Class |  |  | I-Inventory | FG-Finish Good | R | Consumables | Software | CAD CAM | Main Location | 997339 |  | FIFO | 3 Shape | [8 empty] | 0 | 0 | 0 | 1 | 0 | 0 | [7 empty] | 1 |  | 3SHAPE/NEW/TEM IP TRF/STL MODEL BUILDER ADD ON
IM07055 | Software-3 Shape--New-Tem IP TRF-Study Model Builder | 150046NEWSTUDYMODELBUILDER |  | A Class |  |  | I-Inventory | FG-Finish Good | R | Consumables | Software | CAD CAM | Main Location | 997339 |  | FIFO | 3 Shape | [8 empty] | 0 | 0 | 0 | 1 | 0 | 0 | [7 empty] | 1 |  | 3SHAPE/NEW/TEM IP TRF/STUDY MODEL BUILDER
IM07056 | Software-3 Shape--New-Tem IP TRFd Ortho Premium Add On | 159046NEWORTHOPREMADDON |  | A Class |  |  | I-Inventory | FG-Finish Good | C | Consumables | Software | CAD CAM | Main Location | 997339 |  | FIFO | 3 Shape | [8 empty] | 0 | 0 | 0 | 1 | 0 | 0 | [7 empty] | 1 |  | 3SHAPE/NEW/TEM IP TRFD ORTHO PREMIUM ADD ON
IM07057 | Software-3 Shape-Re-New-Implant Studio(Full Solution) Stand-Alone | 159046RENEWIMPLANTSTUDIOFULLSOLUTIONSTANDALONE |  | A Class |  |  | I-Inventory | FG-Finish Good | R | Consumables | Software | CAD CAM | Main Location | 997339 |  | FIFO | 3 Shape | [8 empty] | 0 | 0 | 0 | 1 | 0 | 0 | [7 empty] | 1 |  | 3SHAPE/RE-NEW/IMPLANT STUDIO(FULL SOLUTION) STAND-ALONE
IM07058 | Software-3 Shape-Renew-Tem. Ip Trfd-Trios 3 Pod Scanning | 1590463RENEWTRIOS3PODSCANNING |  | A Class |  |  | I-Inventory | FG-Finish Good | R | Consumables | Software | CAD CAM | Main Location | 997339 |  | FIFO | 3 Shape | [8 empty] | 0 | 0 | 0 | 1 | 0 | 0 | [7 empty] | 1 |  | 3SHAPE/RENEW/TEM. IP TRFD/TRIOS 3 POD SCANNING
IM07059 | Software-3 Shape-Renewal-Tem. Transfer Of Ip-Ortho R500 SUBS | 159046RENEWALORTHOR500SUBS |  | A Class |  |  | I-Inventory | FG-Finish Good | R | Consumables | Software | CAD CAM | Main Location | 997339 |  | FIFO | 3 Shape | [8 empty] | 0 | 0 | 0 | 1 | 0 | 0 | [7 empty] | 1 |  | 3SHAPE/RENEWAL/TEM. TRANSFER OF IP/ORTHO R500 SUBS
IM07060 | Software-3 Shape-New-Temp IP Trf-Appliance Designer | 159046NEWAPPLIANCEDESIGNER |  | A Class |  |  | I-Inventory | FG-Finish Good | R | Consumables | Software | CAD CAM | Main Location | 997339 |  | FIFO | 3 Shape | [8 empty] | 0 | 0 | 0 | 1 | 0 | 0 | [7 empty] | 1 |  | 3SHAPE/NEW/TEMP IP TRF/APPLIANCE DESIGNER
IM07061 | Software-3 Shape-New-Temp IP Trf-Clear Aligner Add-On | 159046NEWCLEARALIGNERADDON |  | A Class |  |  | I-Inventory | FG-Finish Good | R | Consumables | Software | CAD CAM | Main Location | 997339 |  | FIFO | 3 Shape | [8 empty] | 0 | 0 | 0 | 1 | 0 | 0 | [7 empty] | 1 |  | 3SHAPE/NEW/TEMP IP TRF/CLEAR ALIGNER ADD-ON
IM07062 | Software-3 Shape-New-Temp IP Trf-Indirect Bonding Add-On | 159046NEWINDIRECTBONDINGADDON |  | A Class |  |  | I-Inventory | FG-Finish Good | R | Consumables | Software | CAD CAM | Main Location | 997339 |  | FIFO | 3 Shape | [8 empty] | 0 | 0 | 0 | 1 | 0 | 0 | [7 empty] | 1 |  | 3SHAPE/NEW/TEMP IP TRF/INDIRECT BONDING ADD-ON
IM07063 | Software-3 Shape-New-Temp IP Trf-Ortho Analyzer | 159046NEWORTHOANALYZER |  | A Class |  |  | I-Inventory | FG-Finish Good | R | Consumables | Software | CAD CAM | Main Location | 997339 |  | FIFO | 3 Shape | [8 empty] | 0 | 0 | 0 | 1 | 0 | 0 | [7 empty] | 1 |  | 3SHAPE/NEW/TEMP IP TRF/ORTHO ANALYZER
IM07064 | Software-3 Shape-New-Temp IP Trf-Ortho Planner | 159046NEWORTHOPLANNER |  | A Class |  |  | I-Inventory | FG-Finish Good | R | Consumables | Software | CAD CAM | Main Location | 997339 |  | FIFO | 3 Shape | [8 empty] | 0 | 0 | 0 | 1 | 0 | 0 | [7 empty] | 1 |  | 3SHAPE/NEW/TEMP IP TRF/ORTHO PLANNER
IM07065 | Software-3 Shape-New-Temp IP Trf-Ortho Planning Model Builder | 159046NEWORTHOPLANNINGMODBUILDER |  | A Class |  |  | I-Inventory | FG-Finish Good | R | Consumables | Software | CAD CAM | Main Location | 997339 |  | FIFO | 3 Shape | [8 empty] | 0 | 0 | 0 | 1 | 0 | 0 | [7 empty] | 1 |  | 3SHAPE/NEW/TEMP IP TRF/ORTHO PLANNING MODEL BUILDER
IM07066 | Software-3 Shape-New-Temp IP Trf-Ortho Sys. Premium Basic Package | 159046NEWORTHOSYSPREMBASICPACK |  | A Class |  |  | I-Inventory | FG-Finish Good | R | Consumables | Software | CAD CAM | Main Location | 90184900 |  | FIFO | 3 Shape | [8 empty] | 0 | 0 | 0 | 1 | 0 | 0 | [7 empty] | 1 |  | 3SHAPE/NEW/TEMP IP TRF/ORTHO SYS. PREMIUM BASIC PACKAGE
IM07067 | Software-3 Shape-New-Temp IP Trf-Removable Partial Design And Full Dentures Basic Pack | 159046NEWREMOVBLEPARTIALDESNFULLDENTURES |  | A Class |  |  | I-Inventory | FG-Finish Good | R | Consumables | Software | CAD CAM | Main Location | 997339 |  | FIFO | 3 Shape | [8 empty] | 0 | 0 | 0 | 1 | 0 | 0 | [7 empty] | 1 |  | 3SHAPE/NEW/TEMP IP TRF/REMOVABLE PARTIAL DESIGN AND FULL DENTURES BASIC PACK
IM07068 | Software-3 Shape-New-Temp IP Trfd-Dental Complete Restorative Upgrade | 159046NEWCOMPRESTORATIVEUPGRADE |  | A Class |  |  | I-Inventory | FG-Finish Good | R | Consumables | Software | CAD CAM | Main Location | 997339 |  | FIFO | 3 Shape | [8 empty] | 0 | 0 | 0 | 1 | 0 | 0 | [7 empty] | 1 |  | 3SHAPE/NEW/TEMP IP TRFD/DENTAL COMPLETE RESTORATIVE UPGRADE
IM07069 | Software-3 Shape-New-Temp IP Trfd-Ds Complete Restorative Stand Alone | 159046DSCOMPRESTORATIVESTANDALONE |  | A Class |  |  | I-Inventory | FG-Finish Good | R | Consumables | Software | CAD CAM | Main Location | 997339 |  | FIFO | 3 Shape | [8 empty] | 0 | 0 | 0 | 1 | 0 | 0 | [7 empty] | 1 |  | 3SHAPE/NEW/TEMP IP TRFD/DS COMPLETE RESTORATIVE STAND ALONE
IM07070 | Software-3 Shape-New-Temp. IP Trf-Dental Smile Design | 159046NEWDENTALSMILEDESIGN |  | A Class |  |  | I-Inventory | FG-Finish Good | R | Consumables | Software | CAD CAM | Main Location | 997339 |  | FIFO | 3 Shape | [8 empty] | 0 | 0 | 0 | 1 | 0 | 0 | [7 empty] | 1 |  | 3SHAPE/NEW/TEMP. IP TRF/DENTAL SMILE DESIGN
IM07071 | Software-3 Shape-Renewal-Tem. Transfer Of Ip-Trios Ortho | 159046RENEWALTEMTRANSFERIPTRIOSORTHO |  | A Class |  |  | I-Inventory | FG-Finish Good | R | Consumables | Software | CAD CAM | Main Location | 997339 |  | FIFO | 3 Shape | [8 empty] | 0 | 0 | 0 | 1 | 0 | 0 | [7 empty] | 1 |  | 3SHAPE/RENEWAL/TEM. TRANSFER OF IP/TRIOS ORTHO
IM07072 | Software-3 Shape-Re-New-Temp IP Trf-Ortho Planner | 159046RENEWTEMPIPTRFORTHOPLANNER |  | A Class |  |  | I-Inventory | FG-Finish Good | R | Consumables | Software | CAD CAM | Main Location | 997339 |  | FIFO | 3 Shape | [8 empty] | 0 | 0 | 0 | 1 | 0 | 0 | [7 empty] | 1 |  | 3SHAPE/RE-NEW/TEMP IP TRF/ORTHO PLANNER
IM07073 | Software-3 Shape-Re-New-Temp IP Trf-Ortho Planning Model Builder | 159046RENEWORTHOPLANNINGMODELBUILDER |  | A Class |  |  | I-Inventory | FG-Finish Good | R | Consumables | Software | CAD CAM | Main Location | 997339 |  | FIFO | 3 Shape | [8 empty] | 0 | 0 | 0 | 1 | 0 | 0 | [7 empty] | 1 |  | 3SHAPE/RE-NEW/TEMP IP TRF/ORTHO PLANNING MODEL BUILDER
IM07074 | Software-3 Shape-Re-New-Temp. IP Trf- Implant Studio(Full Solution) Add On | 159046RENEWIMPLANTSTUDIOFULLSOLUTIONADDON |  | A Class |  |  | I-Inventory | FG-Finish Good | R | Consumables | Software | CAD CAM | Main Location | 997339 |  | FIFO | 3 Shape | [8 empty] | 0 | 0 | 0 | 1 | 0 | 0 | [7 empty] | 1 |  | 3SHAPE/RE-NEW/TEMP. IP TRF/ IMPLANT STUDIO(FULL SOLUTION) ADD ON
IM07075 | Software-3 Shape-Renewal-Temp IP Trf-3Rd Party Scan Import | 159046RENEWAL3RDPARTYSCANIMPORT |  | A Class |  |  | I-Inventory | FG-Finish Good | R | Consumables | Software | CAD CAM | Main Location | 997339 |  | FIFO | 3 Shape | [8 empty] | 0 | 0 | 0 | 1 | 0 | 0 | [7 empty] | 1 |  | 3SHAPE/RENEWAL/TEMP IP TRF/3RD PARTY SCAN IMPORT
IM07076 | Software-3 Shape-Renewal-Temp IP Trf-Ortho Analyzer | 156046RENEWALORTHOANALYZER |  | A Class |  |  | I-Inventory | FG-Finish Good | R | Consumables | Software | CAD CAM | Main Location | 997339 |  | FIFO | 3 Shape | [8 empty] | 0 | 0 | 0 | 1 | 0 | 0 | [7 empty] | 1 |  | 3SHAPE/RENEWAL/TEMP IP TRF/ORTHO ANALYZER
IM07077 | Software-3 Shape-Temp. IP Trf- Implant Studio(Full Solution) Add-On | 159046RNEWIMPLANTSTUDIOFULL SOLUTIONADDON |  | A Class |  |  | I-Inventory | FG-Finish Good | R | Consumables | Software | CAD CAM | Main Location | 997339 |  | FIFO | 3 Shape | [8 empty] | 0 | 0 | 0 | 1 | 0 | 0 | [7 empty] | 1 |  | 3SHAPE/TEMP. IP TRF/ IMPLANT STUDIO(FULL SOLUTION) ADD-ON
IM07078 | Software-3 Shape-Renew-Tem IP TRFD-Dental Digital Impression Trios Care | 159064RENEWTRIOSCARE |  | A Class |  |  | I-Inventory | FG-Finish Good | C | Consumables | Software | CAD CAM | Main Location | 997339 |  | FIFO | 3 Shape | [8 empty] | 0 | 0 | 0 | 1 | 0 | 0 | [7 empty] | 1 |  | 3SHAPE/3SN/RENEW/TEM. IP TRFD/DENTAL DIGITAL IMPRESSION TRIOS CARE
IM07079 | Software-3 Shape-New Temp IP TRF-Implant Studio (Full Solution) Add On Edu | 159046IMPLANTSTUDIOADDONEDU |  | A Class |  |  | I-Inventory | FG-Finish Good | R | Consumables | Software | CAD CAM | Main Location | 997339 |  | FIFO | 3 Shape | [8 empty] | 0 | 0 | 0 | 1 | 0 | 0 | [7 empty] | 1 |  | 3SHAPE/3SW/NEW/TEM IP TRF/IMPLANT STUDIO (FULL SOLUTION) ADD ON EDU
IM07080 | Software-3 Shape-New Temp IP TRF-Implant Studio(Full Sol) Stand-Alone | 159046FULLSOLSTANDALONE |  | A Class |  |  | I-Inventory | FG-Finish Good | R | Consumables | Software | CAD CAM | Main Location | 997339 |  | FIFO | 3 Shape | [8 empty] | 0 | 0 | 0 | 1 | 0 | 0 | [7 empty] | 1 |  | 3SHAPE/3SW/NEW/TEM IP TRF/IMPLANT STUDIO(FULL SOL) STAND-ALONE
IM07081 | Software-3 Shape-New Temp IP TRF-Study Model Builder All Scans | 159046STUDYMODBUILDERALLSCANS |  | A Class |  |  | I-Inventory | FG-Finish Good | R | Consumables | Software | CAD CAM | Main Location | 997339 |  | FIFO | 3 Shape | [8 empty] | 0 | 0 | 0 | 1 | 0 | 0 | [7 empty] | 1 |  | 3SHAPE/3SW/NEW/TEM IP TRF/STUDY MODEL BUILDER ALL SCANS
IM07082 | Software-3 Shape-New Temp IP TRF-Ortho Sys Premium Stand Alone | 159046ORTHOSYSPREMIUMSTANDALONE |  | A Class |  |  | I-Inventory | FG-Finish Good | R | Consumables | Software | CAD CAM | Main Location | 997339 |  | FIFO | 3 Shape | [8 empty] | 0 | 0 | 0 | 1 | 0 | 0 | [7 empty] | 1 |  | 3SHAPE/3SW/NEW/TEM.IP TRF/ORTHO SYS PREMIUM STAND ALONE
IM07083 | Software-3 Shape-New Temp IP TRF-3rd Party Scan Import | 159046NEW3RDPARTYSCANIMPORT |  | A Class |  |  | I-Inventory | FG-Finish Good | R | Consumables | Software | CAD CAM | Main Location | 997339 |  | FIFO | 3 Shape | [8 empty] | 0 | 0 | 0 | 1 | 0 | 0 | [7 empty] | 1 |  | 3SHAPE/3SW/NEW/TEMP IP TRF/3RD PARTY SCAN IMPORT
IM07084 | Software-3 Shape-New Temp IP TRF-Appliance Designer-Add-On | 159046DESIGNNEWADDON |  | A Class |  |  | I-Inventory | FG-Finish Good | C | Consumables | Software | CAD CAM | Main Location | 997339 |  | FIFO | 3 Shape | [5 empty] | 3SHAPE/3SW/NEW/TEMP IP TRF/APPLIANCE DESIGNER/ADD-ON |  |  | 0 | 0 | 0 | 1 | 0 | 0 | [7 empty] | 1 |  | 3SHAPE/3SW/NEW/TEMP IP TRF/APPLIANCE DESIGNER/ADD-ON
IM07085 | Software-3 Shape-New Temp IP TRF-Clear Aligner Add-On-Edu | 159046ALIGNERADDONEDU |  | A Class |  |  | I-Inventory | FG-Finish Good | R | Consumables | Software | CAD CAM | Main Location | 997339 |  | FIFO | 3 Shape | [8 empty] | 0 | 0 | 0 | 1 | 0 | 0 | [7 empty] | 1 |  | 3SHAPE/3SW/NEW/TEMP IP TRF/CLEAR ALIGNER ADD-ON/EDU
IM07086 | Software-3 Shape-New Temp IP TRF-Comp Restorative Edu | 159064RESTORATIVEEDU |  | A Class |  |  | I-Inventory | FG-Finish Good | C | Consumables | Software | CAD CAM | Main Location | 997339 |  | FIFO | 3 Shape | [8 empty] | 0 | 0 | 0 | 1 | 0 | 0 | [7 empty] | 1 |  | 3SHAPE/3SW/NEW/TEMP IP TRF/COMP RESTORATIVE EDU
IM07087 | Software-3 Shape-New Temp IP TRF-Indirect Bonding Add-On-Edu | 159046INDIRECTBONDINGADDONEDU |  | A Class |  |  | I-Inventory | FG-Finish Good | R | Consumables | Software | CAD CAM | Main Location | 997339 |  | FIFO | 3 Shape | [8 empty] | 0 | 0 | 0 | 1 | 0 | 0 | [7 empty] | 1 |  | 3SHAPE/3SW/NEW/TEMP IP TRF/INDIRECT BONDING ADD-ON/EDU
IM07088 | Software-3 Shape-New Temp IP TRF-Ortho Suite-Edu | 159046ORTHOSUITEEDUNEW |  | A Class |  |  | I-Inventory | FG-Finish Good | C | Consumables | Software | CAD CAM | Main Location | 997339 |  | FIFO | 3 Shape | [5 empty] | New One |  |  | 0 | 0 | 0 | 1 | 0 | 0 | [7 empty] | 1 |  | 3SHAPE/3SW/NEW/TEMP IP TRF/ORTHO SUITE/EDU
IM07089 | Software-3 Shape-New Temp IP TRF-DS Complete Restorative Stand Alone Edu | 159046DSCOMPRESTORATIVESTANDALONEEDU |  | A Class |  |  | I-Inventory | FG-Finish Good | C | Consumables | Software | CAD CAM | Main Location | 997339 |  | FIFO | 3 Shape | [8 empty] | 0 | 0 | 0 | 1 | 0 | 0 | [7 empty] | 1 |  | 3SHAPE/3SW/NEW/TEMP IP TRFD/DS COMPLETE RESTORATIVE STAND ALONE EDU
IM07090 | Software-3 Shape-New Temp IP TRF-Upgrade Ortho Planner To Clear Aligner | 159046UPGRADEOPLANNERTOCALIGNER |  | A Class |  |  | I-Inventory | FG-Finish Good | R | Consumables | Software | CAD CAM | Main Location | 997339 |  | FIFO | 3 Shape | [8 empty] | 0 | 0 | 0 | 1 | 0 | 0 | [7 empty] | 1 |  | 3SHAPE/3SW/NEW/UPGRADE ORTHO PLANNER TO CLEAR ALIGNER
IM07091 | Software-3 Shape-New Temp IP TRF-Ortho Sys Premium Ad On | 159046RENEWPREMIUMADON |  | A Class |  |  | I-Inventory | FG-Finish Good | C | Consumables | Software | CAD CAM | Main Location | 997339 |  | FIFO | 3 Shape | [8 empty] | 0 | 0 | 0 | 1 | 0 | 0 | [7 empty] | 1 |  | 3SHAPE/3SW/RE-NEW/TEM.IP TRF/ORTHO SYS PREMIUM AD ON
IM07092 | Software-3 Shape-Re-New-Temp IP TRF-Clear Aligner Add-On | 159046RENEWCLEARALIGNERADDON |  | A Class |  |  | I-Inventory | FG-Finish Good | C | Consumables | Software | CAD CAM | Main Location | 997339 |  | FIFO | 3 Shape | [8 empty] | 0 | 0 | 0 | 1 | 0 | 0 | [7 empty] | 1 |  | 3SHAPE/3SW/RE-NEW/TEMP IP TRF/CLEAR ALIGNER ADD-ON
IM07093 | Software-3 Shape-Renew-Temp IP TRF-DS Complete Restorative Stand Alone | 159046RENEWDSCOMPRESTSTANDALONE |  | A Class |  |  | I-Inventory | FG-Finish Good | R | Consumables | Software | CAD CAM | Main Location | 997339 |  | FIFO | 3 Shape | [8 empty] | 0 | 0 | 0 | 1 | 0 | 0 | [7 empty] | 1 |  | 3SHAPE/3SW/RENEW/TEMP IP TRF/DS COMPL. RESTORATIVE STAND ALONE
IM07094 | Software-3 Shape-Re-New-Temp IP TRF-Indirect Bonding Add-On | 159046RENEWINDIRECTBONDINGADDON |  | A Class |  |  | I-Inventory | FG-Finish Good | C | Consumables | Software | CAD CAM | Main Location | 997339 |  | FIFO | 3 Shape | [8 empty] | 0 | 0 | 0 | 1 | 0 | 0 | [7 empty] | 1 |  | 3SHAPE/3SW/RE-NEW/TEMP IP TRF/INDIRECT BONDING ADD-ON
IM07095 | Software-3 Shape-Re-New-Temp IP TRFD-DS Comp. Restorative Stand Alone | 159046RNCOMPRESTSA |  | A Class |  |  | I-Inventory | FG-Finish Good | C | Consumables | Software | CAD CAM | Main Location | 997339 |  | FIFO | 3 Shape | [8 empty] | 0 | 0 | 0 | 1 | 0 | 0 | [7 empty] | 1 |  | 3SHAPE/3SW/RE-NEW/TEMP IP TRFD/DS COMP. RESTORATIVE STAND ALONE
IM07096 | Software-3 Shape-New Temp IP TRF-Ds-Scan Only (Basic) Stand Alone | 159046NEWDSSCANSTANDADDON |  | A Class |  |  | I-Inventory | FG-Finish Good | C | Consumables | Software | CAD CAM | Main Location | 997339 |  | FIFO | 3 Shape | [8 empty] | 0 | 0 | 0 | 1 | 0 | 0 | [7 empty] | 1 |  | 3SHAPE/NEW/TEMP IP TRF/DS-SCAN ONLY (BASIC) STAND ALONE
IM07097 | Software-3 Shape-New Temp IP TRF-Impression Scanning Add-On | 159046NEWIMPRESSIONSCANNINGADDON |  | A Class |  |  | I-Inventory | FG-Finish Good | C | Consumables | Software | CAD CAM | Main Location | 997339 |  | FIFO | 3 Shape | [8 empty] | 0 | 0 | 0 | 1 | 0 | 0 | [7 empty] | 1 |  | 3SHAPE/NEW/TEMP IP TRF/IMPRESSION SCANNING ADD-ON
IM07098 | Software-3 Shape-Renew-Dental System Design Studio Trios Export | 159046RNEWTRIOSEXPORT |  | A Class |  |  | I-Inventory | FG-Finish Good | C | Consumables | Software | CAD CAM | Main Location | 997339 |  | FIFO | 3 Shape | [8 empty] | 0 | 0 | 0 | 1 | 0 | 0 | [7 empty] | 1 |  | 3SHAPE/RENEW/DENTAL SYSTEM DESIGN STUDIO TRIOS EXPORT
IM07099 | Software-3 Shape-Renew-Dental System Premium Stand Alone | 159046PRMSTNDALONE |  | A Class |  |  | I-Inventory | FG-Finish Good | C | Consumables | Software | CAD CAM | Main Location | 997339 |  | FIFO | 3 Shape | [8 empty] | 0 | 0 | 0 | 1 | 0 | 0 | [7 empty] | 1 |  | 3SHAPE/RENEW/DENTAL SYSTEM PREMIUM STAND ALONE
IM07100 | Software-3 Shape-Renew-Temp IP TRF- Abutment-Implant BAR-Bridge-MB All Pack | 159046MBALL |  | A Class |  |  | I-Inventory | FG-Finish Good | C | Consumables | Software | CAD CAM | Main Location | 997339 |  | FIFO | 3 Shape | [8 empty] | 0 | 0 | 0 | 1 | 0 | 0 | [7 empty] | 1 |  | 3SHAPE/RENEW/TEM IP TRF/ABUTMENT /IMPLANT BAR/BRIDGE/MB ALL PACK
IM07101 | Software-3 Shape-Renew-Temp IP TRF- RPD and Full Denture Add on Pack | 159046RPDFULLDENTURE |  | A Class |  |  | I-Inventory | FG-Finish Good | C | Consumables | Software | CAD CAM | Main Location |  |  | FIFO | 3 Shape | [8 empty] | 0 | 0 | 0 | 1 | 0 | 0 | [7 empty] | 1 |  | 3SHAPE/RENEW/TEM IP TRF/RPD AND FULL DENTURE ADD-ON PACK
IM07102 | Software-3 Shape-Renew-Temp Transfe of IP-Appliance Design | 159046RENEWALAPPLIANCEDESIGN |  | A Class |  |  | I-Inventory | FG-Finish Good | R | Consumables | Software | CAD CAM | Main Location | 997339 |  | FIFO | 3 Shape | [8 empty] | 0 | 0 | 0 | 1 | 0 | 0 | [7 empty] | 1 |  | 3SHAPE/RENEWAL/TEM. TRANSFER OF IP/APPLIANCE DESIGN
IM07103 | Software-3 Shape-New Temp IP TRF-Ortho Analyzer Add Seat | 159046NEWORTHOANALYZERADDSEAT |  | A Class |  |  | I-Inventory | FG-Finish Good | R | Consumables | Software | CAD CAM | Main Location | 997339 |  | FIFO | 3 Shape | [8 empty] | 0 | 0 | 0 | 1 | 0 | 0 | [7 empty] | 1 |  | 3SHAPE/SW/NEW/TEMP IP TRF/ORTHO ANALYZER ADD SEAT
IM07104 | Software-3 Shape-Tem IP TRF-100- CAD Point | 159046TMPID100CADPOINT |  | A Class |  |  | I-Inventory | FG-Finish Good | C | Consumables | Software | CAD CAM | Main Location | 997339 |  | FIFO | 3 Shape | [8 empty] | 0 | 0 | 0 | 1 | 0 | 0 | [7 empty] | 1 |  | 3SHAPE/TEM IP TRF/100-CAD POINT
IM07105 | Spares-Local- Clamp For Fixing X-Ray Viewer With S/G Chair | Ksp-Clamp For Fixing X-Ray Viewer With S/G Chair |  | A Class |  |  | I-Inventory | TG-Trading Good |  | Spares | Spares-Local- | Dental Equiment | Main Location |  |  | FIFO | Indian Product | [8 empty] | 0 | 0 | 0 | 1 | 0 | 0 | [7 empty] | 1 |  | Spares-Local- Clamp For Fixing X-Ray Viewer With S/G Chair
IM07106 | Spares-Local- Water Filter Nozzle 6/8 With Ferul | 148052WATERFILTERNOZZLE68 |  | A Class |  |  | I-Inventory | FG-Finish Good | R | Spares | Spares-Local- | Dental Equiment | Main Location | 90330000 |  | FIFO | Indian Product | [8 empty] | 0 | 0 | 0 | 1 | 0 | 0 | [7 empty] | 1 |  | Spares-Local- Water Filter Nozzle 6/8 with Ferul
IM07107 | Spares-Local-Indian Air Filter 2000/Nozzle 6/4 | 148052AIRFILTERNOZZLE64 |  | A Class |  |  | I-Inventory | FG-Finish Good | C | Spares | Spares-Local- | Dental Equiment | Main Location | 90330000 |  | FIFO | Indian Product | [8 empty] | 0 | 0 | 0 | 1 | 0 | 0 | [7 empty] | 1 |  | Spares-Local--Indian Air Filter 2000/Nozzle 6/4
IM07108 | Spares-Local-Indian Transformer 12/24 Volts | 148052TRANSFORMER1224VOLT |  | A Class |  |  | I-Inventory | FG-Finish Good | R | Spares | Spares-Local- | Dental Equiment | Main Location | 90330000 |  | FIFO | Indian Product | [8 empty] | 0 | 0 | 0 | 1 | 0 | 0 | [7 empty] | 1 |  | Spares-Local--Indian Transformer 12/24 Volts
IM07109 | Spares-Local- Indian Air Rotor Holder | 148052AIRROTORHOLDER |  | A Class |  |  | I-Inventory | FG-Finish Good | R | Spares | Spares-Local- | Dental Equiment | Main Location | 90330000 |  | FIFO | Indian Product | [8 empty] | 0 | 0 | 0 | 1 | 0 | 0 | [7 empty] | 1 |  | Spares-Spares-Local-- Indian Air Rotor Holder
IM07110 | Spares-Local- 3 Pin Top 5 Amp | Ksp-3 Pin Top 5 Amp |  | A Class |  |  | I-Inventory | TG-Trading Good |  | Spares | Spares-Local- | Dental Equiment | Main Location |  |  | FIFO | Indian Product | [8 empty] | 0 | 0 | 0 | 1 | 0 | 0 | [7 empty] | 1 |  | Spares-Local- 3 Pin Top 5 Amp
IM07111 | Spares-Local- 48 Teeth Gear | 14805248TEETHGEAR |  | A Class |  |  | I-Inventory | FG-Finish Good | R | Spares | Spares-Local- | Dental Equiment | Main Location | 90330000 |  | FIFO | Indian Product | [8 empty] | 0 | 0 | 0 | 1 | 0 | 0 | [7 empty] | 1 |  | Spares-Local- 48 Teeth Gear
IM07112 | Spares-Local- 8 Core Wire | 1480528COREWIRE |  | A Class |  |  | I-Inventory | FG-Finish Good | C | Spares | Spares-Local- | Dental Equiment | Main Location | 90330000 |  | FIFO | Indian Product | [8 empty] | 0 | 0 | 0 | 1 | 0 | 0 | [7 empty] | 1 |  | Spares-Local- 8 Core Wire
IM07113 | Spares-Local- 8 Pin Wire Connector-Big | 1480528PINWIRECONNECTORBIG |  | A Class |  |  | I-Inventory | FG-Finish Good | C | Spares | Spares-Local- | Dental Equiment | Main Location | 90330000 |  | FIFO | Indian Product | [8 empty] | 0 | 0 | 0 | 1 | 0 | 0 | [7 empty] | 1 |  | Spares-Local- 8 Pin Wire Connector-Big
IM07114 | Spares-Local- Air Moisture Seperator | 148052MOISTURESEPERATOR |  | A Class |  |  | I-Inventory | FG-Finish Good | R | Spares | Spares-Local- | Dental Equiment | Main Location | 90330000 |  | FIFO | Indian Product | [8 empty] | 0 | 0 | 0 | 1 | 0 | 0 | [7 empty] | 1 |  | Spares-Local- Air Moisture Seperator
IM07115 | Spares-Local- Air Stopper For Air Filter | 148052AIRFILTERSTOPPER |  | A Class |  |  | I-Inventory | FG-Finish Good | C | Spares | Spares-Local- | Dental Equiment | Main Location | 90330000 |  | FIFO | Indian Product | [8 empty] | 0 | 0 | 0 | 1 | 0 | 0 | [7 empty] | 1 |  | Spares-Local- Air Stopper for Air Filter
IM07116 | Spares-Local- Bearing Puller | 148052BEARINGPULLER |  | A Class |  |  | I-Inventory | FG-Finish Good | R | Spares | Spares-Local- | Dental Equiment | Main Location | 90330000 |  | FIFO | Indian Product | [8 empty] | 0 | 0 | 0 | 1 | 0 | 0 | [7 empty] | 1 |  | Spares-Local- Bearing Puller
IM07117 | Spares-Local- Confident Oil Bottle | 148052CONFIDENTOILBOTTLE |  | A Class |  |  | I-Inventory | FG-Finish Good | R | Spares | Spares-Local- | Dental Equiment | Main Location | 90330000 |  | FIFO | Indian Product | [8 empty] | 0 | 0 | 0 | 1 | 0 | 0 | [7 empty] | 1 |  | Spares-Local- Confident Oil Bottle
IM07118 | Spares-Local- Dental Chair Layout For Chair Floor | 148052LAYOUTCLOTHCHAIRFLOOR |  | A Class |  |  | I-Inventory | FG-Finish Good | R | Spares | Spares-Local- | Dental Equiment | Main Location | 90330000 |  | FIFO | Indian Product | [8 empty] | 0 | 0 | 0 | 1 | 0 | 0 | [7 empty] | 1 |  | Spares-Local- Dental Chair Layout for Chair Floor
IM07119 | Spares-Local- Drain Pipe (Spiral) | 148052DRAINPIPESPIRAL |  | A Class |  |  | I-Inventory | FG-Finish Good | C | Spares | Spares-Local- | Dental Equiment | Main Location | 90330000 |  | FIFO | Indian Product | [8 empty] | 0 | 0 | 0 | 1 | 0 | 0 | [7 empty] | 1 |  | Spares-Local- Drain Pipe (Spiral)
IM07120 | Spares-Local- Durr Suction Pcb 4 Pin Connector | 148052SUCTION4PINCONNECTOR |  | A Class |  |  | I-Inventory | FG-Finish Good | R | Spares | Spares-Local- | Dental Equiment | Main Location | 90330000 |  | FIFO | Indian Product | [8 empty] | 0 | 0 | 0 | 1 | 0 | 0 | [7 empty] | 1 |  | Spares-Local- Durr Suction Pcb 4 Pin Connector
IM07121 | Spares-Local- Gnatus Bulb 12 X 55 | 148052BULB1255 |  | A Class |  |  | I-Inventory | FG-Finish Good | C | Spares | Spares-Local- | Dental Equiment | Main Location | 90330000 |  | FIFO | Indian Product | [8 empty] | 0 | 0 | 0 | 1 | 0 | 0 | [7 empty] | 1 |  | Spares-Local- Gnatus Bulb 12 X 55
IM07122 | Spares-Local- Half Inches Straight Joint | 148052STRAIGHTJOINT |  | A Class |  |  | I-Inventory | FG-Finish Good | C | Spares | Spares-Local- | Dental Equiment | Main Location | 90330000 |  | FIFO | Indian Product | [8 empty] | 0 | 0 | 0 | 1 | 0 | 0 | [7 empty] | 1 |  | Spares-Local-- Half Inches Straight Joint
IM07123 | Spares-Local- Indian Motorised Suction Fibre Cover | 142042MMFIBRECOVER |  | A Class |  |  | I-Inventory | FG-Finish Good | R | Spares | Spares-Local- | Dental Equiment | Main Location | 90330000 |  | FIFO | Indian Product | [8 empty] | 0 | 0 | 0 | 1 | 0 | 0 | [7 empty] | 1 |  | Spares-Local-- Indian Motorised Suction Fibre Cover
IM07124 | Spares-Local- Motorised Suction Silencer (Vidya Entp) | 148052SUCSILENCER |  | A Class |  |  | I-Inventory | FG-Finish Good | R | Spares | Spares-Local- | Dental Equiment | Main Location |  |  | FIFO | Indian Product | [8 empty] | 0 | 0 | 0 | 1 | 0 | 0 | [7 empty] | 1 |  | Spares-Local- Motorised Suction Silencer (Vidya Entp)
IM07125 | Spares-Local- Shrinkable Sleeve | 148052SHRINKABLESLEEVE |  | A Class |  |  | I-Inventory | FG-Finish Good | R | Spares | Spares-Local- | Dental Equiment | Main Location |  |  | FIFO | Indian Product | [8 empty] | 0 | 0 | 0 | 1 | 0 | 0 | [7 empty] | 1 |  | Spares-Local- Shrinkable Sleeve
IM07126 | Spares-Local- Small Compressor Bearing | 148052SMALLCOMPRESSORBERING |  | A Class |  |  | I-Inventory | FG-Finish Good | R | Spares | Spares-Local- | Dental Equiment | Main Location | 90330000 |  | FIFO | Indian Product | [8 empty] | 0 | 0 | 0 | 1 | 0 | 0 | [7 empty] | 1 |  | Spares-Local- Small Compressor Bearing
IM07127 | Spares-Local- Solenoid Coil | 148052SOLENOIDCOIL |  | A Class |  |  | I-Inventory | FG-Finish Good | R | Spares | Spares-Local- | Dental Equiment | Main Location | 90330000 |  | FIFO | Indian Product | [8 empty] | 0 | 0 | 0 | 1 | 0 | 0 | [7 empty] | 1 |  | Spares-Local-- Solenoid Coil
IM07128 | Spares-Local- Solenoid Valve 220V Normally Closed | 148052SOLDVALVENORMALCLOSE |  | A Class |  |  | I-Inventory | FG-Finish Good | C | Spares | Spares-Local- | Dental Equiment | Main Location | 90330000 |  | FIFO | Indian Product | [8 empty] | 0 | 0 | 0 | 1 | 0 | 0 | [7 empty] | 1 |  | Spares-Local- Solenoid Valve 220v Normally Closed
IM07129 | Spares-Local- Solenoid Valve Of Motorised Scution | 148052MSSOLENOIDVALVE |  | A Class |  |  | I-Inventory | FG-Finish Good | R | Spares | Spares-Local- | Dental Equiment | Main Location | 90330000 |  | FIFO | Indian Product | [8 empty] | 0 | 0 | 0 | 1 | 0 | 0 | [7 empty] | 1 |  | Spares-Local-- Solenoid Valve Of Motorised Scution
IM07130 | Spares-Local- Spare-Indian Carbon Bush Base-Nx100S-14 | 148052CARBONBUSHBASENX100S14 |  | A Class |  |  | I-Inventory | FG-Finish Good | R | Spares | Spares-Local- | Dental Equiment | Main Location | 90330000 |  | FIFO | Indian Product | [8 empty] | 0 | 0 | 0 | 1 | 0 | 0 | [7 empty] | 1 |  | Spares-Local- Spare-Indian Carbon Bush Base-Nx100S-14
IM07131 | Spares-Local- Spares- Detergent For Cleaning Kit | 148052CLENINGDETERGENT |  | A Class |  |  | I-Inventory | FG-Finish Good | C | Spares | Spares-Local- | Dental Equiment | Main Location | 90330000 |  | FIFO | Indian Product | [8 empty] | 0 | 0 | 0 | 1 | 0 | 0 | [7 empty] | 1 |  | Spares-Local- Spares- Detergent for cleaning kit
IM07132 | Spares-Local- Spares- Dhoti For Cleaning Kit | 148052CLEANINGDHOTI |  | A Class |  |  | I-Inventory | FG-Finish Good | C | Spares | Spares-Local- | Dental Equiment | Main Location | 90330000 |  | FIFO | Indian Product | [8 empty] | 0 | 0 | 0 | 1 | 0 | 0 | [7 empty] | 1 |  | Spares-Local- Spares- Dhoti for cleaning kit
IM07133 | Spares-Local- Spares- Grease For Cleaning Kit | 148052CLEANINGGREASE |  | A Class |  |  | I-Inventory | FG-Finish Good | C | Spares | Spares-Local- | Dental Equiment | Main Location | 90330000 |  | FIFO | Indian Product | [8 empty] | 0 | 0 | 0 | 1 | 0 | 0 | [7 empty] | 1 |  | Spares-Local- Spares- Grease for cleaning kit
IM07134 | Spares-Local- Spares- Scruber For Cleaning Kit | 148052SCRUBBER |  | A Class |  |  | I-Inventory | FG-Finish Good | C | Spares | Spares-Local- | Dental Equiment | Main Location | 90330000 |  | FIFO | Indian Product | [8 empty] | 0 | 0 | 0 | 1 | 0 | 0 | [7 empty] | 1 |  | Spares-Local- Spares- Scruber for cleaning kit
IM07135 | Spares-Local- Spare-Tee 6*8 | 148052TEE6X8 |  | A Class |  |  | I-Inventory | FG-Finish Good | C | Spares | Spares-Local- | Dental Equiment | Main Location | 90330000 |  | FIFO | Indian Product | [8 empty] | 0 | 0 | 0 | 1 | 0 | 0 | [7 empty] | 1 |  | Spares-Local- Spare-Tee 6*8
IM07136 | Spares-Local- Spare-Wire Connector | 148052WIRECONNECTOR |  | A Class |  |  | I-Inventory | FG-Finish Good | C | Spares | Spares-Local- | Dental Equiment | Main Location | 90330000 |  | FIFO | Indian Product | [8 empty] | 0 | 0 | 0 | 1 | 0 | 0 | [7 empty] | 1 |  | Spares-Local- Spare-Wire Connector
IM07137 | Spares-Local- Stool Pump | 148052STOOLPUMP |  | A Class |  |  | I-Inventory | FG-Finish Good | R | Spares | Spares-Local- | Dental Equiment | Main Location | 90330000 |  | FIFO | Indian Product | [8 empty] | 0 | 0 | 0 | 1 | 0 | 0 | [7 empty] | 1 |  | Spares-Local- Stool Pump
IM07138 | Spares-Local- Straight Joint Of 4Mm | 148052STRAIGHTJOINT4MM |  | A Class |  |  | I-Inventory | FG-Finish Good | C | Spares | Spares-Local- | Dental Equiment | Main Location | 90330000 |  | FIFO | Indian Product | [8 empty] | 0 | 0 | 0 | 1 | 0 | 0 | [7 empty] | 1 |  | Spares-Local-- Straight Joint Of 4Mm
IM07139 | Spares-Local- Tool Kit Brush For Cleaning Kit | 148052BRUSH |  | A Class |  |  | I-Inventory | FG-Finish Good | C | Spares | Spares-Local- | Dental Equiment | Main Location | 90330000 |  | FIFO | Indian Product | [8 empty] | 0 | 0 | 0 | 1 | 0 | 0 | [7 empty] | 1 |  | Spares-Local- Tool Kit Brush for Cleaning Kit
IM07140 | Spares-Local- Tool Kit Di-Soldering Pump | 148052DISOLDEINGPUMP |  | A Class |  |  | I-Inventory | FG-Finish Good | R | Spares | Spares-Local- | Dental Equiment | Main Location | 90330000 |  | FIFO | Indian Product | [8 empty] | 0 | 0 | 0 | 1 | 0 | 0 | [7 empty] | 1 |  | Spares-Local- Tool Kit Di-Soldering Pump
IM07141 | Spares-Local- Tool Kit Fashner 8Mm | 148052FASHNER8MM |  | A Class |  |  | I-Inventory | FG-Finish Good | C | Spares | Spares-Local- | Dental Equiment | Main Location | 90330000 |  | FIFO | Indian Product | [8 empty] | 0 | 0 | 0 | 1 | 0 | 0 | [7 empty] | 1 |  | Spares-Local- Tool Kit Fashner 8Mm
IM07142 | Spares-Local- Tool Kit Ln Key Big (Mm) | 148052LNKEYBIGMM |  | A Class |  |  | I-Inventory | FG-Finish Good | R | Spares | Spares-Local- | Dental Equiment | Main Location | 90330000 |  | FIFO | Indian Product | [8 empty] | 0 | 0 | 0 | 1 | 0 | 0 | [7 empty] | 1 |  | Spares-Local- Tool Kit Ln Key Big (Mm)
IM07143 | Spares-Local- Tool Kit Zorik | 148052ZORIK |  | A Class |  |  | I-Inventory | FG-Finish Good | C | Spares | Spares-Local- | Dental Equiment | Main Location | 90330000 |  | FIFO | Indian Product | [8 empty] | 0 | 0 | 0 | 1 | 0 | 0 | [7 empty] | 1 |  | Spares-Local- Tool Kit Zorik
IM07144 | Spares-Local- U.V. Chamber Tube Socket | 148052UVCHTUBESOCKET |  | A Class |  |  | I-Inventory | FG-Finish Good | R | Spares | Spares-Local- | Dental Equiment | Main Location | 90330000 |  | FIFO | Indian Product | [8 empty] | 0 | 0 | 0 | 1 | 0 | 0 | [7 empty] | 1 |  | Spares-Local- U.V. Chamber Tube Socket
IM07145 | Spares-Local- Up Down Tafflon Bush | 148052TAFFLONBUSH |  | A Class |  |  | I-Inventory | FG-Finish Good | R | Spares | Spares-Local- | Dental Equiment | Main Location | 90330000 |  | FIFO | Indian Product | [8 empty] | 0 | 0 | 0 | 1 | 0 | 0 | [7 empty] | 1 |  | Spares-Local- Up Down Tafflon Bush
IM07146 | Spares-Local- X-Press Dg Small Arm | 148007DGXRAYSMALLARM |  | A Class |  |  | I-Inventory | FG-Finish Good | R | Spares | Spares-Local- | Dental Equiment | Main Location |  |  | FIFO | Indian Product | [8 empty] | 0 | 0 | 0 | 1 | 0 | 0 | [7 empty] | 1 |  | Spares-Local- X-press DG Small Arm
IM07147 | Spares-Local- Xr X-Press Dg Remote | 148007DGXRAYREMOTE |  | A Class |  |  | I-Inventory | FG-Finish Good | R | Spares | Spares-Local- | Dental Equiment | Main Location | 90330000 |  | FIFO | Indian Product | [8 empty] | 0 | 0 | 0 | 1 | 0 | 0 | [7 empty] | 1 |  | Spares-Local- XR X-Press DG Remote
IM07148 | Spares-Local- Xray Generator | 148052XRAYAGENRATOR |  | A Class |  |  | I-Inventory | FG-Finish Good | R | Spares | Spares-Local- | Dental Equiment | Main Location | 90330000 |  | FIFO | Indian Product | [8 empty] | 0 | 0 | 0 | 1 | 0 | 0 | [7 empty] | 1 |  | Spares-Local- Xray Generator
IM07149 | Spares-Local-Drawer Handle | 148052DRAWERHANDLE |  | A Class |  |  | I-Inventory | FG-Finish Good | R | Spares | Spares-Local- | Dental Equiment | Main Location | 90330000 |  | FIFO | Indian Product | [8 empty] | 0 | 0 | 0 | 1 | 0 | 0 | [7 empty] | 1 |  | Spares-Local--Drawer Handle
IM07150 | Spares-Local-Dynair Joint Block | 148052DYNAIRJOINTBLOCK |  | A Class |  |  | I-Inventory | FG-Finish Good | C | Spares | Spares-Local- | Dental Equiment | Main Location | 90330000 |  | FIFO | Indian Product | [8 empty] | 0 | 0 | 0 | 1 | 0 | 0 | [7 empty] | 1 |  | Spares-Local--Dynair Joint Block
IM07151 | Spares-Local-Indan Lab Lock | 148052LABLOCK |  | A Class |  |  | I-Inventory | FG-Finish Good | R | Spares | Spares-Local- | Dental Equiment | Main Location | 90330000 |  | FIFO | Indian Product | [8 empty] | 0 | 0 | 0 | 1 | 0 | 0 | [7 empty] | 1 |  | Spares-Local--Indan Lab Lock
IM07152 | Spares-Local-Indian 10 Core Wire | 14805210COREWIRE |  | A Class |  |  | I-Inventory | FG-Finish Good | C | Spares | Spares-Local- | Dental Equiment | Main Location | 90330000 |  | FIFO | Indian Product | [8 empty] | 0 | 0 | 0 | 1 | 0 | 0 | [7 empty] | 1 |  | Spares-Local--Indian 10 Core Wire
IM07153 | Spares-Local-Indian 2 Core Wire | 1480522COREWIRE |  | A Class |  |  | I-Inventory | FG-Finish Good | C | Spares | Spares-Local- | Dental Equiment | Main Location | 90330000 |  | FIFO | Indian Product | [8 empty] | 0 | 0 | 0 | 1 | 0 | 0 | [7 empty] | 1 |  | Spares-Local--Indian 2 Core Wire
IM07154 | Spares-Local-Indian Adaptor 18V 2.2Amp | 14805218VADAPTOR2.2AMP |  | A Class |  |  | I-Inventory | FG-Finish Good | R | Spares | Spares-Local- | Dental Equiment | Main Location | 90330000 |  | FIFO | Indian Product | [8 empty] | 0 | 0 | 0 | 1 | 0 | 0 | [7 empty] | 1 |  | Spares-Local--Indian Adaptor 18V 2.2Amp
IM07155 | Spares-Local-Indian Adaptor 24 Volt 2Amp | 14805224VOLT2AMP |  | A Class |  |  | I-Inventory | FG-Finish Good | R | Spares | Spares-Local- | Dental Equiment | Main Location | 90330000 |  | FIFO | Indian Product | [8 empty] | 0 | 0 | 0 | 1 | 0 | 0 | [7 empty] | 1 |  | Spares-Local--Indian Adaptor 24 Volt 2Amp
IM07156 | Spares-Local-Indian Armature Base Nx100S-10 | 148052ARMATURENX100S10 |  | A Class |  |  | I-Inventory | FG-Finish Good | R | Spares | Spares-Local- | Dental Equiment | Main Location | 90330000 |  | FIFO | Indian Product | [8 empty] | 0 | 0 | 0 | 1 | 0 | 0 | [7 empty] | 1 |  | Spares-Local--Indian Armature Base Nx100S-10
IM07157 | Spares-Local-Indian Armature Lock Nx100S-7 | 148052ARMATURELOCKNX100S7 |  | A Class |  |  | I-Inventory | FG-Finish Good | R | Spares | Spares-Local- | Dental Equiment | Main Location | 90330000 |  | FIFO | Indian Product | [8 empty] | 0 | 0 | 0 | 1 | 0 | 0 | [7 empty] | 1 |  | Spares-Local--Indian Armature Lock Nx100S-7
IM07158 | Spares-Local-Indian Armature Lock-Nx100E 6-12 | 148052ARMATURELOCKNX100E612 |  | A Class |  |  | I-Inventory | FG-Finish Good | R | Spares | Spares-Local- | Dental Equiment | Main Location | 90330000 |  | FIFO | Indian Product | [8 empty] | 0 | 0 | 0 | 1 | 0 | 0 | [7 empty] | 1 |  | Spares-Local--Indian Armature Lock-Nx100E 6-12
IM07159 | Spares-Local-Indian Armature Nx100S-11 | 148052ARMATURENX100S11 |  | A Class |  |  | I-Inventory | FG-Finish Good | R | Spares | Spares-Local- | Dental Equiment | Main Location | 90330000 |  | FIFO | Indian Product | [8 empty] | 0 | 0 | 0 | 1 | 0 | 0 | [7 empty] | 1 |  | Spares-Local--Indian Armature Nx100S-11
IM07160 | Spares-Local-Indian Armature-Bearing-Nx100E6-9 | 148052ARMATUREBERINGNX100E69 |  | A Class |  |  | I-Inventory | FG-Finish Good | R | Spares | Spares-Local- | Dental Equiment | Main Location | 90330000 |  | FIFO | Indian Product | [8 empty] | 0 | 0 | 0 | 1 | 0 | 0 | [7 empty] | 1 |  | Spares-Local--Indian Armature-Bearing-Nx100E6-9
IM07161 | Spares-Local-Indian Armiture Back Bearing | 148052ARMITUREBACKBEARING |  | A Class |  |  | I-Inventory | FG-Finish Good | R | Spares | Spares-Local- | Dental Equiment | Main Location | 90330000 |  | FIFO | Indian Product | [8 empty] | 0 | 0 | 0 | 1 | 0 | 0 | [7 empty] | 1 |  | Spares-Local--Indian Armiture Back Bearing
IM07162 | Spares-Local-Indian Back Bush-Nx100E7 | 148052BACKBUSHNX100E7 |  | A Class |  |  | I-Inventory | FG-Finish Good | R | Spares | Spares-Local- | Dental Equiment | Main Location | 90330000 |  | FIFO | Indian Product | [8 empty] | 0 | 0 | 0 | 1 | 0 | 0 | [7 empty] | 1 |  | Spares-Local--Indian Back Bush-Nx100E7
IM07163 | Spares-Local-Indian Bearing Nx100S-2-6 | 148052BEARINGNX100S26 |  | A Class |  |  | I-Inventory | FG-Finish Good | R | Spares | Spares-Local- | Dental Equiment | Main Location | 90330000 |  | FIFO | Indian Product | [8 empty] | 0 | 0 | 0 | 1 | 0 | 0 | [7 empty] | 1 |  | Spares-Local--Indian Bearing Nx100S-2-6
IM07164 | Spares-Local-Indian Bush Base Nx100S-12 | 148052BUSHNX100S12 |  | A Class |  |  | I-Inventory | FG-Finish Good | R | Spares | Spares-Local- | Dental Equiment | Main Location | 90330000 |  | FIFO | Indian Product | [8 empty] | 0 | 0 | 0 | 1 | 0 | 0 | [7 empty] | 1 |  | Spares-Local--Indian Bush Base Nx100S-12
IM07165 | Spares-Local-Indian Bush Nx100S-2-3 | 148052BUSHNX100S23 |  | A Class |  |  | I-Inventory | FG-Finish Good | R | Spares | Spares-Local- | Dental Equiment | Main Location | 90330000 |  | FIFO | Indian Product | [8 empty] | 0 | 0 | 0 | 1 | 0 | 0 | [7 empty] | 1 |  | Spares-Local--Indian Bush Nx100S-2-3
IM07166 | Spares-Local-Indian Bush Nx100S-2-9 | 148052BUSHNX100S29 |  | A Class |  |  | I-Inventory | FG-Finish Good | R | Spares | Spares-Local- | Dental Equiment | Main Location | 90330000 |  | FIFO | Indian Product | [8 empty] | 0 | 0 | 0 | 1 | 0 | 0 | [7 empty] | 1 |  | Spares-Local--Indian Bush Nx100S-2-9
IM07167 | Spares-Local-Indian Bush-Nx100E4 | 148052BUSHNX100E4 |  | A Class |  |  | I-Inventory | FG-Finish Good | R | Spares | Spares-Local- | Dental Equiment | Main Location | 90330000 |  | FIFO | Indian Product | [8 empty] | 0 | 0 | 0 | 1 | 0 | 0 | [7 empty] | 1 |  | Spares-Local--Indian Bush-Nx100E4
IM07168 | Spares-Local-Indian Carbon Bush Nx100E 10 | 148052CARBONBUSHNX100E10 |  | A Class |  |  | I-Inventory | FG-Finish Good | R | Spares | Spares-Local- | Dental Equiment | Main Location | 90330000 |  | FIFO | Indian Product | [8 empty] | 0 | 0 | 0 | 1 | 0 | 0 | [7 empty] | 1 |  | Spares-Local--Indian Carbon Bush Nx100E 10
IM07169 | Spares-Local-Indian Chuck Base-Nx100S-2-17 | 148052CHUCKBASENX100S217 |  | A Class |  |  | I-Inventory | FG-Finish Good | R | Spares | Spares-Local- | Dental Equiment | Main Location | 90330000 |  | FIFO | Indian Product | [8 empty] | 0 | 0 | 0 | 1 | 0 | 0 | [7 empty] | 1 |  | Spares-Local--Indian Chuck Base-Nx100S-2-17
IM07170 | Spares-Local-Indian Chuck Lower Base | 148052CHUCKLOWERBASE |  | A Class |  |  | I-Inventory | FG-Finish Good | R | Spares | Spares-Local- | Dental Equiment | Main Location | 90330000 |  | FIFO | Indian Product | [8 empty] | 0 | 0 | 0 | 1 | 0 | 0 | [7 empty] | 1 |  | Spares-Local--Indian Chuck Lower Base
IM07171 | Spares-Local-Indian Chuck Spring Base-Nx100S-2-15 | 148052CHUCKSPRINGBASENX100S215 |  | A Class |  |  | I-Inventory | FG-Finish Good | C | Spares | Spares-Local- | Dental Equiment | Main Location | 90330000 |  | FIFO | Indian Product | [8 empty] | 0 | 0 | 0 | 1 | 0 | 0 | [7 empty] | 1 |  | Spares-Local--Indian Chuck Spring Base-Nx100S-2-15
IM07172 | Spares-Local-Indian Chuck Spring-Nx100S-2-16 | 148052CHUCKSPRINGNX100S216 |  | A Class |  |  | I-Inventory | FG-Finish Good | C | Spares | Spares-Local- | Dental Equiment | Main Location | 90330000 |  | FIFO | Indian Product | [8 empty] | 0 | 0 | 0 | 1 | 0 | 0 | [7 empty] | 1 |  | Spares-Local--Indian Chuck Spring-Nx100S-2-16
IM07173 | Spares-Local-Indian Circuit Board | 148052CIRCUITBOARD |  | A Class |  |  | I-Inventory | FG-Finish Good | R | Spares | Spares-Local- | Dental Equiment | Main Location | 90330000 |  | FIFO | Indian Product | [8 empty] | 0 | 0 | 0 | 1 | 0 | 0 | [7 empty] | 1 |  | Spares-Local--Indian Circuit Board
IM07174 | Spares-Local-Indian Cleaning Kit | 148052CLEANIINGKIT |  | A Class |  |  | I-Inventory | FG-Finish Good | C | Spares | Spares-Local- | Dental Equiment | Main Location | 90330000 |  | FIFO | Indian Product | [8 empty] | 0 | 0 | 0 | 1 | 0 | 0 | [7 empty] | 1 |  | Spares-Local--Indian Cleaning Kit
IM07175 | Spares-Local-Indian Clinical Armature-Nx100E 6 | 148052ARMATURENX100E6 |  | A Class |  |  | I-Inventory | FG-Finish Good | R | Spares | Spares-Local- | Dental Equiment | Main Location | 90330000 |  | FIFO | Indian Product | [8 empty] | 0 | 0 | 0 | 1 | 0 | 0 | [7 empty] | 1 |  | Spares-Local--Indian Clinical Armature-Nx100E 6
IM07176 | Spares-Local-Indian Cord Cover-Nx100E 16 | 148052CORDCOVERNX100E16 |  | A Class |  |  | I-Inventory | FG-Finish Good | R | Spares | Spares-Local- | Dental Equiment | Main Location | 90330000 |  | FIFO | Indian Product | [8 empty] | 0 | 0 | 0 | 1 | 0 | 0 | [7 empty] | 1 |  | Spares-Local--Indian Cord Cover-Nx100E 16
IM07177 | Spares-Local-Indian Cord Cover-Nx100S-21 | 148052CORDCOVERNX100S21 |  | A Class |  |  | I-Inventory | FG-Finish Good | R | Spares | Spares-Local- | Dental Equiment | Main Location | 90330000 |  | FIFO | Indian Product | [8 empty] | 0 | 0 | 0 | 1 | 0 | 0 | [7 empty] | 1 |  | Spares-Local--Indian Cord Cover-Nx100S-21
IM07178 | Spares-Local-Indian Fashner 10Mm | 148052FASHNER10MM |  | A Class |  |  | I-Inventory | FG-Finish Good | C | Spares | Spares-Local- | Dental Equiment | Main Location | 90330000 |  | FIFO | Indian Product | [8 empty] | 0 | 0 | 0 | 1 | 0 | 0 | [7 empty] | 1 |  | Spares-Local--Indian Fashner 10Mm
IM07179 | Spares-Local-Indian Lab Chuck-Nx100S-2-14 | 148052LABCHUCKNX100S214 |  | A Class |  |  | I-Inventory | FG-Finish Good | R | Spares | Spares-Local- | Dental Equiment | Main Location | 90330000 |  | FIFO | Indian Product | [8 empty] | 0 | 0 | 0 | 1 | 0 | 0 | [7 empty] | 1 |  | Spares-Local--Indian Lab Chuck-Nx100S-2-14
IM07180 | Spares-Local-Indian Lab Motor Bush-Nx100S-2-2 | 148052LABMOTORBUSHNX100S22 |  | A Class |  |  | I-Inventory | FG-Finish Good | R | Spares | Spares-Local- | Dental Equiment | Main Location | 90330000 |  | FIFO | Indian Product | [8 empty] | 0 | 0 | 0 | 1 | 0 | 0 | [7 empty] | 1 |  | Spares-Local--Indian Lab Motor Bush-Nx100S-2-2
IM07181 | Spares-Local-Indian Lab Spring 2-18 | 148052LABSPRING218 |  | A Class |  |  | I-Inventory | FG-Finish Good | C | Spares | Spares-Local- | Dental Equiment | Main Location | 90330000 |  | FIFO | Indian Product | [8 empty] | 0 | 0 | 0 | 1 | 0 | 0 | [7 empty] | 1 |  | Spares-Local--Indian Lab Spring 2-18
IM07182 | Spares-Local-Indian Lock Bush-Nx100S-6-2 | 148052LOCKBUSHNX100S62 |  | A Class |  |  | I-Inventory | FG-Finish Good | R | Spares | Spares-Local- | Dental Equiment | Main Location | 90330000 |  | FIFO | Indian Product | [8 empty] | 0 | 0 | 0 | 1 | 0 | 0 | [7 empty] | 1 |  | Spares-Local--Indian Lock Bush-Nx100S-6-2
IM07183 | Spares-Local-Indian Lock-Nx100S-2-1 | 148052LOCKNX100S21 |  | A Class |  |  | I-Inventory | FG-Finish Good | R | Spares | Spares-Local- | Dental Equiment | Main Location | 90330000 |  | FIFO | Indian Product | [8 empty] | 0 | 0 | 0 | 1 | 0 | 0 | [7 empty] | 1 |  | Spares-Local--Indian Lock-Nx100S-2-1
IM07184 | Spares-Local-Indian Metal Bush Nx100E1 | 148052METALBUSHNX100E1 |  | A Class |  |  | I-Inventory | FG-Finish Good | R | Spares | Spares-Local- | Dental Equiment | Main Location | 90330000 |  | FIFO | Indian Product | [8 empty] | 0 | 0 | 0 | 1 | 0 | 0 | [7 empty] | 1 |  | Spares-Local--Indian Metal Bush Nx100E1
IM07185 | Spares-Local-Indian Metal Bush Nx100E2 | 148052METALBUSHNX100E2 |  | A Class |  |  | I-Inventory | FG-Finish Good | R | Spares | Spares-Local- | Dental Equiment | Main Location | 90330000 |  | FIFO | Indian Product | [8 empty] | 0 | 0 | 0 | 1 | 0 | 0 | [7 empty] | 1 |  | Spares-Local--Indian Metal Bush Nx100E2
IM07186 | Spares-Local-Indian Metal O Ring Big Nx100S-8 | 148052METALORINGNX100S8 |  | A Class |  |  | I-Inventory | FG-Finish Good | C | Spares | Spares-Local- | Dental Equiment | Main Location | 90330000 |  | FIFO | Indian Product | [8 empty] | 0 | 0 | 0 | 1 | 0 | 0 | [7 empty] | 1 |  | Spares-Local--Indian Metal O Ring Big Nx100S-8
IM07187 | Spares-Local-Indian Mm Clinical Armature | 148052MMCLINICALARMATURE |  | A Class |  |  | I-Inventory | FG-Finish Good | R | Spares | Spares-Local- | Dental Equiment | Main Location | 90330000 |  | FIFO | Indian Product | [8 empty] | 0 | 0 | 0 | 1 | 0 | 0 | [7 empty] | 1 |  | Spares-Local--Indian Mm Clinical Armature
IM07188 | Spares-Local-Indian Mm Cord Clinical 10Nx100Ec-1 | 148052MMCORD10NX100EC1 |  | A Class |  |  | I-Inventory | FG-Finish Good | R | Spares | Spares-Local- | Dental Equiment | Main Location | 90330000 |  | FIFO | Indian Product | [8 empty] | 0 | 0 | 0 | 1 | 0 | 0 | [7 empty] | 1 |  | Spares-Local--Indian Mm Cord Clinical 10Nx100Ec-1
IM07189 | Spares-Local-Indian Mm Lab Bush 2-9 | 142052LABBUSH29 |  | A Class |  |  | I-Inventory | FG-Finish Good | C | Spares | Spares-Local- | Dental Equiment | Main Location | 90330000 |  | FIFO | Indian Product | [8 empty] | 0 | 0 | 0 | 1 | 0 | 0 | [7 empty] | 1 |  | Spares-Local--Indian Mm Lab Bush 2-9
IM07190 | Spares-Local-Indian Mm Lab Bush 3-2 | 142052LABBUSH32 |  | A Class |  |  | I-Inventory | FG-Finish Good | C | Spares | Spares-Local- | Dental Equiment | Main Location | 90330000 |  | FIFO | Indian Product | [8 empty] | 0 | 0 | 0 | 1 | 0 | 0 | [7 empty] | 1 |  | Spares-Local--Indian Mm Lab Bush 3-2
IM07191 | Spares-Local-Indian Mm Lab Washer 2-8 | 148052MMLABBUSH28 |  | A Class |  |  | I-Inventory | FG-Finish Good | R | Spares | Spares-Local- | Dental Equiment | Main Location | 90330000 |  | FIFO | Indian Product | [8 empty] | 0 | 0 | 0 | 1 | 0 | 0 | [7 empty] | 1 |  | Spares-Local--Indian Mm Lab Washer 2-8
IM07192 | Spares-Local-Indian Mm Lab Wave Washer 2-7 | 148052MMLABWAVEWASHER27 |  | A Class |  |  | I-Inventory | FG-Finish Good | R | Spares | Spares-Local- | Dental Equiment | Main Location | 90330000 |  | FIFO | Indian Product | [8 empty] | 0 | 0 | 0 | 1 | 0 | 0 | [7 empty] | 1 |  | Spares-Local--Indian Mm Lab Wave Washer 2-7
IM07193 | Spares-Local-Indian Mm Spring 4 | 148052MMSPRING4 |  | A Class |  |  | I-Inventory | FG-Finish Good | C | Spares | Spares-Local- | Dental Equiment | Main Location | 90330000 |  | FIFO | Indian Product | [8 empty] | 0 | 0 | 0 | 1 | 0 | 0 | [7 empty] | 1 |  | Spares-Local--Indian Mm Spring 4
IM07194 | Spares-Local-Indian Motorised Suction Motor (Vidya Entp.) | 142042MMMOTORVIDYA |  | A Class |  |  | I-Inventory | FG-Finish Good | R | Spares | Spares-Local- | Dental Equiment | Main Location | 90330000 |  | FIFO | Indian Product | [8 empty] | 0 | 0 | 0 | 1 | 0 | 0 | [7 empty] | 1 |  | Spares-Local--Indian Motorised Suction Motor (Vidya Entp.)
IM07195 | Spares-Local-Indian Pcb Card Ims-1 | 148052IMS1 |  | A Class |  |  | I-Inventory | FG-Finish Good | R | Spares | Spares-Local- | Dental Equiment | Main Location | 90330000 |  | FIFO | Indian Product | [8 empty] | 0 | 0 | 0 | 1 | 0 | 0 | [7 empty] | 1 |  | Spares-Local--Indian Pcb Card Ims-1
IM07196 | Spares-Local-Indian Pcb Card-Mmc-01 | 148052PCBCARDMMC01 |  | A Class |  |  | I-Inventory | FG-Finish Good | R | Spares | Spares-Local- | Dental Equiment | Main Location | 90330000 |  | FIFO | Indian Product | [8 empty] | 0 | 0 | 0 | 1 | 0 | 0 | [7 empty] | 1 |  | Spares-Local--Indian Pcb Card-Mmc-01
IM07197 | Spares-Local-Indian Plastic Bearing Nx100S-9 | 148052PLASTICBERINGNX100S9 |  | A Class |  |  | I-Inventory | FG-Finish Good | C | Spares | Spares-Local- | Dental Equiment | Main Location | 90330000 |  | FIFO | Indian Product | [8 empty] | 0 | 0 | 0 | 1 | 0 | 0 | [7 empty] | 1 |  | Spares-Local--Indian Plastic Bearing Nx100S-9
IM07198 | Spares-Local-Indian Plastic Bush Nx100E6-10 | 148052PLASTICBUSHKX100E610 |  | A Class |  |  | I-Inventory | FG-Finish Good | R | Spares | Spares-Local- | Dental Equiment | Main Location | 90330000 |  | FIFO | Indian Product | [8 empty] | 0 | 0 | 0 | 1 | 0 | 0 | [7 empty] | 1 |  | Spares-Local--Indian Plastic Bush Nx100E6-10
IM07199 | Spares-Local-Indian Platinum Dg Timer Ixpd-6 | 148007PDGTIMERIXPD6 |  | A Class |  |  | I-Inventory | FG-Finish Good | R | Spares | Spares-Local- | Dental Equiment | Main Location |  |  | FIFO | Indian Product | [8 empty] | 0 | 0 | 0 | 1 | 0 | 0 | [7 empty] | 1 |  | Spares-Local--Indian Platinum Dg Timer Ixpd-6
IM07200 | Spares-Local-Indian Platinum Longcone Ixp-06 | 148007PLDGXRAYLONGCONEIXP06 |  | A Class |  |  | I-Inventory | FG-Finish Good | R | Spares | Spares-Local- | Dental Equiment | Main Location | 90330000 |  | FIFO | Indian Product | [8 empty] | 0 | 0 | 0 | 1 | 0 | 0 | [7 empty] | 1 |  | Spares-Local--Indian Platinum Longcone Ixp-06
IM07201 | Spares-Local-Indian Platinum Pcb Connector Ixp-11 | 148007PLDGXRAYPCBCONNECTORIXP11 |  | A Class |  |  | I-Inventory | FG-Finish Good | R | Spares | Spares-Local- | Dental Equiment | Main Location | 90330000 |  | FIFO | Indian Product | [8 empty] | 0 | 0 | 0 | 1 | 0 | 0 | [7 empty] | 1 |  | Spares-Local--Indian Platinum Pcb Connector Ixp-11
IM07202 | Spares-Local-Indian Pressure Guage Big | 148052PRESSUREGUAGEBIG |  | A Class |  |  | I-Inventory | FG-Finish Good | R | Spares | Spares-Local- | Dental Equiment | Main Location | 90330000 |  | FIFO | Indian Product | [8 empty] | 0 | 0 | 0 | 1 | 0 | 0 | [7 empty] | 1 |  | Spares-Local--Indian Pressure Guage Big
IM07203 | Spares-Local-Indian Screw-Nx100E6-13 | 148052SCREWNX100E613 |  | A Class |  |  | I-Inventory | FG-Finish Good | C | Spares | Spares-Local- | Dental Equiment | Main Location | 90330000 |  | FIFO | Indian Product | [8 empty] | 0 | 0 | 0 | 1 | 0 | 0 | [7 empty] | 1 |  | Spares-Local--Indian Screw-Nx100E6-13
IM07204 | Spares-Local-Indian Soldering Bit | 148052SOLDERINGBIT |  | A Class |  |  | I-Inventory | FG-Finish Good | R | Spares | Spares-Local- | Dental Equiment | Main Location | 90330000 |  | FIFO | Indian Product | [8 empty] | 0 | 0 | 0 | 1 | 0 | 0 | [7 empty] | 1 |  | Spares-Local--Indian Soldering Bit
IM07205 | Spares-Local-Indian Solenoid Coil | 148052BCSOLENOIDCOIL |  | A Class |  |  | I-Inventory | FG-Finish Good | R | Spares | Spares-Local- | Dental Equiment | Main Location | 90330000 |  | FIFO | Indian Product | [8 empty] | 0 | 0 | 0 | 1 | 0 | 0 | [7 empty] | 1 |  | Spares-Local--Indian Solenoid Coil
IM07206 | Spares-Local-Indian Spring Base Nx100S-4 | 148052SPRINGBASENX100S4 |  | A Class |  |  | I-Inventory | FG-Finish Good | C | Spares | Spares-Local- | Dental Equiment | Main Location | 90330000 |  | FIFO | Indian Product | [8 empty] | 0 | 0 | 0 | 1 | 0 | 0 | [7 empty] | 1 |  | Spares-Local--Indian Spring Base Nx100S-4
IM07207 | Spares-Local-Indian Thermal Fuse 150 | 148052FUSE150 |  | A Class |  |  | I-Inventory | FG-Finish Good | C | Spares | Spares-Local- | Dental Equiment | Main Location | 90330000 |  | FIFO | Indian Product | [8 empty] | 0 | 0 | 0 | 1 | 0 | 0 | [7 empty] | 1 |  | Spares-Local--Indian Thermal Fuse 150
IM07208 | Spares-Local-Indian Tld-Batches | 148052TLDBATCHES |  | A Class |  |  | I-Inventory | FG-Finish Good | R | Spares | Spares-Local- | Dental Equiment | Main Location | 90330000 |  | FIFO | Indian Product | [8 empty] | 0 | 0 | 0 | 1 | 0 | 0 | [7 empty] | 1 |  | Spares-Local--Indian TLD-Batches
IM07209 | Spares-Local-Indian Top Foot Control Wire | 148052TOPFOOTCNTRLWIRE |  | A Class |  |  | I-Inventory | FG-Finish Good | R | Spares | Spares-Local- | Dental Equiment | Main Location | 90330000 |  | FIFO | Indian Product | [8 empty] | 0 | 0 | 0 | 1 | 0 | 0 | [7 empty] | 1 |  | Spares-Local--Indian Top Foot Control Wire
IM07210 | Spares-Local-Indian Transformer-03Volt | 148052TRANSFORMER3VOLT |  | A Class |  |  | I-Inventory | FG-Finish Good | R | Spares | Spares-Local- | Dental Equiment | Main Location | 90330000 |  | FIFO | Indian Product | [8 empty] | 0 | 0 | 0 | 1 | 0 | 0 | [7 empty] | 1 |  | Spares-Local--Indian Transformer-03Volt
IM07211 | Spares-Local-Indian U.V Chamber Chowk | 148052UVCHAMBERCHOWK |  | A Class |  |  | I-Inventory | FG-Finish Good | R | Spares | Spares-Local- | Dental Equiment | Main Location | 90330000 |  | FIFO | Indian Product | [8 empty] | 0 | 0 | 0 | 1 | 0 | 0 | [7 empty] | 1 |  | Spares-Local--Indian U.V Chamber Chowk
IM07212 | Spares-Local-Indian U.V Chamber Gaskit | 148052UVCHAMBERGASKIT |  | A Class |  |  | I-Inventory | FG-Finish Good | C | Spares | Spares-Local- | Dental Equiment | Main Location | 90330000 |  | FIFO | Indian Product | [8 empty] | 0 | 0 | 0 | 1 | 0 | 0 | [7 empty] | 1 |  | Spares-Local--Indian U.V Chamber Gaskit
IM07213 | Spares-Local-Indian U.V. Chamber Tube | 148052UVCHTUBE |  | A Class |  |  | I-Inventory | FG-Finish Good | R | Spares | Spares-Local- | Dental Equiment | Main Location | 90330000 |  | FIFO | Indian Product | [8 empty] | 0 | 0 | 0 | 1 | 0 | 0 | [7 empty] | 1 |  | Spares-Local--Indian U.V. Chamber Tube
IM07214 | Spares-Local-Indian Washer Nx100S-2-5 | 148052WASHERNX100S25 |  | A Class |  |  | I-Inventory | FG-Finish Good | C | Spares | Spares-Local- | Dental Equiment | Main Location | 90330000 |  | FIFO | Indian Product | [8 empty] | 0 | 0 | 0 | 1 | 0 | 0 | [7 empty] | 1 |  | Spares-Local--Indian Washer Nx100S-2-5
IM07215 | Spares-Local-Indian Water Control Knob-Cx05 | 148052WATERCONTROLCX05 |  | A Class |  |  | I-Inventory | FG-Finish Good | R | Spares | Spares-Local- | Dental Equiment | Main Location | 90330000 |  | FIFO | Indian Product | [8 empty] | 0 | 0 | 0 | 1 | 0 | 0 | [7 empty] | 1 |  | Spares-Local--Indian Water Control Knob-Cx05
IM07216 | Spares-Local-Indian Wave Washer Nx100S2-7 | 14805WAVEWASHERNX100S27 |  | A Class |  |  | I-Inventory | FG-Finish Good | R | Spares | Spares-Local- | Dental Equiment | Main Location | 90330000 |  | FIFO | Indian Product | [8 empty] | 0 | 0 | 0 | 1 | 0 | 0 | [7 empty] | 1 |  | Spares-Local--Indian Wave Washer Nx100S2-7
IM07217 | Spares-Local-Indian Xpeed Inbuilt Micromotor Transformer | 148052MMTRANSFORMER |  | A Class |  |  | I-Inventory | FG-Finish Good | R | Spares | Spares-Local- | Dental Equiment | Main Location | 90330000 |  | FIFO | Indian Product | [8 empty] | 0 | 0 | 0 | 1 | 0 | 0 | [7 empty] | 1 |  | Spares-Local--Indian Xpeed Inbuilt Micromotor Transformer
IM07218 | Spares-Local-Indian X-Press Dg Cone | 148007DGXRAYCONE |  | A Class |  |  | I-Inventory | FG-Finish Good | R | Spares | Spares-Local- | Dental Equiment | Main Location | 90330000 |  | FIFO | Indian Product | [8 empty] | 0 | 0 | 0 | 1 | 0 | 0 | [7 empty] | 1 |  | Spares-Local--Indian X-Press Dg Cone
IM07219 | Spares-Local-Indian X-Press Dg Cone Bush | 148007DGXRAYCONEBUSH |  | A Class |  |  | I-Inventory | FG-Finish Good | R | Spares | Spares-Local- | Dental Equiment | Main Location | 90330000 |  | FIFO | Indian Product | [8 empty] | 0 | 0 | 0 | 1 | 0 | 0 | [7 empty] | 1 |  | Spares-Local--Indian X-Press Dg Cone Bush
IM07220 | Spares-Local-Indian X-Press Dg Timer Sticker | 148007PDGXRAYTIMERSTICKER |  | A Class |  |  | I-Inventory | FG-Finish Good | C | Spares | Spares-Local- | Dental Equiment | Main Location | 90330000 |  | FIFO | Indian Product | [8 empty] | 0 | 0 | 0 | 1 | 0 | 0 | [7 empty] | 1 |  | Spares-Local--Indian X-Press Dg Timer Sticker
IM07221 | Spares-Local-Indian Xray Platinum Dg Side Cover | 148007DGPLXRAYSIDECOVER |  | A Class |  |  | I-Inventory | FG-Finish Good | R | Spares | Spares-Local- | Dental Equiment | Main Location | 90330000 |  | FIFO | Indian Product | [8 empty] | 0 | 0 | 0 | 1 | 0 | 0 | [7 empty] | 1 |  | Spares-Local--Indian Xray Platinum Dg Side Cover
IM07222 | Spares-Local-Indian Xray Platinum Dg Timer Sticker | 148007DGPLXRAYDGTIMERSENSOR |  | A Class |  |  | I-Inventory | FG-Finish Good | R | Spares | Spares-Local- | Dental Equiment | Main Location | 90330000 |  | FIFO | Indian Product | [8 empty] | 0 | 0 | 0 | 1 | 0 | 0 | [7 empty] | 1 |  | Spares-Local--Indian Xray Platinum Dg Timer Sticker
IM07223 | Spares-Local-Indian Xray Platinum Dg Tube Lock Cover | 148007DGPLXRAYTUBELOCKCOVER |  | A Class |  |  | I-Inventory | FG-Finish Good | R | Spares | Spares-Local- | Dental Equiment | Main Location | 90330000 |  | FIFO | Indian Product | [8 empty] | 0 | 0 | 0 | 1 | 0 | 0 | [7 empty] | 1 |  | Spares-Local--Indian Xray Platinum Dg Tube Lock Cover
IM07224 | Spares-Local-Indian Xray Platinum Dg Tube Sde Lock Cover | 148007DGPLXRAYSIDELOCKCOVER |  | A Class |  |  | I-Inventory | FG-Finish Good | R | Spares | Spares-Local- | Dental Equiment | Main Location | 90330000 |  | FIFO | Indian Product | [8 empty] | 0 | 0 | 0 | 1 | 0 | 0 | [7 empty] | 1 |  | Spares-Local--Indian Xray Platinum Dg Tube Sde Lock Cover
IM07225 | Spares-Local-Indian Xray Platinum Short Cone Ixp-7 | 148007DGPLXRAYSHORTCONEIXP7 |  | A Class |  |  | I-Inventory | FG-Finish Good | R | Spares | Spares-Local- | Dental Equiment | Main Location | 90330000 |  | FIFO | Indian Product | [8 empty] | 0 | 0 | 0 | 1 | 0 | 0 | [7 empty] | 1 |  | Spares-Local--Indian Xray Platinum Short Cone Ixp-7
IM07226 | Spares-Local-Indian X-Ray Remote | 148007PLDGXRAYTREMOTE |  | A Class |  |  | I-Inventory | FG-Finish Good | R | Spares | Spares-Local- | Dental Equiment | Main Location | 90330000 |  | FIFO | Indian Product | [8 empty] | 0 | 0 | 0 | 1 | 0 | 0 | [7 empty] | 1 |  | Spares-Local--Indian X-Ray Remote
IM07227 | Spares-Local-Indian Xray Wire Connector | 148007DGXRAYWIRECONNECTOR |  | A Class |  |  | I-Inventory | FG-Finish Good | C | Spares | Spares-Local- | Dental Equiment | Main Location | 90330000 |  | FIFO | Indian Product | [8 empty] | 0 | 0 | 0 | 1 | 0 | 0 | [7 empty] | 1 |  | Spares-Local--Indian Xray Wire Connector
IM07228 | Spares-Local-Inidan Xray Platinum Power Pcb Card | 148007DGPLXRAYPOWERPCBCARD |  | A Class |  |  | I-Inventory | FG-Finish Good | R | Spares | Spares-Local- | Dental Equiment | Main Location | 90330000 |  | FIFO | Indian Product | [8 empty] | 0 | 0 | 0 | 1 | 0 | 0 | [7 empty] | 1 |  | Spares-Local--Inidan Xray Platinum Power Pcb Card
IM07229 | Spares-Local- Component-Spares-Local-Lm 7824 Regulator | 1480527824REGULATOR |  | A Class |  |  | I-Inventory | FG-Finish Good | R | Spares | Spares-Local- | Dental Equiment | Main Location | 90330000 |  | FIFO | Indian Product | [8 empty] | 0 | 0 | 0 | 1 | 0 | 0 | [7 empty] | 1 |  | LP/SP/ Component-Spares-Local--LM 7824 REGULATOR
IM07230 | Spares-Local-Component-Spares-Local-1 Ohms 5W Carbon Resistor | 1480521OMHS5W |  | A Class |  |  | I-Inventory | FG-Finish Good | R | Spares | Spares-Local- | Dental Equiment | Main Location | 90330000 |  | FIFO | Indian Product | [8 empty] | 0 | 0 | 0 | 1 | 0 | 0 | [7 empty] | 1 |  | LP/SP/Component-Spares-Local--1 OHMS 5W CARBON RESISTOR
IM07231 | Spares-Local-Component-Spares-Local-4700-25V | 148052COMPONENT470025V |  | A Class |  |  | I-Inventory | FG-Finish Good | C | Spares | Spares-Local- | Dental Equiment | Main Location | 90330000 |  | FIFO | Indian Product | [8 empty] | 0 | 0 | 0 | 1 | 0 | 0 | [7 empty] | 1 |  | LP/SP/Component-Spares-Local--4700-25V
IM07232 | Spares-Local-Component-Spares-Local-Irf 630 | 148052COMPONENTIRF630 |  | A Class |  |  | I-Inventory | FG-Finish Good | R | Spares | Spares-Local- | Dental Equiment | Main Location | 90330000 |  | FIFO | Indian Product | [8 empty] | 0 | 0 | 0 | 1 | 0 | 0 | [7 empty] | 1 |  | LP/SP/Component-Spares-Local--IRF 630
IM07233 | Spares-Local-Spares-Local- Butter Fly Valve | 148052BUTTERFLYVALVE |  | A Class |  |  | I-Inventory | FG-Finish Good | R | Spares | Spares-Local- | Dental Equiment | Main Location | 90330000 |  | FIFO | Indian Product | [8 empty] | 0 | 0 | 0 | 1 | 0 | 0 | [7 empty] | 1 |  | LP/SP/Spares-Local- BUTTER FLY VALVE
IM07234 | Spares-Local-Spares-Local- Hot Air Gun | 148052HOTAIRGUN |  | A Class |  |  | I-Inventory | FG-Finish Good | R | Spares | Spares-Local- | Dental Equiment | Main Location | 90330000 |  | FIFO | Indian Product | [8 empty] | 0 | 0 | 0 | 1 | 0 | 0 | [7 empty] | 1 |  | LP/SP/Spares-Local- HOT AIR GUN
IM07235 | Spares-Local-Spares-Local- Pcb Polisher | 148052PCBPOLISHER |  | A Class |  |  | I-Inventory | FG-Finish Good | R | Spares | Spares-Local- | Dental Equiment | Main Location | 90330000 |  | FIFO | Indian Product | [8 empty] | 0 | 0 | 0 | 1 | 0 | 0 | [7 empty] | 1 |  | LP/SP/Spares-Local- PCB POLISHER
IM07236 | Spares-Local-Spares-Local- Spray Gun | 148052SPAYGUN |  | A Class |  |  | I-Inventory | FG-Finish Good | R | Spares | Spares-Local- | Dental Equiment | Main Location | 90330000 |  | FIFO | Indian Product | [8 empty] | 0 | 0 | 0 | 1 | 0 | 0 | [7 empty] | 1 |  | LP/SP/Spares-Local- SPRAY GUN
IM07237 | Surgical Loops-Gallion-Gl4-2.5X420 | 112012GL425X420 |  | A Class |  |  | I-Inventory | FG-Finish Good | R | Equipment | Surgical Loops | Dental Equiment | Main Location | 90184900 |  | FIFO | Galilean | [5 empty] | 2.5 times maginification Offers widest field of view with adjustable focal length* Flip up facility Convenient fastner makes it useful for everyone*Optimal magnification |  |  | 0 | 0 | 0 | 1 | 0 | 0 | [7 empty] | 1 |  | Surgical Loops-Gallion-GL4-2.5X420
IM07238 | Surgical Loops-Gallion-Gl4-3.5X420 | 112012GL435X420 |  | A Class |  |  | I-Inventory | FG-Finish Good | R | Equipment | Surgical Loops | Dental Equiment | Main Location | 90184900 |  | FIFO | Galilean | [5 empty] | 3.5 times maginification* Offers widest field of view with adjustable focal length* Flip up facility Convenient fastner makes it useful for everyone *Optimal magnification* |  |  | 0 | 0 | 0 | 1 | 0 | 0 | [7 empty] | 1 |  | Surgical Loops-Gallion-GL4-3.5X420
IM07239 | TFT Clamp- Coxo TFT Clamp Model CX217-3 | 107001CX2173 |  | A Class |  |  | I-Inventory | FG-Finish Good | R | Equipment | TFT Clamp | Dental Equiment | Main Location | 90184900 |  | FIFO | Hongkong Coxo | [5 empty] | Highly durable with PVC quality Permits vertical as well as horizontal movements * Can bear weight upto 5 kg* Compatible with any TFT monitor |  |  | 0 | 0 | 0 | 1 | 0 | 0 | [7 empty] | 1 |  | CO/TF/AC/CLAMP-COXO TEC TFT CLAMP CX217-3
IM07240 | TFT Clamp -Runyes TFT Clamp | 109TFTCLAMP |  | A Class |  |  | I-Inventory | FG-Finish Good | R | Equipment | TFT Clamp | Dental Equiment | Main Location |  |  | FIFO | Runyes | [8 empty] | 0 | 0 | 0 | 1 | 0 | 0 | [7 empty] | 1 |  | RN/TFT/AC/RUNYES TFT CLAMP
IM07241 | Thermoforming Sheet-Good Fit-GT Flex Original Thermoforming Sheet Size 125MMX0.8MM | 211047FLEX8MM |  | A Class |  |  | I-Inventory | FG-Finish Good | C | Consumables | Thermoforming Sheet | Dental Equiment | Main Location | 39219099 |  | FIFO | Good Fit | [8 empty] | 0 | 0 | 0 | 1 | 0 | 0 | [7 empty] | 1 |  | GFT/CM/GT FLEX ORIGINAL THERMOFORMING SHEET/SIZE 125MMX0.8MM
IM07242 | Thermoforming Sheet-Good Fit-GT Flex Pro Thermoforming Sheet Size 125MMX0.8MM | 211047FLEXPRO8MM |  | A Class |  |  | I-Inventory | FG-Finish Good | C | Consumables | Thermoforming Sheet | Dental Equiment | Main Location | 39219099 |  | FIFO | Good Fit | [8 empty] | 0 | 0 | 0 | 1 | 0 | 0 | [7 empty] | 1 |  | GFT/CM/GT FLEX PRO THERMOFORMING SHEET/SIZE 125MMX0.8MM
IM07243 | Thermoforming Sheet-Good Fit-GT Flex Pro Thermoforming Sheet Size 125MMX1.0MM | 211047FLEXPRO10MM |  | A Class |  |  | I-Inventory | FG-Finish Good | C | Consumables | Thermoforming Sheet | Dental Equiment | Main Location | 39219099 |  | FIFO | Good Fit | [8 empty] | 0 | 0 | 0 | 1 | 0 | 0 | [7 empty] | 1 |  | GFT/CM/GT FLEX PRO THERMOFORMING SHEET/SIZE 125MMX1.0MM
IM07244 | Tool Kit-Engineer- Drill Bit | 148052DRILLBIT |  | A Class |  |  | I-Inventory | FG-Finish Good | R | Spares | Tool Kit | Dental Equiment | Main Location | 90330000 |  | FIFO | Indian Product | [8 empty] | 0 | 0 | 0 | 1 | 0 | 0 | [7 empty] | 1 |  | Local Tool Kit Drill Bit
IM07245 | Tool Kit-Engineer- LN Key Small (Inch) | 148052LNKEYSMALLINCH |  | A Class |  |  | I-Inventory | FG-Finish Good | R | Spares | Tool Kit | Dental Equiment | Main Location | 90330000 |  | FIFO | Indian Product | [8 empty] | 0 | 0 | 0 | 1 | 0 | 0 | [7 empty] | 1 |  | Local Tool Kit Ln Key Small (Inch)
IM07246 | Tool Kit-Enigneer- Soldering Paste | 148052SOLDERINGPASTE |  | A Class |  |  | I-Inventory | FG-Finish Good | R | Spares | Tool Kit | Dental Equiment | Main Location | 90330000 |  | FIFO | Indian Product | [8 empty] | 0 | 0 | 0 | 1 | 0 | 0 | [7 empty] | 1 |  | Local Tool Kit Soldering Paste
IM07247 | Tool Kit-Engineer-13 Mm Goti | 14805213MMGOTI |  | A Class |  |  | I-Inventory | FG-Finish Good | R | Spares | Tool Kit | Dental Equiment | Main Location | 90330000 |  | FIFO | Indian Product | [8 empty] | 0 | 0 | 0 | 1 | 0 | 0 | [7 empty] | 1 |  | LP/SP/13 MM GOTI
IM07248 | Tool Kit-Engineer-Cable Tag 6 | 148052CABLETAG |  | A Class |  |  | I-Inventory | FG-Finish Good | C | Spares | Tool Kit | Dental Equiment | Main Location | 90330000 |  | FIFO | Indian Product | [8 empty] | 0 | 0 | 0 | 1 | 0 | 0 | [7 empty] | 1 |  | LP/SP/CABLE TAG 6
IM07249 | Tool Kit-Engineer-Tafflon Tape | 148052TAFFLONTAPE |  | A Class |  |  | I-Inventory | FG-Finish Good | C | Spares | Tool Kit | Dental Equiment | Main Location | 90330000 |  | FIFO | Indian Product | [8 empty] | 0 | 0 | 0 | 1 | 0 | 0 | [7 empty] | 1 |  | LP/SP/TAFFLON TAPE
IM07250 | Tool Kit-Engineer-Small Tool Bag | 148052SMALLTOOLBAG |  | A Class |  |  | I-Inventory | FG-Finish Good | R | Spares | Tool Kit | Dental Equiment | Main Location | 90330000 |  | FIFO | Indian Product | [8 empty] | 0 | 0 | 0 | 1 | 0 | 0 | [7 empty] | 1 |  | LP/TL/SMALL TOOL BAG
IM07251 | Tool Kit-Engineer-12 X 13 Panna | 1480521213PANNA |  | A Class |  |  | I-Inventory | FG-Finish Good | R | Spares | Tool Kit | Dental Equiment | Main Location | 90330000 |  | FIFO | Indian Product | [8 empty] | 0 | 0 | 0 | 1 | 0 | 0 | [7 empty] | 1 |  | LP/TL/SP/12 X 13 PANNA
IM07252 | Tool Kit-Engineer-8Mm Goti | 1480528MMGOTI |  | A Class |  |  | I-Inventory | FG-Finish Good | R | Spares | Tool Kit | Dental Equiment | Main Location | 90330000 |  | FIFO | Indian Product | [8 empty] | 0 | 0 | 0 | 1 | 0 | 0 | [7 empty] | 1 |  | LP/TL/SP/8MM GOTI
IM07253 | Tool Kit-Engineer-Adjustable Spanner | 148052ADJUSTABLESPANNER |  | A Class |  |  | I-Inventory | FG-Finish Good | R | Spares | Tool Kit | Dental Equiment | Main Location | 90330000 |  | FIFO | Indian Product | [8 empty] | 0 | 0 | 0 | 1 | 0 | 0 | [7 empty] | 1 |  | Lp/Tl/Sp/Adjustable Spanner
IM07254 | Tool Kit-Engineer-Alliner (Small Screw Driver) | 148052ALLINER |  | A Class |  |  | I-Inventory | FG-Finish Good | C | Spares | Tool Kit | Dental Equiment | Main Location | 90330000 |  | FIFO | Indian Product | [8 empty] | 0 | 0 | 0 | 1 | 0 | 0 | [7 empty] | 1 |  | Lp/Tl/Sp/Alliner (Small Screw Driver)
IM07255 | Tool Kit-Engineer-Cad Cam-Clamp Multimeter (Lcr)Fluke Frequency Measurement | 148052FLUKE |  | A Class |  |  | I-Inventory | FG-Finish Good | R | Spares | Tool Kit | Dental Equiment | Main Location | 90330000 |  | FIFO | Indian Product | [8 empty] | 0 | 0 | 0 | 1 | 0 | 0 | [7 empty] | 1 |  | LP/TL/SP/CAD CAM-CLAMP MULTIMETER (LCR)FLUKE FREQUENCY MEASUREMENT
IM07256 | Tool Kit-Engineer-Circuler Plier | 148052CIRCULERPLIER |  | A Class |  |  | I-Inventory | FG-Finish Good | R | Spares | Tool Kit | Dental Equiment | Main Location | 90330000 |  | FIFO | Indian Product | [8 empty] | 0 | 0 | 0 | 1 | 0 | 0 | [7 empty] | 1 |  | Lp/Tl/Sp/Circuler Plier
IM07257 | Tool Kit-Engineer-Drill Machine | 148052DRILLMACHINE |  | A Class |  |  | I-Inventory | FG-Finish Good | R | Spares | Tool Kit | Dental Equiment | Main Location | 90330000 |  | FIFO | Indian Product | [8 empty] | 0 | 0 | 0 | 1 | 0 | 0 | [7 empty] | 1 |  | LP/TL/SP/DRILL MACHINE
IM07258 | Tool Kit-Engineer-Electric Tape | 148052ELECTRICTAPE |  | A Class |  |  | I-Inventory | FG-Finish Good | C | Spares | Tool Kit | Dental Equiment | Main Location | 90330000 |  | FIFO | Indian Product | [8 empty] | 0 | 0 | 0 | 1 | 0 | 0 | [7 empty] | 1 |  | Lp/Tl/Sp/Electric Tape
IM07259 | Tool Kit-Engineer-Flat File | 148052FLATFILE |  | A Class |  |  | I-Inventory | FG-Finish Good | R | Spares | Tool Kit | Dental Equiment | Main Location | 90330000 |  | FIFO | Indian Product | [8 empty] | 0 | 0 | 0 | 1 | 0 | 0 | [7 empty] | 1 |  | LP/TL/SP/FLAT FILE
IM07260 | Tool Kit-Engineer-Glue Gun | 148052GLUEGUN |  | A Class |  |  | I-Inventory | FG-Finish Good | R | Spares | Tool Kit | Dental Equiment | Main Location | 90330000 |  | FIFO | Indian Product | [8 empty] | 0 | 0 | 0 | 1 | 0 | 0 | [7 empty] | 1 |  | LP/TL/SP/GLUE GUN
IM07261 | Tool Kit-Engineer-Glue Stick | 148052GLUESTICK |  | A Class |  |  | I-Inventory | FG-Finish Good | R | Spares | Tool Kit | Dental Equiment | Main Location | 90330000 |  | FIFO | Indian Product | [8 empty] | 0 | 0 | 0 | 1 | 0 | 0 | [7 empty] | 1 |  | LP/TL/SP/GLUE STICK
IM07262 | Tool Kit-Engineer-Gnatus Xay Tools | 148052XRAYTOOLS |  | A Class |  |  | I-Inventory | FG-Finish Good | R | Spares | Tool Kit | Dental Equiment | Main Location | 90330000 |  | FIFO | Indian Product | [8 empty] | 0 | 0 | 0 | 1 | 0 | 0 | [7 empty] | 1 |  | LP/TL/SP/GNATUS XAY TOOLS
IM07263 | Tool Kit-Engineer-Hammer | 148052HAMMER |  | A Class |  |  | I-Inventory | FG-Finish Good | R | Spares | Tool Kit | Dental Equiment | Main Location | 90330000 |  | FIFO | Indian Product | [8 empty] | 0 | 0 | 0 | 1 | 0 | 0 | [7 empty] | 1 |  | LP/TL/SP/HAMMER
IM07264 | Tool Kit-Engineer-Lavler | 148052LAVLER |  | A Class |  |  | I-Inventory | FG-Finish Good | R | Spares | Tool Kit | Dental Equiment | Main Location | 90330000 |  | FIFO | Indian Product | [8 empty] | 0 | 0 | 0 | 1 | 0 | 0 | [7 empty] | 1 |  | LP/TL/SP/LAVLER
IM07265 | Tool Kit-Engineer-Ln Key Small (Mm) | 148052LNKEYSMALLMM |  | A Class |  |  | I-Inventory | FG-Finish Good | R | Spares | Tool Kit | Dental Equiment | Main Location | 90330000 |  | FIFO | Indian Product | [8 empty] | 0 | 0 | 0 | 1 | 0 | 0 | [7 empty] | 1 |  | LP/TL/SP/LN KEY SMALL (MM)
IM07266 | Tool Kit-Engineer-Measurement Tape | 148052MEASUREMENTTPE |  | A Class |  |  | I-Inventory | FG-Finish Good | R | Spares | Tool Kit | Dental Equiment | Main Location | 90330000 |  | FIFO | Indian Product | [8 empty] | 0 | 0 | 0 | 1 | 0 | 0 | [7 empty] | 1 |  | LP/TL/SP/MEASUREMENT TAPE
IM07267 | Tool Kit-Engineer-Multimeter | 148052MULTIMETER |  | A Class |  |  | I-Inventory | FG-Finish Good | R | Spares | Tool Kit | Dental Equiment | Main Location | 90330000 |  | FIFO | Indian Product | [8 empty] | 0 | 0 | 0 | 1 | 0 | 0 | [7 empty] | 1 |  | LP/TL/SP/MULTIMETER
IM07268 | Tool Kit-Engineer-Nose Plier | 148052NOSEPLIER |  | A Class |  |  | I-Inventory | FG-Finish Good | R | Spares | Tool Kit | Dental Equiment | Main Location | 90330000 |  | FIFO | Indian Product | [8 empty] | 0 | 0 | 0 | 1 | 0 | 0 | [7 empty] | 1 |  | LP/TL/SP/NOSE PLIER
IM07269 | Tool Kit-Engineer-Nsk Pressure Guage | 148052NSKPRESSUREGUAGE |  | A Class |  |  | I-Inventory | FG-Finish Good | R | Spares | Tool Kit | Dental Equiment | Main Location | 90330000 |  | FIFO | Indian Product | [8 empty] | 0 | 0 | 0 | 1 | 0 | 0 | [7 empty] | 1 |  | LP/TL/SP/NSK PRESSURE GUAGE
IM07270 | Tool Kit-Engineer-Plier | 148052PLIER |  | A Class |  |  | I-Inventory | FG-Finish Good | R | Spares | Tool Kit | Dental Equiment | Main Location | 90330000 |  | FIFO | Indian Product | [8 empty] | 0 | 0 | 0 | 1 | 0 | 0 | [7 empty] | 1 |  | LP/TL/SP/PLIER
IM07271 | Tool Kit-Engineer-Screw Driver Set | 148052SCREWDRIVERSET |  | A Class |  |  | I-Inventory | FG-Finish Good | C | Spares | Tool Kit | Dental Equiment | Main Location | 90330000 |  | FIFO | Indian Product | [8 empty] | 0 | 0 | 0 | 1 | 0 | 0 | [7 empty] | 1 |  | LP/TL/SP/SCREW DRIVER SET
IM07272 | Tool Kit-Engineer-Soldering Iron | 148052SOLDERINGIRON |  | A Class |  |  | I-Inventory | FG-Finish Good | R | Spares | Tool Kit | Dental Equiment | Main Location | 90330000 |  | FIFO | Indian Product | [8 empty] | 0 | 0 | 0 | 1 | 0 | 0 | [7 empty] | 1 |  | LP/TL/SP/SOLDERING IRON
IM07273 | Tool Kit-Engineer-Soldering Wire | 148052SOLDERINGWIRE |  | A Class |  |  | I-Inventory | FG-Finish Good | C | Spares | Tool Kit | Dental Equiment | Main Location | 90330000 |  | FIFO | Indian Product | [8 empty] | 0 | 0 | 0 | 1 | 0 | 0 | [7 empty] | 1 |  | Lp/Tl/Sp/Soldering Wire
IM07274 | Tool Kit-Engineer-Spanner Set | 148052SPANNERSET |  | A Class |  |  | I-Inventory | FG-Finish Good | R | Spares | Tool Kit | Dental Equiment | Main Location | 90330000 |  | FIFO | Indian Product | [8 empty] | 0 | 0 | 0 | 1 | 0 | 0 | [7 empty] | 1 |  | LP/TL/SP/SPANNER SET
IM07275 | Tool Kit-Engineer-Teezer | 148052TEEZER |  | A Class |  |  | I-Inventory | FG-Finish Good | R | Spares | Tool Kit | Dental Equiment | Main Location | 90330000 |  | FIFO | Indian Product | [8 empty] | 0 | 0 | 0 | 1 | 0 | 0 | [7 empty] | 1 |  | Lp/Tl/Sp/Teezer
IM07276 | Tool Kit-Engineer-Tool Bag | 148052TOOLBAG |  | A Class |  |  | I-Inventory | FG-Finish Good | R | Spares | Tool Kit | Dental Equiment | Main Location | 90330000 |  | FIFO | Indian Product | [8 empty] | 0 | 0 | 0 | 1 | 0 | 0 | [7 empty] | 1 |  | LP/TL/SP/TOOL BAG
IM07277 | Tool Kit-Engineer-Top Tool Kit | 148052TOPTOOLKIT |  | A Class |  |  | I-Inventory | FG-Finish Good | R | Spares | Tool Kit | Dental Equiment | Main Location | 90330000 |  | FIFO | Indian Product | [8 empty] | 0 | 0 | 0 | 1 | 0 | 0 | [7 empty] | 1 |  | LP/TL/SP/TOP TOOL KIT
IM07278 | Tool Kit-Engineer-Wire Cutter | 148052WIRECUTTER |  | A Class |  |  | I-Inventory | FG-Finish Good | R | Spares | Tool Kit | Dental Equiment | Main Location | 90330000 |  | FIFO | Indian Product | [8 empty] | 0 | 0 | 0 | 1 | 0 | 0 | [7 empty] | 1 |  | Lp/Tl/Sp/Wire Cutter
IM07279 | Tool Kit-Engineer- CAD CAM LN Hex Key Set | 148052LNHEXKEYSET |  | A Class |  |  | I-Inventory | FG-Finish Good | R | Spares | Tool Kit | Dental Equiment | Main Location | 90330000 |  | FIFO | Indian Product | [5 empty] | . |  |  | 0 | 0 | 0 | 1 | 0 | 0 | [7 empty] | 1 |  | LP/TL/SP/CAD CAM-LN HEX KEY SET
IM07280 | Tool Kit-Engineer- CAD CAM Yato Screw Driver | 148052YATOSCREWDERIVER |  | A Class |  |  | I-Inventory | FG-Finish Good | R | Spares | Tool Kit | Dental Equiment | Main Location | 90330000 |  | FIFO | Indian Product | [5 empty] | . |  |  | 0 | 0 | 0 | 1 | 0 | 0 | [7 empty] | 1 |  | LP/TL/SP/CAD CAM-YATO SCREW DRIVER
IM07281 | Tool Kit-Engineer- Paper Cutter | 148052PAPERCUTTER |  | A Class |  |  | I-Inventory | FG-Finish Good | R | Spares | Tool Kit | Dental Equiment | Main Location | 90330000 |  | FIFO | Indian Product | [8 empty] | 0 | 0 | 0 | 1 | 0 | 0 | [7 empty] | 1 |  | Local Tool Kit Paper Cutter
IM07282 | Tool Kit-Enginner-13 MM Pana | 14805213MMPANNA |  | A Class |  |  | I-Inventory | FG-Finish Good | R | Spares | Tool Kit | Dental Equiment | Main Location | 90330000 |  | FIFO | Indian Product | [8 empty] | 0 | 0 | 0 | 1 | 0 | 0 | [7 empty] | 1 |  | LP/TL/SP/13 MM PANA
IM07283 | Tool Kit-Engineer-Air Blower | 148052AIRBLOWER |  | A Class |  |  | I-Inventory | FG-Finish Good | R | Spares | Tool Kit | Dental Equiment | Main Location | 90330000 |  | FIFO | Indian Product | [8 empty] | 0 | 0 | 0 | 1 | 0 | 0 | [7 empty] | 1 |  | LP/TL/SP/AIR BLOWER
IM07284 | Tool Kit-Engineer-Multi Tool Kit | 148052MULTITOOLKIT |  | A Class |  |  | I-Inventory | FG-Finish Good | R | Spares | Tool Kit | Dental Equiment | Main Location | 90330000 |  | FIFO | Indian Product | [8 empty] | 0 | 0 | 0 | 1 | 0 | 0 | [7 empty] | 1 |  | Lp/Tl/Sp/Multi Tool Kit
IM07285 | Tool Kit-Engineer-Multimeter of Fluke (Radiology) | 148052MULTIMETERFLUKE |  | A Class |  |  | I-Inventory | FG-Finish Good | R | Spares | Tool Kit | Dental Equiment | Main Location | 90330000 |  | FIFO | Indian Product | [8 empty] | 0 | 0 | 0 | 1 | 0 | 0 | [7 empty] | 1 |  | LP/TL/SP/MULTIMETER OF FLUKE (RADIOLOGY)
IM07286 | Tool Kit-Enginner-Soldering Pump | 148052SOLDERINGPUMP |  | A Class |  |  | I-Inventory | FG-Finish Good | R | Spares | Tool Kit | Dental Equiment | Main Location | 90330000 |  | FIFO | Indian Product | [8 empty] | 0 | 0 | 0 | 1 | 0 | 0 | [7 empty] | 1 |  | Lp/Tl/Sp/Soldering Pump
IM07287 | Tooth Paste -GC Gold-Tooth Mousse Pack | 209047TOOTHMOUSEPACK |  | A Class |  |  | I-Inventory | FG-Finish Good | C | Consumables | Tooth Paste | Dental Equiment | Main Location | 30064000 |  | FIFO | GC Gold | [8 empty] | 0 | 0 | 0 | 1 | 0 | 0 | [7 empty] | 1 |  | GC/CEM/CM/TOOTH MOUSSE PACK
IM07288 | Tooth Paste-GC Gold-Tooth Mousse Pack Mint Flavour | 209047GCTMPMINT |  | A Class |  |  | I-Inventory | FG-Finish Good | C | Consumables | Tooth Paste | Dental Equiment | Main Location | 30064000 |  | FIFO | GC Gold | [8 empty] | 0 | 0 | 0 | 1 | 0 | 0 | [7 empty] | 1 |  | GC/CEM/CM/TOOTH MOUSSE PACK MINT FLAVOUR
IM07289 | Tooth Paste-GC Gold-Tooth Mousse Pack Strawberry Flavour | 209047GCTMPSTWBRY |  | A Class |  |  | I-Inventory | FG-Finish Good | C | Consumables | Tooth Paste | Dental Equiment | Main Location | 30064000 |  | FIFO | GC Gold | [8 empty] | 0 | 0 | 0 | 1 | 0 | 0 | [7 empty] | 1 |  | GC/CEM/CM/TOOTH MOUSSE PACK STRAWBERRY FLAVOUR
IM07290 | Tooth Paste-GC Gold-Tooth Mousse Pack Vanilla Flavour | 209047GCTMPVANILA |  | A Class |  |  | I-Inventory | FG-Finish Good | C | Consumables | Tooth Paste | Dental Equiment | Main Location | 30064000 |  | FIFO | GC Gold | [8 empty] | 0 | 0 | 0 | 1 | 0 | 0 | [7 empty] | 1 |  | GC/CEM/CM/TOOTH MOUSSE PACK VANILLA FLAVOUR
IM07291 | Tooth Paste -GC Gold-Tooth Mousse Plus 3 Flavour Pack | 209047TOOTHMOUSEPLUS3 |  | A Class |  |  | I-Inventory | FG-Finish Good | C | Consumables | Tooth Paste | Dental Equiment | Main Location | 30064000 |  | FIFO | GC Gold | [8 empty] | 0 | 0 | 0 | 1 | 0 | 0 | [7 empty] | 1 |  | GC/CEM/CM/TOOTH MOUSSE PLUS 3 FLAVOUR PACK
IM07292 | Spares-Indian-Tray- Indig. U.V. Chamberss Trays Only | 148040TRAYS |  | A Class |  |  | I-Inventory | FG-Finish Good | R | Spares | U.V. Chamber-Spares | Dental Equiment | Main Location |  |  | FIFO | Indian Product | [5 empty] | -It has Autoclavable stainless steel tray*-Power consumption is less than 10 watts*-It has Ultra Violet blue Light 8W*-It is wall mounted and Powder Coated body*-Micro - switch ON / OFF Control for Ultra Violet Light*-It is Electronically Operated to avoid the flickering and consume* Less Electricity*-It is Electronically Operated with see through door*-Inside body covered by stainless steel *-It has safety fuse for voltage fluctuation* |  |  | 0 | 0 | 0 | 1 | 0 | 0 | [7 empty] | 1 |  | IN/UV/AC/TRAY- INDIG. U.V. CHAMBERSS TRAYS ONLY
IM07293 | U.V. Chamber Spares-Local-U.V. Chamber Tube 15 Watt | 148052UVCHAMBERTUBE15W |  | A Class |  |  | I-Inventory | FG-Finish Good | C | Spares | U.V. Chamber-Spares | Dental Equiment | Main Location | 90330000 |  | FIFO | Indian Product | [8 empty] | 0 | 0 | 0 | 1 | 0 | 0 | [7 empty] | 1 |  | LP/UV/SP/U.V. CHAMBER TUBE 15 WATT
IM07294 | Ultrasonic Cleaner-GT Sonic- Model KMH1-10Ltr | 119015KMH110LTR |  | A Class |  |  | I-Inventory | FG-Finish Good | R | Equipment | Ultrasonic Cleaner | Dental Equiment | Main Location | 84192090 |  | FIFO | GT Sonic | [8 empty] | 0 | 0 | 0 | 1 | 0 | 0 | [7 empty] | 1 |  | GT/UC/MC/GT SONIC ULTRASONIC CLEANER MOD- KMH1-10LTR
IM07295 | Ultrasonic Cleaner-GT Sonic- Model VGT 6250-2.5 Ltr | 119015VGT6250 |  | A Class |  |  | I-Inventory | FG-Finish Good | R | Equipment | Ultrasonic Cleaner | Dental Equiment | Main Location | 84192090 |  | FIFO | GT Sonic | [5 empty] | Transducer Based Technology * Capacity is 2.5 Ltr * Ergonomic Design * Portable * Spacious tank suitable for large instruments. * Advanced technique for cleaning of various Dental *Instruments * In-built heater and circuit protector * Fan protects over heating * Ultra sonic frequency : 42,000 Hz * Tank Size : 264 x 164 x 80 * 5 recycle digital timer : 180s-280s-380s-480s-90s* |  |  | 0 | 0 | 0 | 1 | 0 | 0 | [7 empty] | 1 |  | GT/UC/MC/GT SONIC ULTRASONIC CLEANER MOD- VGT 6250-2.5 LTR
IM07296 | Ultrasonic Cleaner- Codyson Dental Ultrasonic Cleaner | 115015DENTURE |  | A Class |  |  | I-Inventory | FG-Finish Good | R | Equipment | Ultrasonic Cleaner | Dental Equiment | Main Location | 84192090 |  | FIFO | Codent | [8 empty] | 0 | 0 | 0 | 1 | 0 | 0 | [7 empty] | 1 |  | CO/UC/AC/DENTURE ULTRASONIC CLEANER
IM07297 | Ultrasonic Cleaner- Codyson Model CD-4860 | 115015CD4860 |  | A Class |  |  | I-Inventory | FG-Finish Good | R | Equipment | Ultrasonic Cleaner | Dental Equiment | Main Location | 90184900 |  | FIFO | Codyson | [8 empty] | 0 | 0 | 0 | 1 | 0 | 0 | [7 empty] | 1 |  | CO/UC/MC CD-4860 ULTRASONIC CLEANER -CD-4860
IM07298 | Ultrasonic Cleaner- Codyson Model CD-3900 3LTR | 115015UCLEANER3LCD3900 |  | A Class |  |  | I-Inventory | FG-Finish Good | R | Equipment | Ultrasonic Cleaner | Dental Equiment | Main Location | 84192090 |  | FIFO | Codyson | [8 empty] | 0 | 0 | 0 | 1 | 0 | 0 | [7 empty] | 1 |  | CO/UC/MC/CD-3900-ULTRASONIC CLEANER 3 L -CD-3900
IM07299 | Ultrasonic Cleaner- Codyson Model CD-4831 3LTR Digital Display LCD | 115015CD4831 |  | A Class |  |  | I-Inventory | FG-Finish Good | R | Equipment | Ultrasonic Cleaner | Dental Equiment | Main Location | 90184900 |  | FIFO | Codyson | [8 empty] | 0 | 0 | 0 | 1 | 0 | 0 | [7 empty] | 1 |  | CO/UC/MC/ULTRASONIC CLEANER 3 LCD 4831/DIGITAL DISPLAY
IM07300 | Ultrasonic Cleaner Spares- Cristofolio-Upper Cover | 116019CLEANERRUPCOVER |  | A Class |  |  | I-Inventory | FG-Finish Good | R | Spares | Ultrasonic Cleaner-Spares | Dental Equiment | Main Location |  |  | FIFO | Cristofolio | [8 empty] | 0 | 0 | 0 | 1 | 0 | 0 | [7 empty] | 1 |  | CR/UC/SP/ ULTRASONIC CLEANER UPPER COVER
IM07301 | Ultrasonic Cleaner Spares-GT Sonic- Power PCB | 119015POWERPCB |  | A Class |  |  | I-Inventory | FG-Finish Good | R | Spares | Ultrasonic Cleaner-Spares | Dental Equiment | Main Location | 90330000 |  | FIFO | GT Sonic | [8 empty] | 0 | 0 | 0 | 1 | 0 | 0 | [7 empty] | 1 |  | Gt/Uc/Mc/Ultrasonic Cleaner Power Pcb
IM07302 | Ultrasonic Cleaner Spares-GT Sonic- Main PCB | 119015MAINPCB |  | A Class |  |  | I-Inventory | FG-Finish Good | R | Spares | Ultrasonic Cleaner-Spares | Dental Equiment | Main Location | 90330000 |  | FIFO | GT Sonic | [8 empty] | 0 | 0 | 0 | 1 | 0 | 0 | [7 empty] | 1 |  | GT/US/SP/GT ULTRASONIC CLEANER MAIN PCB
IM07303 | Ultrasonic Cleaner Spares-GT Sonic- KMH-1-10 LTR Cleaner Body | 119015KMH110LTRCLEANERBODY |  | A Class |  |  | I-Inventory | FG-Finish Good | R | Spares | Ultrasonic Cleaner-Spares | Dental Equiment | Main Location | 90330000 |  | FIFO | GT Sonic | [8 empty] | 0 | 0 | 0 | 1 | 0 | 0 | [7 empty] | 1 |  | GT/US/SP/GT ULTRASONIC KMH1-10LTR CLEANER BODY
IM07304 | Ultrasonic Cleaner Spares-GT Sonic- KMH-1-10 LTR Display PCB | 119015KMH110LTRCLEANERDIPLAYPCB |  | A Class |  |  | I-Inventory | FG-Finish Good | R | Spares | Ultrasonic Cleaner-Spares | Dental Equiment | Main Location | 90330000 |  | FIFO | GT Sonic | [8 empty] | 0 | 0 | 0 | 1 | 0 | 0 | [7 empty] | 1 |  | GT/US/SP/GT ULTRASONIC KMH1-10LTR CLEANER DISPLAY PCB
IM07305 | Ultrasonic Cleaner Spares-GT Sonic- KMH-1-10 LTR Cleaner Fan | 119015KMH110LTRCLEANERFAN |  | A Class |  |  | I-Inventory | FG-Finish Good | C | Spares | Ultrasonic Cleaner-Spares | Dental Equiment | Main Location | 90330000 |  | FIFO | GT Sonic | [8 empty] | 0 | 0 | 0 | 1 | 0 | 0 | [7 empty] | 1 |  | GT/US/SP/GT ULTRASONIC KMH1-10LTR CLEANER FAN
IM07306 | Ultrasonic Cleaner Spares-GT Sonic- KMH-1-10 LTR Cleaner Tray | 119015KMH110LTRCLEANERTRAY |  | A Class |  |  | I-Inventory | FG-Finish Good | R | Spares | Ultrasonic Cleaner-Spares | Dental Equiment | Main Location | 90330000 |  | FIFO | GT Sonic | [8 empty] | 0 | 0 | 0 | 1 | 0 | 0 | [7 empty] | 1 |  | GT/US/SP/GT ULTRASONIC KMH1-10LTR CLEANER TRAY
IM07307 | Ultrasonic Cleaner Spares-GT Sonic- KMH-1-10 LTR Cleaner Water Outlet Valve | 119015KMH110LTRCLEANEROTLETVALVE |  | A Class |  |  | I-Inventory | FG-Finish Good | C | Spares | Ultrasonic Cleaner-Spares | Dental Equiment | Main Location | 90330000 |  | FIFO | GT Sonic | [8 empty] | 0 | 0 | 0 | 1 | 0 | 0 | [7 empty] | 1 |  | GT/US/SP/GT ULTRASONIC KMH1-10LTR CLEANER WATER OUTLET VALVE
IM07308 | Ultrasonic Cleaner Spares-GT Sonic- KMH-1-10 LTR Cleaner Water Tank | 119015KMH110LTRCLEANERWATERTANK |  | A Class |  |  | I-Inventory | FG-Finish Good | R | Spares | Ultrasonic Cleaner-Spares | Dental Equiment | Main Location | 90330000 |  | FIFO | GT Sonic | [8 empty] | 0 | 0 | 0 | 1 | 0 | 0 | [7 empty] | 1 |  | GT/US/SP/GT ULTRASONIC KMH1-10LTR CLEANER WATER TANK
IM07309 | Ultrasonic Cleaner-Codyson Model CD 4830- Basket | 115015CD4830BASKET |  | A Class |  |  | I-Inventory | FG-Finish Good | R | Spares | Ultrasonic Cleaner-Spares | Dental Equiment | Main Location | 90330000 |  | FIFO | Codyson | [8 empty] | 0 | 0 | 0 | 1 | 0 | 0 | [7 empty] | 1 |  | CO/UC/MC/CD-4830 ULTRASONIC CLEANER BASKET
IM07310 | Ultrasonic Cleaner-Codyson Model CD 4830-Lower Body | 115015CD4830LOWERBODY |  | A Class |  |  | I-Inventory | FG-Finish Good | R | Spares | Ultrasonic Cleaner-Spares | Dental Equiment | Main Location | 90330000 |  | FIFO | Codyson | [8 empty] | 0 | 0 | 0 | 1 | 0 | 0 | [7 empty] | 1 |  | CO/UC/MC/CD-4830 ULTRASONIC CLEANER LOWER BODY
IM07311 | Ultrasonic Cleaner-Codyson Model CD 4830- PCB | 115015CD4830PCB |  | A Class |  |  | I-Inventory | FG-Finish Good | R | Spares | Ultrasonic Cleaner-Spares | Dental Equiment | Main Location | 90330000 |  | FIFO | Codyson | [8 empty] | 0 | 0 | 0 | 1 | 0 | 0 | [7 empty] | 1 |  | CO/UC/MC/CD-4830 ULTRASONIC CLEANER PCB
IM07312 | Ultrasonic Cleaner-Codyson Model CD 4830- Power Chowk PCB | 115015POWERPCB |  | A Class |  |  | I-Inventory | FG-Finish Good | R | Spares | Ultrasonic Cleaner-Spares | Dental Equiment | Main Location | 90330000 |  | FIFO | Codyson | [8 empty] | 0 | 0 | 0 | 1 | 0 | 0 | [7 empty] | 1 |  | CO/UC/MC/CD-4830 ULTRASONIC CLEANER POWER CHOWK PCB
IM07313 | Ultrasonic Cleaner-Codyson Model CD 4830- Stainless Steel Tank With Transducer And Heater | 115015CD4830HEATER |  | A Class |  |  | I-Inventory | FG-Finish Good | R | Spares | Ultrasonic Cleaner-Spares | Dental Equiment | Main Location | 90330000 |  | FIFO | Codyson | [8 empty] | 0 | 0 | 0 | 1 | 0 | 0 | [7 empty] | 1 |  | CO/UC/MC/CD-4830 ULTRASONIC CLEANER STAINLESS STEEL TANK WITH TRANSDUCER AND HEATER
IM07314 | Ultrasonic Cleaner-Codyson Model CD 4830- Upper Body | 115015CD4830UPPERBODY |  | A Class |  |  | I-Inventory | FG-Finish Good | R | Spares | Ultrasonic Cleaner-Spares | Dental Equiment | Main Location | 90330000 |  | FIFO | Codyson | [8 empty] | 0 | 0 | 0 | 1 | 0 | 0 | [7 empty] | 1 |  | CO/UC/MC/CD-4830 ULTRASONIC CLEANER UPPER BODY
IM07315 | Ultrasonic Cleaner-Codyson Model CD 4830- Display Panel Body | 115015CD4830PANELBODY |  | A Class |  |  | I-Inventory | FG-Finish Good | R | Spares | Ultrasonic Cleaner-Spares | Dental Equiment | Main Location | 90330000 |  | FIFO | Codyson | [8 empty] | 0 | 0 | 0 | 1 | 0 | 0 | [7 empty] | 1 |  | CO/UC/MC/CD-4830 ULTRASONIC DISPLAY PANEL BODY
IM07316 | Ultrasonic Cleaner-Codyson Model CD 4830- Display Panel PCB | 115015CD4830DISPCB |  | A Class |  |  | I-Inventory | FG-Finish Good | R | Spares | Ultrasonic Cleaner-Spares | Dental Equiment | Main Location | 90330000 |  | FIFO | Codyson | [5 empty] | CO/UC/MC/CD-4830 ULTRASONIC DISPLAY PANEL PCB |  |  | 0 | 0 | 0 | 1 | 0 | 0 | [7 empty] | 1 |  | CO/UC/MC/CD-4830 ULTRASONIC DISPLAY PANEL PCB
IM07317 | Ultrasonic Cleaner-Codyson Model CD 4830- Display PCB With Lid | 115015DISPCBWITHLID |  | A Class |  |  | I-Inventory | FG-Finish Good | R | Spares | Ultrasonic Cleaner-Spares | Dental Equiment | Main Location | 90330000 |  | FIFO | Codyson | [8 empty] | 0 | 0 | 0 | 1 | 0 | 0 | [7 empty] | 1 |  | CO/UC/MC/CD-4830 ULTRASONIC DISPLAY PCB WITH LID
IM07318 | Ultrasonic Cleaner-Codyson Model CD 4830- Power Supply PCB | 115015CD4830POWERSUPPLYPCB |  | A Class |  |  | I-Inventory | FG-Finish Good | R | Spares | Ultrasonic Cleaner-Spares | Dental Equiment | Main Location | 90330000 |  | FIFO | Codyson | [8 empty] | 0 | 0 | 0 | 1 | 0 | 0 | [7 empty] | 1 |  | CO/UC/MC/CD-4830 ULTRASONIC POWER SUPPLY PCB
IM07319 | Ultrasonic Cleaner-Codyson Model CD 4830- Water Drain Valve | 115015CD4830DRAINVALVE |  | A Class |  |  | I-Inventory | FG-Finish Good | R | Spares | Ultrasonic Cleaner-Spares | Dental Equiment | Main Location | 90330000 |  | FIFO | Codyson | [8 empty] | 0 | 0 | 0 | 1 | 0 | 0 | [7 empty] | 1 |  | CO/UC/MC/CD-4830 ULTRASONIC WATER DRAIN VALVE
IM07320 | Ultrasonic Cleaner-Codyson Model CD 4830- Water Drain Valve Kit | 115015CD4830DRAINVALVEKIT |  | A Class |  |  | I-Inventory | FG-Finish Good | R | Spares | Ultrasonic Cleaner-Spares | Dental Equiment | Main Location | 90330000 |  | FIFO | Codyson | [8 empty] | 0 | 0 | 0 | 1 | 0 | 0 | [7 empty] | 1 |  | CO/UC/MC/CD-4830 ULTRASONIC WATER DRAIN VALVE KIT
IM07321 | Ultrasonic Cleaner-Codyson Model CD 4830- Water Outlet Knob | 115015CD4830KNOB |  | A Class |  |  | I-Inventory | FG-Finish Good | R | Spares | Ultrasonic Cleaner-Spares | Dental Equiment | Main Location | 90330000 |  | FIFO | Codyson | [8 empty] | 0 | 0 | 0 | 1 | 0 | 0 | [7 empty] | 1 |  | CO/UC/MC/CD-4830 ULTRASONIC WATER OUTLET KNOB
IM07322 | Ultrasonic Cleaner-Codyson Model CD 4830- Water Outlet Nozzle | 115015CD4830WATERNOZZLE |  | A Class |  |  | I-Inventory | FG-Finish Good | C | Spares | Ultrasonic Cleaner-Spares | Dental Equiment | Main Location | 90330000 |  | FIFO | Codyson | [8 empty] | 0 | 0 | 0 | 1 | 0 | 0 | [7 empty] | 1 |  | CO/UC/MC/CD-4830 ULTRASONIC WATER OUTLET NOZZLE
IM07323 | Ultrasonic Cleaner-Codyson Model CD 4830- Water Outlet Valve | 115015CD4830OUTLETVALVE |  | A Class |  |  | I-Inventory | FG-Finish Good | R | Spares | Ultrasonic Cleaner-Spares | Dental Equiment | Main Location | 90330000 |  | FIFO | Codyson | [8 empty] | 0 | 0 | 0 | 1 | 0 | 0 | [7 empty] | 1 |  | CO/UC/MC/CD-4830 ULTRASONIC WATER OUTLET VALVE
IM07324 | Ultrasonic Cleaner-Codyson Model CD 4830-Heating Chamber | 115015CD4830HEATINGCHAMBER |  | A Class |  |  | I-Inventory | FG-Finish Good | R | Spares | Ultrasonic Cleaner-Spares | Dental Equiment | Main Location | 90330000 |  | FIFO | Codyson | [8 empty] | 0 | 0 | 0 | 1 | 0 | 0 | [7 empty] | 1 |  | CO/UC/MC/CD-4830 ULTRSONIC CLEANER HEATING CHAMBER
IM07325 | Ultrasonic Cleaner- Codyson Model CD-4831 Lower Body | 115015CD4831LOWERCOVER |  | A Class |  |  | I-Inventory | FG-Finish Good | C | Spares | Ultrasonic Cleaner-Spares | Dental Equiment | Main Location | 90330000 |  | FIFO | Codyson | [8 empty] | 0 | 0 | 0 | 1 | 0 | 0 | [7 empty] | 1 |  | CO/UC/MC/CD-4831 ULTRASONIC CLEANER LOWER BODY
IM07326 | Ultrasonic Cleaner- Codyson Model CD-4831 Upper Body | 115015CD4831UPPERCOVER |  | A Class |  |  | I-Inventory | FG-Finish Good | R | Spares | Ultrasonic Cleaner-Spares | Dental Equiment | Main Location | 90330000 |  | FIFO | Codyson | [8 empty] | 0 | 0 | 0 | 1 | 0 | 0 | [7 empty] | 1 |  | CO/UC/MC/CD-4831 ULTRASONIC CLEANER UPPER BODY
IM07327 | Ultrasonic Cleaner- Codyson Model CD-4831 Water Outlet Knob | 115015CD4831OUTLETKNOB |  | A Class |  |  | I-Inventory | FG-Finish Good | R | Spares | Ultrasonic Cleaner-Spares | Dental Equiment | Main Location | 90330000 |  | FIFO | Codyson | [8 empty] | 0 | 0 | 0 | 1 | 0 | 0 | [7 empty] | 1 |  | CO/UC/MC/CD-4831 ULTRASONIC WATER OUTLET KNOB
IM07328 | Ultrasonic Cleaner- Codyson Model CD-4831 Display Control Panel | 115015CD4831CONTROLPANEL |  | A Class |  |  | I-Inventory | FG-Finish Good | R | Spares | Ultrasonic Cleaner-Spares | Dental Equiment | Main Location | 90330000 |  | FIFO | Codyson | [8 empty] | 0 | 0 | 0 | 1 | 0 | 0 | [7 empty] | 1 |  | CO/UC/SP/CD-4831 ULTRASONIC CLEANER DISPLAY CONTROL PANEL
IM07329 | Ultrasonic Cleaner- Codyson Model CD-4831 Display PCB | 115015CD4831DISPLAYPCB |  | A Class |  |  | I-Inventory | FG-Finish Good | R | Spares | Ultrasonic Cleaner-Spares | Dental Equiment | Main Location |  |  | FIFO | Codyson | [8 empty] | 0 | 0 | 0 | 1 | 0 | 0 | [7 empty] | 1 |  | CO/UC/SP/CD-4831 ULTRASONIC CLEANER DISPLAY PCB
IM07330 | Ultrasonic Cleaner- Codyson Model CD-4831 Left Side Cover | 115015CD4831LEFTSIDECOVER |  | A Class |  |  | I-Inventory | FG-Finish Good | R | Spares | Ultrasonic Cleaner-Spares | Dental Equiment | Main Location | 90330000 |  | FIFO | Codyson | [8 empty] | 0 | 0 | 0 | 1 | 0 | 0 | [7 empty] | 1 |  | CO/UC/SP/CD-4831 ULTRASONIC CLEANER LEFT SIDE COVER
IM07331 | Ultrasonic Cleaner- Codyson Model CD-4831 Main PCB | 115015CD4831MAINPCB |  | A Class |  |  | I-Inventory | FG-Finish Good | R | Spares | Ultrasonic Cleaner-Spares | Dental Equiment | Main Location | 90330000 |  | FIFO | Codyson | [8 empty] | 0 | 0 | 0 | 1 | 0 | 0 | [7 empty] | 1 |  | CO/UC/SP/CD-4831 ULTRASONIC CLEANER MAIN PCB
IM07332 | Ultrasonic Cleaner- Codyson Model CD-4831 Tank Lid | 115015CD4831TANKLID |  | A Class |  |  | I-Inventory | TG-Trading Good |  | Spares | Ultrasonic Cleaner-Spares | Dental Equiment | Main Location | 90330000 |  | FIFO | Codyson | [8 empty] | 0 | 0 | 0 | 1 | 0 | 0 | [7 empty] | 1 |  | CO/UC/SP/CD-4831 ULTRASONIC CLEANER TANK LID
IM07333 | Ultrasonic Cleaner- Codyson Model CD-4831 Drainage Valve | 115015CD4831DRAINAGEVALVE |  | A Class |  |  | I-Inventory | FG-Finish Good | C | Spares | Ultrasonic Cleaner-Spares | Dental Equiment | Main Location | 90330000 |  | FIFO | Codyson | [8 empty] | 0 | 0 | 0 | 1 | 0 | 0 | [7 empty] | 1 |  | CO/UC/SP/CD-4831 ULTRASONIC DRAINAGE VALVE
IM07334 | Ultrasonic Cleaner- Codyson Model CD-4831 Power PCB | 115015CD4831POWERPCB |  | A Class |  |  | I-Inventory | FG-Finish Good | R | Spares | Ultrasonic Cleaner-Spares | Dental Equiment | Main Location | 90330000 |  | FIFO | Codyson | [8 empty] | 0 | 0 | 0 | 1 | 0 | 0 | [7 empty] | 1 |  | CO/UC/SP/CD-4831 ULTRASONIC POWER PCB
IM07335 | Ultrasonic Cleaner- Codyson Model CD-4831 Water Heater Tank | 115015CD4831HEATERTANK |  | A Class |  |  | I-Inventory | FG-Finish Good | R | Spares | Ultrasonic Cleaner-Spares | Dental Equiment | Main Location | 90330000 |  | FIFO | Codyson | [8 empty] | 0 | 0 | 0 | 1 | 0 | 0 | [7 empty] | 1 |  | CO/UC/SP/CD-4831 ULTRASONIC WATER HEATER TANK
IM07336 | Ultrasonic Cleaner- Codyson Model CD-4831 Water Tank Drainage Valve | 116015CG4831TANKDRAINAGEVALVE |  | A Class |  |  | I-Inventory | FG-Finish Good | R | Spares | Ultrasonic Cleaner-Spares | Dental Equiment | Main Location | 90330000 |  | FIFO | Codyson | [8 empty] | 0 | 0 | 0 | 1 | 0 | 0 | [7 empty] | 1 |  | CO/UC/SP/CD-4831 ULTRASONIC WATER TANK DRAINAGE VALVE
IM07337 | Ultrasonic Cleaner- Codyson Model CD-4831 Water Tank Right Side Cover | 116015CG4831TANKRIGHTCOVER |  | A Class |  |  | I-Inventory | FG-Finish Good | R | Spares | Ultrasonic Cleaner-Spares | Dental Equiment | Main Location | 90330000 |  | FIFO | Codyson | [8 empty] | 0 | 0 | 0 | 1 | 0 | 0 | [7 empty] | 1 |  | CO/UC/SP/CD-4831 ULTRASONIC WATER TANK RIGHT SIDE COVER
IM07338 | Ultrasonic Cleaner- Codyson Model CD-4831 Water Tank Right Side Handle | 116015CG4831TANKRIGHTHANDLE |  | A Class |  |  | I-Inventory | FG-Finish Good | R | Spares | Ultrasonic Cleaner-Spares | Dental Equiment | Main Location | 90330000 |  | FIFO | Codyson | [8 empty] | 0 | 0 | 0 | 1 | 0 | 0 | [7 empty] | 1 |  | CO/UC/SP/CD-4831 ULTRASONIC WATER TANK RIGHT SIDE HANDLE
IM07339 | Ultrasonic Cleaner- Codyson Model CD-4860 Driving PCB | 115015CD4860DRIVINGPCB |  | A Class |  |  | I-Inventory | FG-Finish Good | R | Spares | Ultrasonic Cleaner-Spares | Dental Equiment | Main Location | 90330000 |  | FIFO | Codyson | [8 empty] | 0 | 0 | 0 | 1 | 0 | 0 | [7 empty] | 1 |  | CO/UC/SP/CD-4860 ULTRASONIC CLEANER DRIVING PCB
IM07340 | Ultrasonic Cleaner- Codyson Model CD-4860 Main PCB | 115015CD4860MAINPCB |  | A Class |  |  | I-Inventory | FG-Finish Good | R | Spares | Ultrasonic Cleaner-Spares | Dental Equiment | Main Location | 90330000 |  | FIFO | Codyson | [8 empty] | 0 | 0 | 0 | 1 | 0 | 0 | [7 empty] | 1 |  | CO/UC/SP/CD-4860 ULTRASONIC CLEANER MAIN PCB
IM07341 | Ultrasonic Cleaner- Codyson Model CD-4830 Basket | 115015CLEANERBASKET |  | A Class |  |  | I-Inventory | FG-Finish Good | R | Spares | Ultrasonic Cleaner-Spares | Dental Equiment | Main Location | 90330000 |  | FIFO | Codyson | [8 empty] | 0 | 0 | 0 | 1 | 0 | 0 | [7 empty] | 1 |  | CO/UC/SP/CODYSON CD-4830 ULTRASONIC CLEANER BASKET
IM07342 | Ultrasonic Cleaner- Codyson Model CD-4830 Basket Cover (Black) | 115015BASKETCOVER |  | A Class |  |  | I-Inventory | FG-Finish Good | R | Spares | Ultrasonic Cleaner-Spares | Dental Equiment | Main Location | 90330000 |  | FIFO | Codyson | [8 empty] | 0 | 0 | 0 | 1 | 0 | 0 | [7 empty] | 1 |  | CO/UC/SP/CODYSON CD-4830 ULTRASONIC CLEANER BASKET COVER (BLACK)
IM07343 | Ultrasonic Cleaner- Codyson Model CD-4830 Drain Pipe | 115015DRAINPIPE |  | A Class |  |  | I-Inventory | FG-Finish Good | R | Spares | Ultrasonic Cleaner-Spares | Dental Equiment | Main Location | 90330000 |  | FIFO | Codyson | [8 empty] | 0 | 0 | 0 | 1 | 0 | 0 | [7 empty] | 1 |  | CO/UC/SP/CODYSON CD-4830 ULTRASONIC CLEANER DRAIN PIPE
IM07344 | Ultrasonic Cleaner- Codyson Model CD-4830 Fan | 115015CLEANERFAN |  | A Class |  |  | I-Inventory | FG-Finish Good | R | Spares | Ultrasonic Cleaner-Spares | Dental Equiment | Main Location | 90330000 |  | FIFO | Codyson | [8 empty] | 0 | 0 | 0 | 1 | 0 | 0 | [7 empty] | 1 |  | CO/UC/SP/CODYSON CD-4830 ULTRASONIC CLEANER FAN
IM07345 | Ultrasonic Cleaner- Codyson Model CD-4830 Gaskit | 115015GASKIT |  | A Class |  |  | I-Inventory | FG-Finish Good | R | Spares | Ultrasonic Cleaner-Spares | Dental Equiment | Main Location | 90330000 |  | FIFO | Codyson | [8 empty] | 0 | 0 | 0 | 1 | 0 | 0 | [7 empty] | 1 |  | CO/UC/SP/CODYSON CD-4830 ULTRASONIC CLEANER GASKIT
IM07346 | Ultrasonic Cleaner- Codyson Model CD-4830 Power Cord | 115015POWERCORD |  | A Class |  |  | I-Inventory | FG-Finish Good | R | Spares | Ultrasonic Cleaner-Spares | Dental Equiment | Main Location | 90330000 |  | FIFO | Codyson | [8 empty] | 0 | 0 | 0 | 1 | 0 | 0 | [7 empty] | 1 |  | CO/UC/SP/CODYSON CD-4830 ULTRASONIC CLEANER POWER CORD
IM07347 | Ultrasonic Cleaner- Codyson Model CD-4831 Fan | 115015CD4831CLEANERFAN |  | A Class |  |  | I-Inventory | FG-Finish Good | R | Spares | Ultrasonic Cleaner-Spares | Dental Equiment | Main Location | 90330000 |  | FIFO | Codyson | [8 empty] | 0 | 0 | 0 | 1 | 0 | 0 | [7 empty] | 1 |  | CO/UC/SP/CODYSON CD-4831 ULTRASONIC CLEANER FAN
IM07348 | Ultrasurgery-NSK-V.Surg-Nsk Pizo Surgery Unit(Vario Surg) | 114014VARIOSURG |  | A Class |  |  | I-Inventory | FG-Finish Good | R | Equipment | Ultrasugery | Dental Equiment | Main Location | 90184900 |  | FIFO | NSK Nakanishi | [8 empty] | 0 | 0 | 0 | 1 | 0 | 0 | [7 empty] | 1 |  | NSK/VS/MC/V.SURG-NSK PIZO SURGERY UNIT(VARIO SURG)
IM07349 | Ultrasurgery Accessories-NSK-Vario Surg Tip-Sg-10 -Z305111 | 114002SG10Z305111 |  | A Class |  |  | I-Inventory | FG-Finish Good | R | Accessories | Ultrasurgery-Accessories | Dental Equiment | Main Location | 90330000 |  | FIFO | NSK Nakanishi | [8 empty] | 0 | 0 | 0 | 1 | 0 | 0 | [7 empty] | 1 |  | NSK/TIP/VARIO SURG TIP-SG-10 /Z305111
IM07350 | Ultrasurgery Accessories-NSK-Vario Surg Tip-Sg1-14L -Z305123 | 114002SG114LZ305123 |  | A Class |  |  | I-Inventory | FG-Finish Good | R | Accessories | Ultrasurgery-Accessories | Dental Equiment | Main Location | 90330000 |  | FIFO | NSK Nakanishi | [8 empty] | 0 | 0 | 0 | 1 | 0 | 0 | [7 empty] | 1 |  | NSK/TIP/VARIO SURG TIP-SG1-14L /Z305123
IM07351 | Ultrasurgery Accessories-NSK-Vario Surg Tip-Sg1-14R -Z305122 | 114002ZSG114RTIP305122 |  | A Class |  |  | I-Inventory | FG-Finish Good | R | Accessories | Ultrasurgery-Accessories | Dental Equiment | Main Location | 90330000 |  | FIFO | NSK Nakanishi | [8 empty] | 0 | 0 | 0 | 1 | 0 | 0 | [7 empty] | 1 |  | NSK/TIP/VARIO SURG TIP-SG1-14R /Z305122
IM07352 | Ultrasurgery Accessories-NSK-Vario Surg Tip-Sg17 -Z305132 | 114002TIPDG17Z305132 |  | A Class |  |  | I-Inventory | FG-Finish Good | R | Accessories | Ultrasurgery-Accessories | Dental Equiment | Main Location | 90330000 |  | FIFO | NSK Nakanishi | [8 empty] | 0 | 0 | 0 | 1 | 0 | 0 | [7 empty] | 1 |  | NSK/TIP/VARIO SURG TIP-SG17 /Z305132
IM07353 | Ultrasurgery Accessories-NSK-Vario Surg Tip-Vp10 -Y900184 (Pack Of 3) | 114002VP10Y900184 |  | A Class |  |  | I-Inventory | FG-Finish Good | R | Accessories | Ultrasurgery-Accessories | Dental Equiment | Main Location | 90330000 |  | FIFO | NSK Nakanishi | [5 empty] | . |  |  | 0 | 0 | 0 | 1 | 0 | 0 | [7 empty] | 1 |  | NSK/TIP/VARIO SURG TIP-VP10 /Y900184 (PACK OF 3)
IM07354 | Ultrasurgery Accessories-NSK-Vario Surg Tip-Vp-10- Z305117 | 114002VP10Z305117 |  | A Class |  |  | I-Inventory | FG-Finish Good | R | Accessories | Ultrasurgery-Accessories | Dental Equiment | Main Location | 90330000 |  | FIFO | NSK Nakanishi | [8 empty] | 0 | 0 | 0 | 1 | 0 | 0 | [7 empty] | 1 |  | NSK/TIP/VARIO SURG TIP-VP-10/ Z305117
IM07355 | Ultrasurgery Spares-Woodpecker- Ultra Surgery Leg Stopper (4 Pair) Set | 118029LEGSTOPPER |  | A Class |  |  | I-Inventory | FG-Finish Good | R | Spares | Ultrasurgery-Spares | Dental Equiment | Main Location | 90330000 |  | FIFO | Gulin Woodpecker | [5 empty] | . |  |  | 0 | 0 | 0 | 1 | 0 | 0 | [7 empty] | 1 |  | GW/UL/SP/WOODPECKER ULTRA SURGERY LEG STOPPER (4 PAIR) SET
IM07356 | Ultrasurgery Spares-Woodpecker- Ultrasurgery 60Watt Round Foot Control | 11802960WFOOTCONTROL |  | A Class |  |  | I-Inventory | FG-Finish Good | R | Spares | Ultrasurgery-Spares | Dental Equiment | Main Location | 90330000 |  | FIFO | Gulin Woodpecker | [8 empty] | 0 | 0 | 0 | 1 | 0 | 0 | [7 empty] | 1 |  | GW/UL/SP/WOODPECKER ULTRASURGERY 60WATT ROUND FOOT CONTROL
IM07357 | Ultrasurgery Spares-Woodpecker- Ultrasurgery Autoclavable Box | 118029BOX |  | A Class |  |  | I-Inventory | FG-Finish Good | R | Spares | Ultrasurgery-Spares | Dental Equiment | Main Location | 90330000 |  | FIFO | Gulin Woodpecker | [8 empty] | 0 | 0 | 0 | 1 | 0 | 0 | [7 empty] | 1 |  | GW/UL/SP/WOODPECKER ULTRASURGERY AUTOCLAVABLE BOX
IM07358 | Ultrasurgery Spares-Woodpecker- Ultrasurgery Exelcymosis Tip Â?? Uc2 | 118029EXELCYMOSISTIPUC2 |  | A Class |  |  | I-Inventory | FG-Finish Good | C | Spares | Ultrasurgery-Spares | Dental Equiment | Main Location | 90330000 |  | FIFO | Gulin Woodpecker | [8 empty] | 0 | 0 | 0 | 1 | 0 | 0 | [7 empty] | 1 |  | GW/UL/SP/WOODPECKER ULTRASURGERY EXELCYMOSIS TIP â?? UC2
IM07359 | Ultrasurgery Spares-Woodpecker- Ultrasurgery Exelcymosis Tip Â?? Up2 | 118029EXELCYMOSISTIPUP2 |  | A Class |  |  | I-Inventory | FG-Finish Good | C | Spares | Ultrasurgery-Spares | Dental Equiment | Main Location | 90330000 |  | FIFO | Gulin Woodpecker | [8 empty] | 0 | 0 | 0 | 1 | 0 | 0 | [7 empty] | 1 |  | GW/UL/SP/WOODPECKER ULTRASURGERY EXELCYMOSIS TIP â?? UP2
IM07360 | Ultrasurgery Spares-Woodpecker- Ultrasurgery Exelcymosis Tip Â?? Up3 | 118029EXELCYMOSISTIPUP3 |  | A Class |  |  | I-Inventory | FG-Finish Good | C | Spares | Ultrasurgery-Spares | Dental Equiment | Main Location | 90184900 |  | FIFO | Gulin Woodpecker | [8 empty] | 0 | 0 | 0 | 1 | 0 | 0 | [7 empty] | 1 |  | GW/UL/SP/WOODPECKER ULTRASURGERY EXELCYMOSIS TIP â?? UP3
IM07361 | Ultrasurgery Spares-Woodpecker- Ultrasurgery Main Foot Control | 118029MAINFOOTCONTROL |  | A Class |  |  | I-Inventory | FG-Finish Good | R | Spares | Ultrasurgery-Spares | Dental Equiment | Main Location | 90330000 |  | FIFO | Gulin Woodpecker | [8 empty] | 0 | 0 | 0 | 1 | 0 | 0 | [7 empty] | 1 |  | GW/UL/SP/WOODPECKER ULTRASURGERY MAIN FOOT CONTROL
IM07362 | Ultrasurgery Spares-Woodpecker- Ultrasurgery Optic Handpiece With Cord Hb-1Led | 118029HPHB1LED |  | A Class |  |  | I-Inventory | FG-Finish Good | R | Spares | Ultrasurgery-Spares | Dental Equiment | Main Location | 90330000 |  | FIFO | Gulin Woodpecker | [8 empty] | 0 | 0 | 0 | 1 | 0 | 0 | [7 empty] | 1 |  | GW/UL/SP/WOODPECKER ULTRASURGERY OPTIC HANDPIECE WITH CORD HB-1LED
IM07363 | Ultrasurgery Spares-Woodpecker- Ultrasurgery Power Supply Pcb | 118029POWERSUPPLYPCB |  | A Class |  |  | I-Inventory | FG-Finish Good | R | Spares | Ultrasurgery-Spares | Dental Equiment | Main Location | 90330000 |  | FIFO | Gulin Woodpecker | [5 empty] | . |  |  | 0 | 0 | 0 | 1 | 0 | 0 | [7 empty] | 1 |  | GW/UL/SP/WOODPECKER ULTRASURGERY POWER SUPPLY PCB
IM07364 | Ultrasurgery Spares-Woodpecker- Ultrasurgery Set Of 5 Tips | 1180385TIPSSET |  | A Class |  |  | I-Inventory | FG-Finish Good | R | Spares | Ultrasurgery-Spares | Dental Equiment | Main Location | 90330000 |  | FIFO | Gulin Woodpecker | [8 empty] | 0 | 0 | 0 | 1 | 0 | 0 | [7 empty] | 1 |  | GW/UL/SP/WOODPECKER ULTRASURGERY SET OF 5 TIPS
IM07365 | Ultrasurgery Spares-Woodpecker- Ultrasurgery Surgery X Tip Ul1 | 118029SURGERYXTIPUL1 |  | A Class |  |  | I-Inventory | FG-Finish Good | R | Spares | Ultrasurgery-Spares | Dental Equiment | Main Location | 90330000 |  | FIFO | Gulin Woodpecker | [8 empty] | 0 | 0 | 0 | 1 | 0 | 0 | [7 empty] | 1 |  | GW/UL/SP/WOODPECKER ULTRASURGERY SURGERY X TIP UL1
IM07366 | Ultrasurgery Spares-Woodpecker- Ultrasurgery Tip Â?? Us | 118029TIPUS5 |  | A Class |  |  | I-Inventory | FG-Finish Good | R | Spares | Ultrasurgery-Spares | Dental Equiment | Main Location | 90330000 |  | FIFO | Gulin Woodpecker | [8 empty] | 0 | 0 | 0 | 1 | 0 | 0 | [7 empty] | 1 |  | GW/UL/SP/WOODPECKER ULTRASURGERY TIP â?? US
IM07367 | Ultrasurgery Spares-Woodpecker- Ultrasurgery Tip P 56T | 118029TIPP56T |  | A Class |  |  | I-Inventory | FG-Finish Good | R | Spares | Ultrasurgery-Spares | Dental Equiment | Main Location | 90330000 |  | FIFO | Gulin Woodpecker | [8 empty] | 0 | 0 | 0 | 1 | 0 | 0 | [7 empty] | 1 |  | GW/UL/SP/WOODPECKER ULTRASURGERY TIP P 56T
IM07368 | Ultrasurgery Spares-Woodpecker- Ultrasurgery Tip Uc1 | 118029TIPUC1 |  | A Class |  |  | I-Inventory | FG-Finish Good | R | Spares | Ultrasurgery-Spares | Dental Equiment | Main Location | 90330000 |  | FIFO | Gulin Woodpecker | [8 empty] | 0 | 0 | 0 | 1 | 0 | 0 | [7 empty] | 1 |  | GW/UL/SP/WOODPECKER ULTRASURGERY TIP UC1
IM07369 | Ultrasurgery Spares-Woodpecker- Ultrasurgery Tip Us 2 | 11802960WTIPUS2 |  | A Class |  |  | I-Inventory | FG-Finish Good | R | Spares | Ultrasurgery-Spares | Dental Equiment | Main Location | 90330000 |  | FIFO | Gulin Woodpecker | [8 empty] | 0 | 0 | 0 | 1 | 0 | 0 | [7 empty] | 1 |  | GW/UL/SP/WOODPECKER ULTRASURGERY TIP US 2
IM07370 | Ultrasurgery Spares-Woodpecker- Ultrasurgery Tip Us 4 | 118029TIPUS4 |  | A Class |  |  | I-Inventory | FG-Finish Good | R | Spares | Ultrasurgery-Spares | Dental Equiment | Main Location | 90330000 |  | FIFO | Gulin Woodpecker | [8 empty] | 0 | 0 | 0 | 1 | 0 | 0 | [7 empty] | 1 |  | GW/UL/SP/WOODPECKER ULTRASURGERY TIP US 4
IM07371 | Ultrasurgery Spares-Woodpecker- Ultrasurgery Tip Us1 | 11802960WTIPUS1 |  | A Class |  |  | I-Inventory | FG-Finish Good | C | Spares | Ultrasurgery-Spares | Dental Equiment | Main Location | 90330000 |  | FIFO | Gulin Woodpecker | [5 empty] | . |  |  | 0 | 0 | 0 | 1 | 0 | 0 | [7 empty] | 1 |  | GW/UL/SP/WOODPECKER ULTRASURGERY TIP US1
IM07372 | Ultrasurgery Spares-Woodpecker- Ultrasurgery Tip Wrench | 118061ULTRASURGERYTIPWRENCH |  | A Class |  |  | I-Inventory | FG-Finish Good | R | Spares | Ultrasurgery-Spares | Dental Equiment | Main Location | 90330000 |  | FIFO | Gulin Woodpecker | [8 empty] | 0 | 0 | 0 | 1 | 0 | 0 | [7 empty] | 1 |  | GW/UL/SP/WOODPECKER ULTRASURGERY TIP WRENCH
IM07373 | Ultrasurgery Spares-Woodpecker- Ultrasurgery Tip-Ui2 | 118029TIPUI2 |  | A Class |  |  | I-Inventory | FG-Finish Good | R | Spares | Ultrasurgery-Spares | Dental Equiment | Main Location | 90330000 |  | FIFO | Gulin Woodpecker | [8 empty] | 0 | 0 | 0 | 1 | 0 | 0 | [7 empty] | 1 |  | GW/UL/SP/WOODPECKER ULTRASURGERY TIP-UI2
IM07374 | Ultrasurgery Spares-Woodpecker- Ultrasurgery Transformer | 118029TRANSFORMER |  | A Class |  |  | I-Inventory | FG-Finish Good | R | Spares | Ultrasurgery-Spares | Dental Equiment | Main Location | 90330000 |  | FIFO | Gulin Woodpecker | [5 empty] | . |  |  | 0 | 0 | 0 | 1 | 0 | 0 | [7 empty] | 1 |  | GW/UL/SP/WOODPECKER ULTRASURGERY TRANSFORMER
IM07375 | Ultrasurgery Spares-Woodpecker- Ultrasurgery Upper Body | 118029UPPERBODY |  | A Class |  |  | I-Inventory | FG-Finish Good | R | Spares | Ultrasurgery-Spares | Dental Equiment | Main Location | 90330000 |  | FIFO | Gulin Woodpecker | [8 empty] | 0 | 0 | 0 | 1 | 0 | 0 | [7 empty] | 1 |  | GW/UL/SP/WOODPECKER ULTRASURGERY UPPER BODY
IM07376 | Ultrasurgery Spares-Woodpecker- Ultrasurgery Vibration Pcb | 118029VIBRATIONPCB |  | A Class |  |  | I-Inventory | FG-Finish Good | R | Spares | Ultrasurgery-Spares | Dental Equiment | Main Location | 90330000 |  | FIFO | Gulin Woodpecker | [5 empty] | . |  |  | 0 | 0 | 0 | 1 | 0 | 0 | [7 empty] | 1 |  | GW/UL/SP/WOODPECKER ULTRASURGERY VIBRATION PCB
IM07377 | Ultrasugery Spares-Woodpecker- Extraction Kit Tip Set Uc3,Uc1,Uc2,Up3,Up2 | 118029EXTRACTIONTIP |  | A Class |  |  | I-Inventory | FG-Finish Good | R | Spares | Ultrasurgery-Spares | Dental Equiment | Main Location | 90330000 |  | FIFO | Gulin Woodpecker | [8 empty] | 0 | 0 | 0 | 1 | 0 | 0 | [7 empty] | 1 |  | GW/US/SP/WOODPECKER EXTRACTION KIT TIP SET UC3,UC1,UC2,UP3,UP2
IM07378 | Ultrasugery Spares-Woodpecker- Osteotomy Kit Tip Set Us1L,Usir,Us6,Us2,Us1 | 11802OSTEOTOMYTIP |  | A Class |  |  | I-Inventory | FG-Finish Good | R | Spares | Ultrasurgery-Spares | Dental Equiment | Main Location | 90330000 |  | FIFO | Gulin Woodpecker | [8 empty] | 0 | 0 | 0 | 1 | 0 | 0 | [7 empty] | 1 |  | GW/US/SP/WOODPECKER OSTEOTOMY KIT TIP SET US1L,USIR,US6,US2,US1
IM07379 | Ultrasugery Spares-Woodpecker- Osteotomy Tip- Us1 | 118029OSTEOTOMYTIPUS1 |  | A Class |  |  | I-Inventory | TG-Trading Good |  | Spares | Ultrasurgery-Spares | Dental Equiment | Main Location | 90330000 |  | FIFO | Gulin Woodpecker | [8 empty] | 0 | 0 | 0 | 1 | 0 | 0 | [7 empty] | 1 |  | GW/US/SP/WOODPECKER OSTEOTOMY TIP- US1
IM07380 | Ultrasugery Spares-Woodpecker- Osteotomy Tip- Us1L | 118029OSTEOTOMYTIPUS1L |  | A Class |  |  | I-Inventory | FG-Finish Good | C | Spares | Ultrasurgery-Spares | Dental Equiment | Main Location | 90330000 |  | FIFO | Gulin Woodpecker | [8 empty] | 0 | 0 | 0 | 1 | 0 | 0 | [7 empty] | 1 |  | GW/US/SP/WOODPECKER OSTEOTOMY TIP- US1L
IM07381 | Ultrasugery Spares-Woodpecker- Osteotomy Tip- Us1R | 118029OSTEOTOMYTIPUS1R |  | A Class |  |  | I-Inventory | FG-Finish Good | R | Spares | Ultrasurgery-Spares | Dental Equiment | Main Location |  |  | FIFO | Gulin Woodpecker | [8 empty] | 0 | 0 | 0 | 1 | 0 | 0 | [7 empty] | 1 |  | GW/US/SP/WOODPECKER OSTEOTOMY TIP- US1R
IM07382 | Ultrasugery Spares-Woodpecker- Osteotomy Tip- Us2 | 118029OSTEOTOMYTIPUS2 |  | A Class |  |  | I-Inventory | FG-Finish Good | C | Spares | Ultrasurgery-Spares | Dental Equiment | Main Location | 90330000 |  | FIFO | Gulin Woodpecker | [8 empty] | 0 | 0 | 0 | 1 | 0 | 0 | [7 empty] | 1 |  | GW/US/SP/WOODPECKER OSTEOTOMY TIP- US2
IM07383 | Ultrasugery Spares-Woodpecker- Osteotomy Tip- Us6 | 118029OSTEOTOMYTIPUS6 |  | A Class |  |  | I-Inventory | FG-Finish Good | C | Spares | Ultrasurgery-Spares | Dental Equiment | Main Location | 90330000 |  | FIFO | Gulin Woodpecker | [8 empty] | 0 | 0 | 0 | 1 | 0 | 0 | [7 empty] | 1 |  | GW/US/SP/WOODPECKER OSTEOTOMY TIP- US6
IM07384 | Ultrasugery Spares-Woodpecker- Periodontal Kit Tip Set Up5,Up7,Up4,Up2,Us4 | 118029PERIODONTALTIP |  | A Class |  |  | I-Inventory | FG-Finish Good | R | Spares | Ultrasurgery-Spares | Dental Equiment | Main Location | 90330000 |  | FIFO | Gulin Woodpecker | [8 empty] | 0 | 0 | 0 | 1 | 0 | 0 | [7 empty] | 1 |  | GW/US/SP/WOODPECKER PERIODONTAL KIT TIP SET UP5,UP7,UP4,UP2,US4
IM07385 | Ultrasugery Spares-Woodpecker- Piezo-Ultrasurgery 60W Tip Ul 2 | 11802960WTIPUL2 |  | A Class |  |  | I-Inventory | FG-Finish Good | R | Spares | Ultrasurgery-Spares | Dental Equiment | Main Location | 90330000 |  | FIFO | Gulin Woodpecker | [8 empty] | 0 | 0 | 0 | 1 | 0 | 0 | [7 empty] | 1 |  | GW/US/SP/WOODPECKER PIEZO-ULTRASURGERY 60W TIP UL 2
IM07386 | Ultrasugery Spares-Woodpecker- Piezo-Ultrasurgery 60W Tip Ul 3 | 118029ULSU60WTIPUL3 |  | A Class |  |  | I-Inventory | FG-Finish Good | R | Spares | Ultrasurgery-Spares | Dental Equiment | Main Location | 90330000 |  | FIFO | Gulin Woodpecker | [8 empty] | 0 | 0 | 0 | 1 | 0 | 0 | [7 empty] | 1 |  | GW/US/SP/WOODPECKER PIEZO-ULTRASURGERY 60W TIP UL 3
IM07387 | Ultrasugery Spares-Woodpecker- Piezo-Ultrasurgery 60W Tip Ul 4 | 11802960WTIPUL4 |  | A Class |  |  | I-Inventory | FG-Finish Good | R | Spares | Ultrasurgery-Spares | Dental Equiment | Main Location | 90330000 |  | FIFO | Gulin Woodpecker | [8 empty] | 0 | 0 | 0 | 1 | 0 | 0 | [7 empty] | 1 |  | GW/US/SP/WOODPECKER PIEZO-ULTRASURGERY 60W TIP UL 4
IM07388 | Ultrasugery Spares-Woodpecker- Piezo-Ultrasurgery 60W Tip Us 2 | 118029ULSU60WTIPUS2 |  | A Class |  |  | I-Inventory | FG-Finish Good | R | Spares | Ultrasurgery-Spares | Dental Equiment | Main Location | 90330000 |  | FIFO | Gulin Woodpecker | [8 empty] | 0 | 0 | 0 | 1 | 0 | 0 | [7 empty] | 1 |  | GW/US/SP/WOODPECKER PIEZO-ULTRASURGERY 60W TIP US 2
IM07389 | Ultrasugery Spares-Woodpecker- Piezo-Ultrasurgery 60W Tip Us 3 | 118002SCALERTIPUS3 |  | A Class |  |  | I-Inventory | FG-Finish Good | R | Spares | Ultrasurgery-Spares | Dental Equiment | Main Location | 90330000 |  | FIFO | Gulin Woodpecker | [8 empty] | 0 | 0 | 0 | 1 | 0 | 0 | [7 empty] | 1 |  | GW/US/SP/WOODPECKER PIEZO-ULTRASURGERY 60W TIP US 3
IM07390 | Ultrasugery Spares-Woodpecker- Sinus Lift Kit Tip Set Ul1,Ul2,Ul3,Ul4,Ul5 | 118029SINUSKITTIP |  | A Class |  |  | I-Inventory | FG-Finish Good | R | Spares | Ultrasurgery-Spares | Dental Equiment | Main Location | 90330000 |  | FIFO | Gulin Woodpecker | [8 empty] | 0 | 0 | 0 | 1 | 0 | 0 | [7 empty] | 1 |  | GW/US/SP/WOODPECKER SINUS LIFT KIT TIP SET UL1,UL2,UL3,UL4,UL5
IM07391 | Ultrasugery Spares-Woodpecker- U6-Ultra Sonic Scaler Tip-G1 | 118002U6SCALERTIPG1 |  | A Class |  |  | I-Inventory | FG-Finish Good | R | Spares | Ultrasurgery-Spares | Dental Equiment | Main Location | 90330000 |  | FIFO | Gulin Woodpecker | [8 empty] | 0 | 0 | 0 | 1 | 0 | 0 | [7 empty] | 1 |  | GW/US/SP/WOODPECKER U6-ULTRA SONIC SCALER TIP-G1
IM07392 | Ultrasugery Spares-Woodpecker- U6-Ultra Sonic Scaler Tip-G2 | 118002U6SCALERTIPG2 |  | A Class |  |  | I-Inventory | FG-Finish Good | R | Spares | Ultrasurgery-Spares | Dental Equiment | Main Location | 90330000 |  | FIFO | Gulin Woodpecker | [8 empty] | 0 | 0 | 0 | 1 | 0 | 0 | [7 empty] | 1 |  | GW/US/SP/WOODPECKER U6-ULTRA SONIC SCALER TIP-G2
IM07393 | Ultrasugery Spares-Woodpecker- U6-Ultra Sonic Scaler Tip-G4 | 118002U6SCALERTIPG4 |  | A Class |  |  | I-Inventory | FG-Finish Good | R | Spares | Ultrasurgery-Spares | Dental Equiment | Main Location | 90330000 |  | FIFO | Gulin Woodpecker | [8 empty] | 0 | 0 | 0 | 1 | 0 | 0 | [7 empty] | 1 |  | GW/US/SP/WOODPECKER U6-ULTRA SONIC SCALER TIP-G4
IM07394 | Ultrasugery Spares-Woodpecker- U6-Ultra Sonic Scaler Tip-P4 | 118002U6SCALERTIPP4 |  | A Class |  |  | I-Inventory | FG-Finish Good | R | Spares | Ultrasurgery-Spares | Dental Equiment | Main Location | 90330000 |  | FIFO | Gulin Woodpecker | [8 empty] | 0 | 0 | 0 | 1 | 0 | 0 | [7 empty] | 1 |  | GW/US/SP/WOODPECKER U6-ULTRA SONIC SCALER TIP-P4
IM07395 | Ultrasugery Spares-Woodpecker- Ultrasonic Scaler- Ed12D (Endodontics) | 118002SCALERENDODONTICSED12D |  | A Class |  |  | I-Inventory | FG-Finish Good | C | Spares | Ultrasurgery-Spares | Dental Equiment | Main Location | 90330000 |  | FIFO | Gulin Woodpecker | [8 empty] | 0 | 0 | 0 | 1 | 0 | 0 | [7 empty] | 1 |  | GW/US/SP/WOODPECKER ULTRASONIC SCALER- ED12D (ENDODONTICS)
IM07396 | Ultrasugery Spares-Woodpecker- Ultrasonic Scaler- Ed14D (Endodontics) | 118002SCALERENDODONTICSED14D |  | A Class |  |  | I-Inventory | FG-Finish Good | C | Spares | Ultrasurgery-Spares | Dental Equiment | Main Location | 90330000 |  | FIFO | Gulin Woodpecker | [8 empty] | 0 | 0 | 0 | 1 | 0 | 0 | [7 empty] | 1 |  | GW/US/SP/WOODPECKER ULTRASONIC SCALER- ED14D (ENDODONTICS)
IM07397 | Ultrasugery Spares-Woodpecker- Ultrasonic Scaler- Ed6 (Endodontics) | 118002SCALERENDODONTICSED6 |  | A Class |  |  | I-Inventory | FG-Finish Good | R | Spares | Ultrasurgery-Spares | Dental Equiment | Main Location | 90330000 |  | FIFO | Gulin Woodpecker | [8 empty] | 0 | 0 | 0 | 1 | 0 | 0 | [7 empty] | 1 |  | GW/US/SP/WOODPECKER ULTRASONIC SCALER- ED6 (ENDODONTICS)
IM07398 | Ultrasugery Spares-Woodpecker- Ultrasonic Scaler- Gd5 (Endodontics) | 118002SCALERENDODONTICSGD5 |  | A Class |  |  | I-Inventory | FG-Finish Good | R | Spares | Ultrasurgery-Spares | Dental Equiment | Main Location | 90330000 |  | FIFO | Gulin Woodpecker | [8 empty] | 0 | 0 | 0 | 1 | 0 | 0 | [7 empty] | 1 |  | GW/US/SP/WOODPECKER ULTRASONIC SCALER- GD5 (ENDODONTICS)
IM07399 | Ultrasugery Spares-Woodpecker- Ultrasonic Scaler-Ed3D (Endodontics) | 118002SCALERENDODONTICSTIPED3D |  | A Class |  |  | I-Inventory | FG-Finish Good | R | Spares | Ultrasurgery-Spares | Dental Equiment | Main Location | 90330000 |  | FIFO | Gulin Woodpecker | [8 empty] | 0 | 0 | 0 | 1 | 0 | 0 | [7 empty] | 1 |  | GW/US/SP/WOODPECKER ULTRASONIC SCALER-ED3D (ENDODONTICS)
IM07400 | Ultrasugery Spares-Woodpecker- Ultrasurgery Endodontic Tip-Ue1 | 118002SCALERTIPUE1 |  | A Class |  |  | I-Inventory | FG-Finish Good | R | Spares | Ultrasurgery-Spares | Dental Equiment | Main Location | 90330000 |  | FIFO | Gulin Woodpecker | [8 empty] | 0 | 0 | 0 | 1 | 0 | 0 | [7 empty] | 1 |  | GW/US/SP/WOODPECKER ULTRASURGERY ENDODONTIC TIP-UE1
IM07401 | Ultrasugery Spares-Woodpecker- Ultrasurgery Endodontic Tip-Ue2 | 118002SCALERTIPUE2 |  | A Class |  |  | I-Inventory | FG-Finish Good | R | Spares | Ultrasurgery-Spares | Dental Equiment | Main Location | 90330000 |  | FIFO | Gulin Woodpecker | [8 empty] | 0 | 0 | 0 | 1 | 0 | 0 | [7 empty] | 1 |  | GW/US/SP/WOODPECKER ULTRASURGERY ENDODONTIC TIP-UE2
IM07402 | Ultrasugery Spares-Woodpecker- Ultrasurgery Endodontic Tip-Ue3 | 118002SCALERTIPUE3 |  | A Class |  |  | I-Inventory | FG-Finish Good | R | Spares | Ultrasurgery-Spares | Dental Equiment | Main Location | 90330000 |  | FIFO | Gulin Woodpecker | [8 empty] | 0 | 0 | 0 | 1 | 0 | 0 | [7 empty] | 1 |  | GW/US/SP/WOODPECKER ULTRASURGERY ENDODONTIC TIP-UE3
IM07403 | Ultrasugery Spares-Woodpecker- Ultrasurgery Endodontic Tip-Ue4 | 118002SCALERTIPUE4 |  | A Class |  |  | I-Inventory | FG-Finish Good | R | Spares | Ultrasurgery-Spares | Dental Equiment | Main Location | 90330000 |  | FIFO | Gulin Woodpecker | [8 empty] | 0 | 0 | 0 | 1 | 0 | 0 | [7 empty] | 1 |  | GW/US/SP/WOODPECKER ULTRASURGERY ENDODONTIC TIP-UE4
IM07404 | Ultrasugery Spares-Woodpecker- Ultrasurgery Tip Â?? Ed10T | 118029TIPED10T |  | A Class |  |  | I-Inventory | FG-Finish Good | R | Spares | Ultrasurgery-Spares | Dental Equiment | Main Location | 90330000 |  | FIFO | Gulin Woodpecker | [8 empty] | 0 | 0 | 0 | 1 | 0 | 0 | [7 empty] | 1 |  | GW/US/SP/WOODPECKER ULTRASURGERY TIP â?? ED10T
IM07405 | Ultrasugery Spares-Woodpecker- Ultrasurgery Tip Â?? Ed4T | 118029TIPED4T |  | A Class |  |  | I-Inventory | FG-Finish Good | R | Spares | Ultrasurgery-Spares | Dental Equiment | Main Location | 90330000 |  | FIFO | Gulin Woodpecker | [8 empty] | 0 | 0 | 0 | 1 | 0 | 0 | [7 empty] | 1 |  | GW/US/SP/WOODPECKER ULTRASURGERY TIP â?? ED4T
IM07406 | Ultrasugery Spares-Woodpecker- Ultrasurgery Tip Â?? Ed5T | 118029TIPED5T |  | A Class |  |  | I-Inventory | FG-Finish Good | R | Spares | Ultrasurgery-Spares | Dental Equiment | Main Location | 90330000 |  | FIFO | Gulin Woodpecker | [8 empty] | 0 | 0 | 0 | 1 | 0 | 0 | [7 empty] | 1 |  | GW/US/SP/WOODPECKER ULTRASURGERY TIP â?? ED5T
IM07407 | Ultrasugery Spares-Woodpecker- Ultrasurgery Tip Ed14T | 118029TIPED14T |  | A Class |  |  | I-Inventory | FG-Finish Good | R | Spares | Ultrasurgery-Spares | Dental Equiment | Main Location | 90330000 |  | FIFO | Gulin Woodpecker | [8 empty] | 0 | 0 | 0 | 1 | 0 | 0 | [7 empty] | 1 |  | GW/US/SP/WOODPECKER ULTRASURGERY TIP ED14T
IM07408 | Ultrasugery Spares-Woodpecker- Ultrasurgery Tip-E12D | 118029TIPE12D |  | A Class |  |  | I-Inventory | FG-Finish Good | R | Spares | Ultrasurgery-Spares | Dental Equiment | Main Location | 90330000 |  | FIFO | Gulin Woodpecker | [8 empty] | 0 | 0 | 0 | 1 | 0 | 0 | [7 empty] | 1 |  | GW/US/SP/WOODPECKER ULTRASURGERY TIP-E12D
IM07409 | Ultrasugery Spares-Woodpecker- Ultrasurgery Tip-E14 | 118029TIPE14 |  | A Class |  |  | I-Inventory | FG-Finish Good | R | Spares | Ultrasurgery-Spares | Dental Equiment | Main Location | 90330000 |  | FIFO | Gulin Woodpecker | [8 empty] | 0 | 0 | 0 | 1 | 0 | 0 | [7 empty] | 1 |  | GW/US/SP/WOODPECKER ULTRASURGERY TIP-E14
IM07410 | Ultrasugery Spares-Woodpecker- Ultrasurgery Tip-E14D | 118029TIPE14D |  | A Class |  |  | I-Inventory | FG-Finish Good | R | Spares | Ultrasurgery-Spares | Dental Equiment | Main Location | 90330000 |  | FIFO | Gulin Woodpecker | [8 empty] | 0 | 0 | 0 | 1 | 0 | 0 | [7 empty] | 1 |  | GW/US/SP/WOODPECKER ULTRASURGERY TIP-E14D
IM07411 | Ultrasugery Spares-Woodpecker- Ultrasurgery Tip-E4 | 118029TIPE4 |  | A Class |  |  | I-Inventory | FG-Finish Good | R | Spares | Ultrasurgery-Spares | Dental Equiment | Main Location | 90330000 |  | FIFO | Gulin Woodpecker | [8 empty] | 0 | 0 | 0 | 1 | 0 | 0 | [7 empty] | 1 |  | GW/US/SP/WOODPECKER ULTRASURGERY TIP-E4
IM07412 | Ultrasugery Spares-Woodpecker- Ultrasurgery Tip-E4D | 118029TIPE4D |  | A Class |  |  | I-Inventory | FG-Finish Good | R | Spares | Ultrasurgery-Spares | Dental Equiment | Main Location | 90330000 |  | FIFO | Gulin Woodpecker | [8 empty] | 0 | 0 | 0 | 1 | 0 | 0 | [7 empty] | 1 |  | GW/US/SP/WOODPECKER ULTRASURGERY TIP-E4D
IM07413 | Ultrasugery Spares-Woodpecker- Ultrasurgery Tip-E6 | 118029TIPE6 |  | A Class |  |  | I-Inventory | FG-Finish Good | R | Spares | Ultrasurgery-Spares | Dental Equiment | Main Location | 90330000 |  | FIFO | Gulin Woodpecker | [8 empty] | 0 | 0 | 0 | 1 | 0 | 0 | [7 empty] | 1 |  | GW/US/SP/WOODPECKER ULTRASURGERY TIP-E6
IM07414 | Ultrasugery Spares-Woodpecker- Ultrasurgery Pump Tubing | 118029PUMPTUBING |  | A Class |  |  | I-Inventory | FG-Finish Good | R | Spares | Ultrasurgery-Spares | Dental Equiment | Main Location | 90330000 |  | FIFO | Gulin Woodpecker | [8 empty] | 0 | 0 | 0 | 1 | 0 | 0 | [7 empty] | 1 |  | GW/US/SPWOODPECKER ULTRASURGERY PUMP TUBING
IM07415 | Ultrasurgery Spares-Woodpecker- Power Socket With On/Off Switch | 118029SWITCH |  | A Class |  |  | I-Inventory | FG-Finish Good | R | Spares | Ultrasurgery-Spares | Dental Equiment | Main Location | 90330000 |  | FIFO | Gulin Woodpecker | [5 empty] | . |  |  | 0 | 0 | 0 | 1 | 0 | 0 | [7 empty] | 1 |  | GW/UL/SPWOODPECKER ULTRASURGERY POWER SOCKET WITH ON/OFF SWITCH
IM07416 | Ultrasurgery Spares-NSK-Vario Surg Tip Sg7D Z305108 | 114014SG7DZ305108 |  | A Class |  |  | I-Inventory | FG-Finish Good | R | Spares | Ultrasurgery-Spares | Dental Equiment | Main Location | 90330000 |  | FIFO | NSK Nakanishi | [8 empty] | 0 | 0 | 0 | 1 | 0 | 0 | [7 empty] | 1 |  | NSK/TIP/VARIO SURG TIP SG7D Z305108
IM07417 | Ultrasurgery Spares-NSK-Vario Surg Tip-E31D-S/Z305120 | 114002E31DZ305120 |  | A Class |  |  | I-Inventory | FG-Finish Good | R | Spares | Ultrasurgery-Spares | Dental Equiment | Main Location | 90330000 |  | FIFO | NSK Nakanishi | [8 empty] | 0 | 0 | 0 | 1 | 0 | 0 | [7 empty] | 1 |  | NSK/TIP/VARIO SURG TIP-E31D-S/Z305120
IM07418 | Ultrasurgery Spares-NSK-Vario Surg Tip-G1-S /Z305113 | 114002G1SZ305113 |  | A Class |  |  | I-Inventory | FG-Finish Good | R | Spares | Ultrasurgery-Spares | Dental Equiment | Main Location | 90330000 |  | FIFO | NSK Nakanishi | [8 empty] | 0 | 0 | 0 | 1 | 0 | 0 | [7 empty] | 1 |  | NSK/TIP/VARIO SURG TIP-G1-S /Z305113
IM07419 | Ultrasurgery Spares-NSK-Vario Surg Tip-P20S /Z305114 | 114002P20SZ305114 |  | A Class |  |  | I-Inventory | FG-Finish Good | R | Spares | Ultrasurgery-Spares | Dental Equiment | Main Location | 90330000 |  | FIFO | NSK Nakanishi | [5 empty] | . |  |  | 0 | 0 | 0 | 1 | 0 | 0 | [7 empty] | 1 |  | NSK/TIP/VARIO SURG TIP-P20S /Z305114
IM07420 | Ultrasurgery Accessories-NSK-Vario Surg Tip -SG1 -Z305101 | 114014TIPSG1Z305101 |  | A Class |  |  | I-Inventory | FG-Finish Good | R | Spares | Ultrasurgery-Spares | Dental Equiment | Main Location | 90330000 |  | FIFO | NSK Nakanishi | [8 empty] | 0 | 0 | 0 | 1 | 0 | 0 | [7 empty] | 1 |  | NSK/VS/TIP/VARIO SURG TIP -SG1 /Z305101
IM07421 | Ultrasurgery Accessories-NSK-Vario Surg Tip-H-SG1-Z305151 | 114014TIPHSG1Z305151 |  | A Class |  |  | I-Inventory | FG-Finish Good | R | Spares | Ultrasurgery-Spares | Dental Equiment | Main Location | 90330000 |  | FIFO | NSK Nakanishi | [8 empty] | 0 | 0 | 0 | 1 | 0 | 0 | [7 empty] | 1 |  | NSK/VS/TIP/VARIO SURG TIP-H-SG1/Z305151
IM07422 | Ultrasurgery Accessories-NSK-Vario Surg Tip-SG18L -Z305134 | 114014TIPSG18LZ305134 |  | A Class |  |  | I-Inventory | FG-Finish Good | R | Spares | Ultrasurgery-Spares | Dental Equiment | Main Location | 90330000 |  | FIFO | NSK Nakanishi | [8 empty] | 0 | 0 | 0 | 1 | 0 | 0 | [7 empty] | 1 |  | NSK/VS/TIP/VARIO SURG TIP-SG18L /Z305134
IM07423 | Ultrasurgery Accessories-NSK-Vario Surg Tip-SG18R -Z305133 | 114014TIPSG18RZ305133 |  | A Class |  |  | I-Inventory | FG-Finish Good | R | Spares | Ultrasurgery-Spares | Dental Equiment | Main Location | 90330000 |  | FIFO | NSK Nakanishi | [8 empty] | 0 | 0 | 0 | 1 | 0 | 0 | [7 empty] | 1 |  | NSK/VS/TIP/VARIO SURG TIP-SG18R /Z305133
IM07424 | Ultrasurgery Accessories-NSK-Vario Surg Tip-SG5 -Z305106 | 114014TIPSG5Z305106 |  | A Class |  |  | I-Inventory | FG-Finish Good | R | Spares | Ultrasurgery-Spares | Dental Equiment | Main Location | 90330000 |  | FIFO | NSK Nakanishi | [8 empty] | 0 | 0 | 0 | 1 | 0 | 0 | [7 empty] | 1 |  | NSK/VS/TIP/VARIO SURG TIP-SG5 /Z305106
IM07425 | Ultrasugery Accessories- NSK- Vario Surg Pizo Sugery Non Optic Handpiece E377 | 114014E377PEIZOSURGNOPHP |  | A Class |  |  | I-Inventory | FG-Finish Good | R | Accessories | Ultrasurgery-Accessories | Dental Equiment | Main Location | 90184900 |  | FIFO | NSK Nakanishi | [8 empty] | 0 | 0 | 0 | 1 | 0 | 0 | [7 empty] | 1 |  | NSK/AC/V.SURG NSK PIZO SURGERY NON OPTIC HP E377
IM07426 | Ultrasugery Spares-NSK-Vario Surg 3 SG Link Set | 114014SGLINKSET |  | A Class |  |  | I-Inventory | FG-Finish Good | R | Spares | Ultrasurgery-Spares | Dental Equiment | Main Location | 90184900 |  | FIFO | NSK Nakanishi | [8 empty] | 0 | 0 | 0 | 1 | 0 | 0 | [7 empty] | 1 |  | NSK/AC/VARIO SURG3 SG LINK SET
IM07427 | Ultrasugery Spares-Saeshin- Xcube Body | 164013XCUBEBODY |  | A Class |  |  | I-Inventory | FG-Finish Good | R | Spares | Ultrasurgery-Spares | Dental Equiment | Main Location | 90330000 |  | FIFO | Saeshin | [8 empty] | 0 | 0 | 0 | 1 | 0 | 0 | [7 empty] | 1 |  | SE/US/SP/SAESHIN XCUBE BODY
IM07428 | Ultrasugery Spares-Saeshin- Xcube Power Socket | 164013XCUBEPOWERSOCKET |  | A Class |  |  | I-Inventory | FG-Finish Good | R | Spares | Ultrasurgery-Spares | Dental Equiment | Main Location | 90330000 |  | FIFO | Saeshin | [8 empty] | 0 | 0 | 0 | 1 | 0 | 0 | [7 empty] | 1 |  | SE/US/SP/SAESHIN XCUBE POWER SOCKET
IM07429 | Ultrasugery Spares-Saeshin-X-Cube Display Pcb | 164029XCUBEDISPLAYPCB |  | A Class |  |  | I-Inventory | FG-Finish Good | R | Spares | Ultrasurgery-Spares | Dental Equiment | Main Location | 90330000 |  | FIFO | Saeshin | [8 empty] | 0 | 0 | 0 | 1 | 0 | 0 | [7 empty] | 1 |  | SE/US/SP/X-CUBE DISPLAY PCB
IM07430 | Ultrasugery Spares-Saeshin-X-Cube Engine Stand | 164029XCUBEENGINESTAND |  | A Class |  |  | I-Inventory | FG-Finish Good | R | Spares | Ultrasurgery-Spares | Dental Equiment | Main Location | 90330000 |  | FIFO | Saeshin | [8 empty] | 0 | 0 | 0 | 1 | 0 | 0 | [7 empty] | 1 |  | SE/US/SP/X-CUBE ENGINE STAND
IM07431 | Ultrasugery Spares-Saeshin-X-Cube Foot Control | 164029XCUBEFOOTCTRL |  | A Class |  |  | I-Inventory | FG-Finish Good | R | Spares | Ultrasurgery-Spares | Dental Equiment | Main Location | 90330000 |  | FIFO | Saeshin | [8 empty] | 0 | 0 | 0 | 1 | 0 | 0 | [7 empty] | 1 |  | SE/US/SP/X-CUBE FOOT CONTROL
IM07432 | Ultrasugery Spares-Saeshin-X-Cube Foot Control Jack | 164029XCUBECTRLJACK |  | A Class |  |  | I-Inventory | FG-Finish Good | R | Spares | Ultrasurgery-Spares | Dental Equiment | Main Location | 90330000 |  | FIFO | Saeshin | [8 empty] | 0 | 0 | 0 | 1 | 0 | 0 | [7 empty] | 1 |  | SE/US/SP/X-CUBE FOOT CONTROL JACK
IM07433 | Ultrasugery Spares-Saeshin-X-Cube Irregation Tubing | 164029XCUBETUBING |  | A Class |  |  | I-Inventory | FG-Finish Good | R | Spares | Ultrasurgery-Spares | Dental Equiment | Main Location | 90330000 |  | FIFO | Saeshin | [8 empty] | 0 | 0 | 0 | 1 | 0 | 0 | [7 empty] | 1 |  | SE/US/SP/X-CUBE IRREGATION TUBING
IM07434 | Ultrasugery Spares-Saeshin-X-Cube Main Pcb Card | 164029XCUBEMAINPCB |  | A Class |  |  | I-Inventory | FG-Finish Good | R | Spares | Ultrasurgery-Spares | Dental Equiment | Main Location | 90330000 |  | FIFO | Saeshin | [8 empty] | 0 | 0 | 0 | 1 | 0 | 0 | [7 empty] | 1 |  | SE/US/SP/X-CUBE MAIN PCB CARD
IM07435 | Ultrasugery Spares-Saeshin-X-Cube Motor Jack | 164029XCUBEMOTORJACK |  | A Class |  |  | I-Inventory | FG-Finish Good | R | Spares | Ultrasurgery-Spares | Dental Equiment | Main Location | 90330000 |  | FIFO | Saeshin | [8 empty] | 0 | 0 | 0 | 1 | 0 | 0 | [7 empty] | 1 |  | SE/US/SP/X-CUBE MOTOR JACK
IM07436 | Ultrasugery Spares-Saeshin-X-Cube Power Jack | 164029XCUBEPOWERJACK |  | A Class |  |  | I-Inventory | FG-Finish Good | R | Spares | Ultrasurgery-Spares | Dental Equiment | Main Location | 90330000 |  | FIFO | Saeshin | [8 empty] | 0 | 0 | 0 | 1 | 0 | 0 | [7 empty] | 1 |  | SE/US/SP/X-CUBE POWER JACK
IM07437 | Ultrasugery Spares-Saeshin-X-Cube Transformer | 164029XCUBETRNSFORMER |  | A Class |  |  | I-Inventory | FG-Finish Good | R | Spares | Ultrasurgery-Spares | Dental Equiment | Main Location | 90330000 |  | FIFO | Saeshin | [8 empty] | 0 | 0 | 0 | 1 | 0 | 0 | [7 empty] | 1 |  | SE/US/SP/X-CUBE TRANSFORMER
IM07438 | Ultrasugery Spares-Saeshin-X-Cube Water Pump | 164029XCUBEWATERPUMP |  | A Class |  |  | I-Inventory | FG-Finish Good | R | Spares | Ultrasurgery-Spares | Dental Equiment | Main Location | 90330000 |  | FIFO | Saeshin | [8 empty] | 0 | 0 | 0 | 1 | 0 | 0 | [7 empty] | 1 |  | SE/US/SP/X-CUBE WATER PUMP
IM07439 | UPS-Indian-Bpe Digital Online 5 Kva Ups | 148052BPE5KVA |  | A Class |  |  | I-Inventory | FG-Finish Good | R | Equipment | UPS | Dental Equiment | Main Location | 8504090 |  | FIFO | Indian Product | [8 empty] | 0 | 0 | 0 | 1 | 0 | 0 | [7 empty] | 1 |  | IN/MC/UP/BPE DIGITAL ONLINE 5 KVA UPS
IM07440 | UPS-Indian-Consule Digital 3 Kva Ups | 1480523KVAUPS |  | A Class |  |  | I-Inventory | FG-Finish Good | R | Equipment | UPS | Dental Equiment | Main Location | 85044010 |  | FIFO | Indian Product | [8 empty] | 0 | 0 | 0 | 1 | 0 | 0 | [7 empty] | 1 |  | IN/MC/UP/CONSULE DIGITAL 3 KVA UPS
IM07441 | UPS-Indian-3Kva Ups- Ml 11 | 1483KVAUPSML11 |  | A Class |  |  | I-Inventory | FG-Finish Good | R | Equipment | UPS | Dental Equiment | Main Location |  |  | FIFO | Indian Product | [8 empty] | 0 | 0 | 0 | 1 | 0 | 0 | [7 empty] | 1 |  | IN/MC/UPS/3KVA UPS- ML 11
IM07442 | UPS-Indian-3Kva Ups With Inbuilt Battery | 1480523UPSKVA |  | A Class |  |  | I-Inventory | FG-Finish Good | R | Equipment | UPS | Dental Equiment | Main Location |  |  | FIFO | Indian Product | [8 empty] | 0 | 0 | 0 | 1 | 0 | 0 | [7 empty] | 1 |  | IN/MC/UPS/3KVA UPS WITH INBUILT BATTERY
IM07443 | UPS-Indian-5Kva Ups | 1480525KVAUPS |  | A Class |  |  | I-Inventory | FG-Finish Good | R | Equipment | UPS | Dental Equiment | Main Location | 90330000 |  | FIFO | Indian Product | [5 empty] | Specifications: â?¢ UPS Type - 5KVA â?¢ Ups Voltage (v) - 360v â?¢ Capacity - 5000 VA â?¢ Warranty - 12 Months â?¢ Phase - 3 In - 3 Out |  |  | 0 | 0 | 0 | 1 | 0 | 0 | [7 empty] | 1 |  | IN/MC/UPS/5KVA UPS
IM07444 | Utility Tray-Indegenious-Stainless Steel-Tray | 148052SSTRAY |  | A Class |  |  | I-Inventory | FG-Finish Good | R | Equipment | Utility Tray | Dental Equiment | Main Location | 90330000 |  | FIFO | Indian Product | [8 empty] | 0 | 0 | 0 | 1 | 0 | 0 | [7 empty] | 1 |  | IN/UT/SS/INDEGENIOUS SS TRAY
IM07445 | Utility Tray-Local-Gnatus S-Serise/Ss Instrument Tray For Chair | 148001ISSNSTRUMENTTRAY |  | A Class |  |  | I-Inventory | FG-Finish Good | C | Equipment | Utility Tray | Dental Equiment | Main Location | 90184900 |  | FIFO | Indian Product | [8 empty] | 0 | 0 | 0 | 1 | 0 | 0 | [7 empty] | 1 |  | IN/LP/GNATUS S-SERISE/SS INSTRUMENT TRAY FOR CHAIR
IM07446 | Utility Tray- Coxo Lead Shape Portable Plate Utility Tray Model CX-151 | 107001CX151 |  | A Class |  |  | I-Inventory | FG-Finish Good | R | Equipment | Utility Tray | Dental Equiment | Main Location | 90184900 |  | FIFO | Hongkong Coxo | [8 empty] | 0 | 0 | 0 | 1 | 0 | 0 | [7 empty] | 1 |  | CO/DC/AC/LEAF SHAPE PORTABLE PLATE UTILITY TRAY CX-151
IM07447 | Water Distiller-Cristofolio Water Distiller Puro | 116024WDPURO |  | A Class |  |  | I-Inventory | FG-Finish Good | R | Equipment | Water Distiller | Dental Equiment | Main Location |  |  | FIFO | Cristofolio | [8 empty] | 0 | 0 | 0 | 1 | 0 | 0 | [7 empty] | 1 |  | CR/WD/AC/CRISTOFOLIO WATER DISTILLER PURO
IM07448 | Water Distiller-Fomos-Water Distiller Model Aqua | 127024WDAQUA |  | A Class |  |  | I-Inventory | FG-Finish Good | R | Equipment | Water Distiller | Dental Equiment | Main Location | 84192090 |  | FIFO | Fomos Zhejiang | [5 empty] | Water distiller is the best in its class. This distiller completes one liter of pure steam distilled water in 1 hour. The boil chamber and condensing coils are high grade 304 Stainless Steel. It comes with a high quality plastic collection bottle, the lid and handle are made of food-grade polypropylene, and the lid is removable for convenience. Distilling your own water cannot get any easier, simply fill the boil chamber, press the start button and walk away, the distiller will automatically shut-off at the end of the cycle. It is very easy and convenient. ***** FEATURES ***** Easy to use, produces pure steam distilled water. Lightweight compact design, great for home and for medical use. Eliminates plastic bottles from the store and saves you money. Capacity - 4 Ltr. High quality collection bottle for the purest water. |  |  | 0 | 0 | 0 | 1 | 0 | 0 | [7 empty] | 1 |  | FM/WD/AC/FOMOS WATER DISTILLER MODEL AQUA
IM07449 | Water Distiller- Shield Water Distiller | 104024SHIELDWD |  | A Class |  |  | I-Inventory | FG-Finish Good | R | Equipment | Water Distiller | Dental Equiment | Main Location | 90330000 |  | FIFO | Shield | [8 empty] | 0 | 0 | 0 | 1 | 0 | 0 | [7 empty] | 1 |  | SM/WD/AC/SHIELD WATER DISTILLER
IM07450 | Water Distiller-Runyes Water Distiller | 109001WATERDIS |  | A Class |  |  | I-Inventory | FG-Finish Good | R | Equipment | Water Distiller | Dental Equiment | Main Location |  |  | FIFO | Runyes | [8 empty] | 0 | 0 | 0 | 1 | 0 | 0 | [7 empty] | 1 |  | RN/WD/AC/WATER DISTILER-RUNYES WATER DISTILLER
IM07451 | Water Distiller Spares- Fomos- Cleaning Powder | 127024WDCLEANINGPOWDER |  | A Class |  |  | I-Inventory | FG-Finish Good | C | Spares | Water Distiller-Spares | Dental Equiment | Main Location | 90330000 |  | FIFO | Fomos Zhejiang | [8 empty] | 0 | 0 | 0 | 1 | 0 | 0 | [7 empty] | 1 |  | ZH/WD/SP/ZHEJIANG WATER DISTILLER CLEANING POWDER
IM07452 | Water Distiller Spares- Fomos Water Distiller Water Filter | 156024FILTER |  | A Class |  |  | I-Inventory | FG-Finish Good | R | Spares | Water Distiller-Spares | Dental Equiment | Main Location | 90330000 |  | FIFO | Cruxell | [8 empty] | 0 | 0 | 0 | 1 | 0 | 0 | [7 empty] | 1 |  | ZHWD/SP/ZHEJIANG WATER DISTILLER WATER FILTER
IM07453 | Water Distiller Spares- Fomos Water Distiller Chamber Heater | 156024WDCHAMBERHEATER |  | A Class |  |  | I-Inventory | FG-Finish Good | R | Spares | Water Distiller-Spares | Dental Equiment | Main Location | 90330000 |  | FIFO | Fomos Zhejiang | [8 empty] | 0 | 0 | 0 | 1 | 0 | 0 | [7 empty] | 1 |  | ZH/WD/SP/ZHEJIANG WATER DISTILLER CHAMBER HEATER
IM07454 | Water Distiller Spares- Fomos Water Distiller Motor 220V | 156024MOTOR |  | A Class |  |  | I-Inventory | FG-Finish Good | R | Spares | Water Distiller-Spares | Dental Equiment | Main Location | 90330000 |  | FIFO | Fomos Zhejiang | [8 empty] | 0 | 0 | 0 | 1 | 0 | 0 | [7 empty] | 1 |  | ZH/WD/SP/ZHEJIANG WATER DISTILLER MOTOR 220V
IM07455 | Water Distiller Spares- Fomos Water Distiller Reset Switch | 156001WDRESETSWITCH |  | A Class |  |  | I-Inventory | FG-Finish Good | R | Spares | Water Distiller-Spares | Dental Equiment | Main Location | 90330000 |  | FIFO | Fomos Zhejiang | [8 empty] | 0 | 0 | 0 | 1 | 0 | 0 | [7 empty] | 1 |  | ZH/WD/SP/ZHEJIANG WATER DISTILLER RESET SWITCH
IM07456 | Water Distiller Spares- Fomos Water Distiller Emergency Switch | 156024SWITCH |  | A Class |  |  | I-Inventory | FG-Finish Good | R | Spares | Water Distiller-Spares | Dental Equiment | Main Location | 90330000 |  | FIFO | Fomos Zhejiang | [8 empty] | 0 | 0 | 0 | 1 | 0 | 0 | [7 empty] | 1 |  | ZHWD/SP/ZHEJIANG WATER DISTILLER EMERGENCY SWITCH
IM07457 | Water Distiller Spares- Fomos Water Distiller Fan | 156024FAN |  | A Class |  |  | I-Inventory | FG-Finish Good | C | Spares | Water Distiller-Spares | Dental Equiment | Main Location | 90330000 |  | FIFO | Fomos Zhejiang | [8 empty] | 0 | 0 | 0 | 1 | 0 | 0 | [7 empty] | 1 |  | ZHWD/SP/ZHEJIANG WATER DISTILLER FAN
IM07458 | Water Distiller Spares- Fomos Water Distiller Gaskit | 156024GASKIT |  | A Class |  |  | I-Inventory | FG-Finish Good | C | Spares | Water Distiller-Spares | Dental Equiment | Main Location | 90330000 |  | FIFO | Fomos Zhejiang | [8 empty] | 0 | 0 | 0 | 1 | 0 | 0 | [7 empty] | 1 |  | ZHWD/SP/ZHEJIANG WATER DISTILLER GASKIT
IM07459 | Water Distiller Spares- Fomos Water Distiller Jar | 156024JAR |  | A Class |  |  | I-Inventory | FG-Finish Good | R | Spares | Water Distiller-Spares | Dental Equiment | Main Location | 90330000 |  | FIFO | Fomos Zhejiang | [8 empty] | 0 | 0 | 0 | 1 | 0 | 0 | [7 empty] | 1 |  | ZHWD/SP/ZHEJIANG WATER DISTILLER JAR
IM07460 | Water Distiller Spares- Fomos Water Distiller Support Resisteance Silicon | 156024WDRESISTEANCESILICON |  | A Class |  |  | I-Inventory | FG-Finish Good | R | Spares | Water Distiller-Spares | Dental Equiment | Main Location | 90330000 |  | FIFO | Fomos Zhejiang | [8 empty] | 0 | 0 | 0 | 1 | 0 | 0 | [7 empty] | 1 |  | ZHWD/SP/ZHEJIANG WATER DISTILLER SUPPORT RESISTEANCE SILICON
IM07461 | Water Distiller Spares- Fomos Water Distiller Thermostate | 156024THERMOSTATE |  | A Class |  |  | I-Inventory | FG-Finish Good | R | Spares | Water Distiller-Spares | Dental Equiment | Main Location | 90330000 |  | FIFO | Fomos Zhejiang | [8 empty] | 0 | 0 | 0 | 1 | 0 | 0 | [7 empty] | 1 |  | ZHWD/SP/ZHEJIANG WATER DISTILLER THERMOSTATE
IM07462 | Water Distiller Spares- Fomos Water Distiller Top Cover 220V | 156024TOPCOVER |  | A Class |  |  | I-Inventory | FG-Finish Good | R | Spares | Water Distiller-Spares | Dental Equiment | Main Location | 90330000 |  | FIFO | Fomos Zhejiang | [8 empty] | 0 | 0 | 0 | 1 | 0 | 0 | [7 empty] | 1 |  | ZHWD/SP/ZHEJIANG WATER DISTILLER TOP COVER 220V
IM07463 | Water Distiller Spares- Fomos Water Distiller Top Head Bottem Plastic Cover | 156024WDTOPHEADCOVER |  | A Class |  |  | I-Inventory | FG-Finish Good | R | Spares | Water Distiller-Spares | Dental Equiment | Main Location | 90330000 |  | FIFO | Fomos Zhejiang | [8 empty] | 0 | 0 | 0 | 1 | 0 | 0 | [7 empty] | 1 |  | ZHWD/SP/ZHEJIANG WATER DISTILLER TOP HEAD BOTTEM PLASTIC COVER
IM07464 | Water Distiller Spares- Fomos Water Distiller Unit Body 220V | 156024BODY |  | A Class |  |  | I-Inventory | FG-Finish Good | R | Spares | Water Distiller-Spares | Dental Equiment | Main Location | 90330000 |  | FIFO | Fomos Zhejiang | [8 empty] | 0 | 0 | 0 | 1 | 0 | 0 | [7 empty] | 1 |  | ZHWD/SP/ZHEJIANG WATER DISTILLER UNIT BODY 220V
IM07465 | Water Distiller Spares-Cristofolio- Heating Element | 116019WATERDISTILLERHEATINGELEMENT |  | A Class |  |  | I-Inventory | FG-Finish Good | R | Spares | Water Distiller-Spares | Dental Equiment | Main Location | 90330000 |  | FIFO | Cristofolio | [8 empty] | 0 | 0 | 0 | 1 | 0 | 0 | [7 empty] | 1 |  | Cr/Sp/Water Distiller Heating Element
IM07466 | Water Distiller Spares-Cristofolio- O Ring | 116019WATERDISTILLERORING |  | A Class |  |  | I-Inventory | FG-Finish Good | C | Spares | Water Distiller-Spares | Dental Equiment | Main Location | 90330000 |  | FIFO | Cristofolio | [8 empty] | 0 | 0 | 0 | 1 | 0 | 0 | [7 empty] | 1 |  | Cr/Sp/Water Distiller O Ring
IM07467 | Water Distiller Spares-Cristofolio- Motor | 116019WATERDISTILLERMOTOR |  | A Class |  |  | I-Inventory | FG-Finish Good | R | Spares | Water Distiller-Spares | Dental Equiment | Main Location | 90330000 |  | FIFO | Cristofolio | [8 empty] | 0 | 0 | 0 | 1 | 0 | 0 | [7 empty] | 1 |  | Cr/Sp/Water Distiller Motor
IM07468 | Water Distiller Spares-Cristofolio- Fan | 116019WATERDISTILLERFAN |  | A Class |  |  | I-Inventory | FG-Finish Good | C | Spares | Water Distiller-Spares | Dental Equiment | Main Location | 90330000 |  | FIFO | Cristofolio | [8 empty] | 0 | 0 | 0 | 1 | 0 | 0 | [7 empty] | 1 |  | Cr/Sp/Water Distiller Fan
IM07469 | Water Distiller Spares-Cristofolio-Cristofolio Water Distiller Boiler | 116024WDBOILER |  | A Class |  |  | I-Inventory | FG-Finish Good | R | Spares | Water Distiller-Spares | Dental Equiment | Main Location | 90330000 |  | FIFO | Cristofolio | [8 empty] | 0 | 0 | 0 | 1 | 0 | 0 | [7 empty] | 1 |  | Cr/Wd/Sp/Cristofolio Water Distiller Boiler
IM07470 | Water Distiller Spares-Cristofolio-Cristofolio Water Distiller Sensor | 116024WDSENSOR |  | A Class |  |  | I-Inventory | FG-Finish Good | R | Spares | Water Distiller-Spares | Dental Equiment | Main Location | 90330000 |  | FIFO | Cristofolio | [8 empty] | 0 | 0 | 0 | 1 | 0 | 0 | [7 empty] | 1 |  | Cr/Wd/Sp/Cristofolio Water Distiller Sensor
IM07471 | Water Distiller Spares-Cristofolio-Cristofolio Water Distiller Thermostate | 116024WDTHERMOSTATE |  | A Class |  |  | I-Inventory | FG-Finish Good | R | Spares | Water Distiller-Spares | Dental Equiment | Main Location | 90330000 |  | FIFO | Cristofolio | [8 empty] | 0 | 0 | 0 | 1 | 0 | 0 | [7 empty] | 1 |  | Cr/Wd/Sp/Cristofolio Water Distiller Thermostate
IM07472 | Water Distiller Spares-Cristofolio-Water Distiller Boiler Water Level Nozzle | 116024WDLEVELNOZZLE |  | A Class |  |  | I-Inventory | FG-Finish Good | R | Spares | Water Distiller-Spares | Dental Equiment | Main Location | 90330000 |  | FIFO | Cristofolio | [8 empty] | 0 | 0 | 0 | 1 | 0 | 0 | [7 empty] | 1 |  | Cr/Wd/Sp/Water Distiller Boiler Water Level Nozzle
IM07473 | Water Distiller Spares-Cristofolio-Water Distiller Heating Element Sensor | 116024WDELEMENTSENSOR |  | A Class |  |  | I-Inventory | FG-Finish Good | R | Spares | Water Distiller-Spares | Dental Equiment | Main Location | 90330000 |  | FIFO | Cristofolio | [8 empty] | 0 | 0 | 0 | 1 | 0 | 0 | [7 empty] | 1 |  | CR/WD/SP/WATER DISTILLER HEATING ELEMENT SENSOR
IM07474 | Water Distiller Spares-Cristofolio-Water Distiller Power PCB | 116024WDPOWERPCB |  | A Class |  |  | I-Inventory | FG-Finish Good | R | Spares | Water Distiller-Spares | Dental Equiment | Main Location | 90330000 |  | FIFO | Cristofolio | [8 empty] | 0 | 0 | 0 | 1 | 0 | 0 | [7 empty] | 1 |  | Cr/Wd/Sp/Water Distiller Power Pcb
IM07475 | Water Distiller Spares-Cristofolio-/Cristifolio Water Distiller Puro Jar | 116024WDPUROJAR |  | A Class |  |  | I-Inventory | FG-Finish Good | R | Spares | Water Distiller-Spares | Dental Equiment | Main Location | 90330000 |  | FIFO | Cristofolio | [8 empty] | 0 | 0 | 0 | 1 | 0 | 0 | [7 empty] | 1 |  | CR/WD/AC/CRISTIFOLIO WATER DISTILLER PURO JAR
IM07476 | Water Distiller Spares-Cristofolio-/Cristofolio Water Distiller | 116024WATER DISTILLER |  | A Class |  |  | I-Inventory | FG-Finish Good | R | Spares | Water Distiller-Spares | Dental Equiment | Main Location | 90330000 |  | FIFO | Cristofolio | [8 empty] | 0 | 0 | 0 | 1 | 0 | 0 | [7 empty] | 1 |  | Cr/Wd/Ac/Cristofolio Water Distiller
IM07477 | Water Distiller Spares-Cristofolio-/Cristofolio Water Distiller Puro W/O Jar | 116024WDPUROWOJAR |  | A Class |  |  | I-Inventory | FG-Finish Good | R | Spares | Water Distiller-Spares | Dental Equiment | Main Location | 90330000 |  | FIFO | Cristofolio | [8 empty] | 0 | 0 | 0 | 1 | 0 | 0 | [7 empty] | 1 |  | Cr/Wd/Ac/Cristofolio Water Distiller Puro w/o Jar
IM07478 | Water Distiller Spares-Local-Hard Disk Drive 1Tb | 148024HARDDISK1TB |  | A Class |  |  | I-Inventory | FG-Finish Good | R | Spares | Water Distiller-Spares | Dental Equiment | Main Location | 90330000 |  | FIFO | Indian Product | [8 empty] | 0 | 0 | 0 | 1 | 0 | 0 | [7 empty] | 1 |  | LP/WD/SP/HARD DISK DRIVE 1TB
IM07479 | Water Distiller Spares-Local-Hard Disk Drive 2Tb | 148024HARDDISK2TB |  | A Class |  |  | I-Inventory | FG-Finish Good | R | Spares | Water Distiller-Spares | Dental Equiment | Main Location | 90330000 |  | FIFO | Indian Product | [8 empty] | 0 | 0 | 0 | 1 | 0 | 0 | [7 empty] | 1 |  | LP/WD/SP/HARD DISK DRIVE 2TB
IM07480 | Water Distiller Spares-Local-Water Distiller Thermal Thermostat | 148052THERMOSTAT |  | A Class |  |  | I-Inventory | FG-Finish Good | R | Spares | Water Distiller-Spares | Dental Equiment | Main Location | 90330000 |  | FIFO | Indian Product | [8 empty] | 0 | 0 | 0 | 1 | 0 | 0 | [7 empty] | 1 |  | LP/WD/SP/WATER DISTILLER THERMAL THERMOSTAT
IM07481 | Water Distiller Spares-Runyes- Complete Head | 109001WDCOMPLETEHEAD |  | A Class |  |  | I-Inventory | FG-Finish Good | R | Spares | Water Distiller-Spares | Dental Equiment | Main Location | 90330000 |  | FIFO | Runyes | [8 empty] | 0 | 0 | 0 | 1 | 0 | 0 | [7 empty] | 1 |  | Rn/Wd/Ac/Water Distiller Complete Head
IM07482 | Water Distiller Spares-Runyes-- Runyes Water Distiller | 109001WATERDISTILLER |  | A Class |  |  | I-Inventory | FG-Finish Good | R | Spares | Water Distiller-Spares | Dental Equiment | Main Location | 90330000 |  | FIFO | Runyes | [8 empty] | 0 | 0 | 0 | 1 | 0 | 0 | [7 empty] | 1 |  | RN/WD/AC/WATER DISTILLER- RUNYES WATER DISTILLER
IM07483 | Water Distiller Spares-Runyes- Thermostate | 109001WDTHERMOSTATE |  | A Class |  |  | I-Inventory | FG-Finish Good | R | Spares | Water Distiller-Spares | Dental Equiment | Main Location | 90330000 |  | FIFO | Runyes | [8 empty] | 0 | 0 | 0 | 1 | 0 | 0 | [7 empty] | 1 |  | RN/WD/AC/WATER DISTILLER THERMOSTATE
IM07484 | Water Distiller Spares-Runyes- Filter | 109024WDFILTER |  | A Class |  |  | I-Inventory | FG-Finish Good | R | Spares | Water Distiller-Spares | Dental Equiment | Main Location | 90330000 |  | FIFO | Runyes | [8 empty] | 0 | 0 | 0 | 1 | 0 | 0 | [7 empty] | 1 |  | RN/WD/SP/WATER DISTILLER FILTER
IM07485 | Water Distiller Spares-Runyes- Head Cap | 109024WDHEADCAP |  | A Class |  |  | I-Inventory | FG-Finish Good | R | Spares | Water Distiller-Spares | Dental Equiment | Main Location | 90330000 |  | FIFO | Runyes | [8 empty] | 0 | 0 | 0 | 1 | 0 | 0 | [7 empty] | 1 |  | RN/WD/SP/WATER DISTILLER HEAD CAP
IM07486 | Water Distiller Spares-Runyes- Heating Chamber Without Thermostate | 109006WDHEATCHWOTHERMOSTATE |  | A Class |  |  | I-Inventory | FG-Finish Good | R | Spares | Water Distiller-Spares | Dental Equiment | Main Location | 90330000 |  | FIFO | Runyes | [8 empty] | 0 | 0 | 0 | 1 | 0 | 0 | [7 empty] | 1 |  | RN/WD/SP/WATER DISTILLER HEATING CHAMBER WITHOUT THERMOSTATE
IM07487 | Water Distiller Spares-Runyes- On Off Switch | 109024WDONOFFSWITCH |  | A Class |  |  | I-Inventory | FG-Finish Good | R | Spares | Water Distiller-Spares | Dental Equiment | Main Location | 90330000 |  | FIFO | Runyes | [8 empty] | 0 | 0 | 0 | 1 | 0 | 0 | [7 empty] | 1 |  | Rn/Wd/Sp/Water Distiller On Off Switch
IM07488 | Water Distiller Spares-Runyes- Water Jar | 109024WDJAR |  | A Class |  |  | I-Inventory | FG-Finish Good | R | Spares | Water Distiller-Spares | Dental Equiment | Main Location | 90330000 |  | FIFO | Runyes | [8 empty] | 0 | 0 | 0 | 1 | 0 | 0 | [7 empty] | 1 |  | Rn/Wd/Sp/Water Distiller Water Jar
IM07489 | Water Distiller Spares-Shield- Fan 4Ltr | 104052WDFAN4LTR |  | A Class |  |  | I-Inventory | FG-Finish Good | C | Spares | Water Distiller-Spares | Dental Equiment | Main Location | 90330000 |  | FIFO | Shield | [8 empty] | 0 | 0 | 0 | 1 | 0 | 0 | [7 empty] | 1 |  | SH/WD/SP/ NIGGBO SHIELD WATER DISTILLER FAN 4LTR
IM07490 | Water Distiller Spares-Shield- Filter 4Ltr | 104052WDFILTER4LTR |  | A Class |  |  | I-Inventory | FG-Finish Good | C | Spares | Water Distiller-Spares | Dental Equiment | Main Location | 90330000 |  | FIFO | Shield | [8 empty] | 0 | 0 | 0 | 1 | 0 | 0 | [7 empty] | 1 |  | SH/WD/SP/ NIGGBO SHIELD Water Distiller FILTER 4LTR
IM07491 | Water Distiller Spares-Shield- Manual Reset Thermostate 4Ltr | 104052WDMANUALTHERMO4LTR |  | A Class |  |  | I-Inventory | FG-Finish Good | C | Spares | Water Distiller-Spares | Dental Equiment | Main Location | 90330000 |  | FIFO | Shield | [8 empty] | 0 | 0 | 0 | 1 | 0 | 0 | [7 empty] | 1 |  | SH/WD/SP/ NIGGBO SHIELD WATER DISTILLER MANUAL RESET THERMOSTATE 4LTR
IM07492 | Water Distiller Spares-Shield- Thermostate 4Ltr | 104052WDTHERMOSTATE4LTR |  | A Class |  |  | I-Inventory | FG-Finish Good | C | Spares | Water Distiller-Spares | Dental Equiment | Main Location | 90330000 |  | FIFO | Shield | [8 empty] | 0 | 0 | 0 | 1 | 0 | 0 | [7 empty] | 1 |  | SH/WD/SP/ NIGGBO SHIELD WATER DISTILLER THERMOSTATE 4LTR
IM07493 | Water Distiller Spares-Shield- Top Head Steel Cover 4Ltr | 104052WDSTEELCOVER4LTR |  | A Class |  |  | I-Inventory | FG-Finish Good | C | Spares | Water Distiller-Spares | Dental Equiment | Main Location | 90330000 |  | FIFO | Shield | [8 empty] | 0 | 0 | 0 | 1 | 0 | 0 | [7 empty] | 1 |  | SH/WD/SP/ NIGGBO SHIELD Water Distiller Top Head Steel Cover 4LTR
IM07494 | Water Distiller Spares-Shield- Gaskit 4Ltr | 104052WDGASKIT4LTR |  | A Class |  |  | I-Inventory | FG-Finish Good | C | Spares | Water Distiller-Spares | Dental Equiment | Main Location | 90330000 |  | FIFO | Shield | [8 empty] | 0 | 0 | 0 | 1 | 0 | 0 | [7 empty] | 1 |  | SH/WD/SP/ NIGGBO SHIELDWATER DISTILLER GASKIT 4LTR
IM07495 | Water Distiller Spares-Shield- Chamber With Heater 4Ltr | 104052WDHEATER4LTR |  | A Class |  |  | I-Inventory | FG-Finish Good | C | Spares | Water Distiller-Spares | Dental Equiment | Main Location | 90330000 |  | FIFO | Shield | [8 empty] | 0 | 0 | 0 | 1 | 0 | 0 | [7 empty] | 1 |  | SH/WD/SP/NIGGBO SHIELD WATER DISTILLER CHAMBER WITH HEATER 4LTR
IM07496 | Water Distiller Spares-Shield- Complete Head 4Ltr | 104052WDCOMPHEAD4LTR |  | A Class |  |  | I-Inventory | FG-Finish Good | R | Spares | Water Distiller-Spares | Dental Equiment | Main Location | 90330000 |  | FIFO | Shield | [8 empty] | 0 | 0 | 0 | 1 | 0 | 0 | [7 empty] | 1 |  | SH/WD/SP/NIGGBO SHIELD Water Distiller Complete Head 4LTR
IM07497 | Water Distiller Spares-Shield- Motor 4Ltr | 104052WDMOTOR4LTR |  | A Class |  |  | I-Inventory | FG-Finish Good | R | Spares | Water Distiller-Spares | Dental Equiment | Main Location | 90330000 |  | FIFO | Shield | [8 empty] | 0 | 0 | 0 | 1 | 0 | 0 | [7 empty] | 1 |  | SH/WD/SP/NIGGBO SHIELD Water Distiller Motor 4LTR
IM07498 | Water Distiller Spares-Shield- On Off Switch 4Ltr | 104052WDSWITCH4LTR |  | A Class |  |  | I-Inventory | FG-Finish Good | C | Spares | Water Distiller-Spares | Dental Equiment | Main Location | 90330000 |  | FIFO | Shield | [8 empty] | 0 | 0 | 0 | 1 | 0 | 0 | [7 empty] | 1 |  | SH/WD/SP/NIGGBO SHIELD Water Distiller On Off Switch 4LTR
IM07499 | Dental X-Ray-Anthos Digital Dental Xray Model RX DC 90CM | 106007CEFLAXRAY90CM |  | A Class |  |  | I-Inventory | FG-Finish Good | R | Equipment | X-Ray | Radiogoloy Product | Main Location | 90229090 |  | FIFO | Anthos/Cefla | [8 empty] | 0 | 0 | 0 | 1 | 0 | 0 | [7 empty] | 1 |  | AN/XR/MC/ANTHOS/DIGITAL DENTAL XRAY RX DC 90CM
IM07500 | Dental X-Ray-CSN Xray-Novaxa Max 70 HF DC Floor Mount 120 CM Xray | 125077M120CMFM |  | A Class |  |  | I-Inventory | FG-Finish Good | R | Equipment | X-Ray | Radiogoloy Product | Main Location | 90184900 |  | FIFO | CSN | [8 empty] | 0 | 0 | 0 | 1 | 0 | 0 | [7 empty] | 1 |  | CSN/XR/MC/NOVAXA MAX 70 HF DC FM 120 CM XRAY FM
IM07501 | Dental X-Ray-CSN Xray-Novaxa Max 70 HF DC Wall Mount 120 CM Xray | 12500770HFDC |  | A Class |  |  | I-Inventory | FG-Finish Good | R | Equipment | X-Ray | Radiogoloy Product | Main Location | 90229090 |  | FIFO | CSN | [8 empty] | 0 | 0 | 0 | 1 | 0 | 0 | [7 empty] | 1 |  | CSN/XR/MC/NOVAXA MAX-70 HF/DC W/M 120 CM XRAY
IM07502 | Dental X-Ray-CSN Xray-Max 70 DP/DC Wall Mount 100 CM Xray with Scissor Arm | 12500770DPDC |  | A Class |  |  | I-Inventory | FG-Finish Good | R | Equipment | X-Ray | Radiogoloy Product | Main Location | 90229090 |  | FIFO | CSN | [8 empty] | 0 | 0 | 0 | 1 | 0 | 0 | [7 empty] | 1 |  | CSN/XR/MC/MAX-70 DP/DC W/M 100 CM XRAY WITH SCISSOR ARM
IM07503 | Dental X-Ray-Durr Dental X-Ray Developer Model Periomate Plus | 150061PERIOMATEPLUS |  | A Class |  |  | I-Inventory | FG-Finish Good | R | Equipment | X-Ray | Radiogoloy Product | Main Location | 90109000 |  | FIFO | Durr Dental | [8 empty] | 0 | 0 | 0 | 1 | 0 | 0 | [7 empty] | 1 |  | DD/XD/AC/DUERR DENTAL/X-RAY DEVELOPER/PERIOMATE PLUS
IM07504 | Dental X-Ray-Acteon Dental DC Xray Model X MIND | 193007XRAYMODXMIND |  | A Class |  |  | I-Inventory | FG-Finish Good | R | Equipment | X-Ray | Radiogoloy Product | Main Location | 9022 |  | FIFO | Acteon India | [8 empty] | 0 | 0 | 0 | 1 | 0 | 0 | [7 empty] | 1 |  | AC/XR/MC/ACTEON/DENTAL DC XRAY/MOD. XMIND
IM07505 | Dental X-Ray Spares-Acteon Dental DC X-ray Remote Exposure Switch | 193007DCREMOTEEXPOSURESWITCH |  | A Class |  |  | I-Inventory | FG-Finish Good | R | Equipment | X-Ray | Radiogoloy Product | Main Location | 90330000 |  | FIFO | Acteon India | [8 empty] | 0 | 0 | 0 | 1 | 0 | 0 | [7 empty] | 1 |  | AC/XR/SP/ACTEON/DENTAL DC XRAY REMOTE EXPOSURE SWITCH
IM07506 | Dental X-Ray Spares-Acteon Dental DC X-ray Tubehead | 193007DCXRAYTUBEHEAD |  | A Class |  |  | I-Inventory | FG-Finish Good | R | Equipment | X-Ray | Radiogoloy Product | Main Location | 90330000 |  | FIFO | Acteon India | [8 empty] | 0 | 0 | 0 | 1 | 0 | 0 | [7 empty] | 1 |  | AC/XR/SP/ACTEON/DENTAL DC XRAY/TUBEHEAD
IM07507 | Dental X-Ray- Evolve Digital Dental DC X-Ray Wall Mount Model Oradect | 178025ORADECTDCXWM |  | A Class |  |  | I-Inventory | FG-Finish Good | R | Equipment | X-Ray | Radiogoloy Product | Main Location | 90184900 |  | FIFO | Crystal-Evolve | [8 empty] | 0 | 0 | 0 | 1 | 0 | 0 | [7 empty] | 1 |  | EL/XR/MC/EVOLVE DEGITAL DENTAL DC X-RAY W/M MODEL - ORADECT
IM07508 | Dental X-Ray- Genoray-Portable Xray-EZX-60 | 122007EZX60 |  | A Class |  |  | I-Inventory | FG-Finish Good | R | Equipment | X-Ray | Radiogoloy Product | Main Location | 90229090 |  | FIFO | Genoray | [8 empty] | 0 | 0 | 0 | 1 | 0 | 0 | [7 empty] | 1 |  | GE/XR/MC/EZX60 GENEROY PORTABLE XRAY EZX60
IM07509 | Dental X-Ray- Genoray-Portable Xray-EZX-70 Model Port X IV E | 122007EZX70PORTXIVE |  | A Class |  |  | I-Inventory | TG-Trading Good |  | Equipment | X-Ray | Radiogoloy Product | Main Location | 90221300 |  | FIFO | Genoray | [8 empty] | 0 | 0 | 0 | 1 | 0 | 0 | [7 empty] | 1 |  | GE/XR/MC/EZX-70 GENEROY PORTABLE XRAY PORT X IV E
IM07510 | Dental X-Ray- Genoray-Portable Xray -EZX-60 Model Port X IV | 122007EZX60XIV |  | A Class |  |  | I-Inventory | FG-Finish Good | R | Equipment | X-Ray | Radiogoloy Product | Main Location | 90221300 |  | FIFO | Genoray | [8 empty] | 0 | 0 | 0 | 1 | 0 | 0 | [7 empty] | 1 |  | GE/XR/MC/EZX-60 GENEROY PORTABLE XRAY PORT X IV
IM07511 | Dental X-Ray- Genoray-Portable Xray-EZX-60 Model Port X II | 122007EZX60XII |  | A Class |  |  | I-Inventory | FG-Finish Good | R | Equipment | X-Ray | Radiogoloy Product | Main Location | 90221300 |  | FIFO | Genoray | [8 empty] | 0 | 0 | 0 | 1 | 0 | 0 | [7 empty] | 1 |  | GE/XR/MC/EZX-60- GENEROY PORTABLE XRAY PORT XII
IM07512 | Dental X-Ray- Gnatus Model Timex 70E Wall Mount | 122007TIMEX70EWM |  | A Class |  |  | I-Inventory | FG-Finish Good | R | Equipment | X-Ray | Radiogoloy Product | Main Location | 90229090 |  | FIFO | Gnatus | [8 empty] | 0 | 0 | 0 | 1 | 0 | 0 | [7 empty] | 1 |  | GN/XR/MC/TIMEX-70E-GNATUS/XRAY MOD-TIMEX 70E W/M
IM07513 | Dental X-Ray- Gnatus Model Timex 70X Floor Mount | 101007XRAYFM70XF |  | A Class |  |  | I-Inventory | FG-Finish Good | R | Equipment | X-Ray | Radiogoloy Product | Main Location | 90229090 |  | FIFO | Gnatus | [5 empty] | 70 kV/7mA Toshiba tube*Exposure time 0.06 to 3.2 seconds*Digital display and soft touch buttons*Double Pantographic arm with smooth vertical and horizontal movements for soft and Accurate Positioning of tube*Tube Head and cone are internally LEAD coated to prevent excessive exposure and scattering of radiations*Highly efficient for sharp Radiography*Manufactured with many International Safety standards *NBR IEC 60601-1/97, IEC 60601- 2-7/98 and IEC 60601-1- 3/94IEC 60601-2-32/94* |  |  | 0 | 0 | 0 | 1 | 0 | 0 | [7 empty] | 1 |  | GN/XR/MC/TIMEX-70F-GNATUS D/XRAY MOD-TIMEX 70X-F
IM07514 | Dental X-Ray- Gnatus Model Timex 70X Wall Mount | 101007XRAYWM |  | A Class |  |  | I-Inventory | FG-Finish Good | R | Equipment | X-Ray | Radiogoloy Product | Main Location | 90229090 |  | FIFO | Gnatus | [5 empty] | 70 kV/7mA Toshiba tube*Exposure time 0.06 to 3.2 seconds*Digital display and soft touch buttons*Double Pantographic arm with smooth vertical and horizontal movements for Soft and Accurate Positioning of tube *Tube Head and cone are internally LEAD coated to prevent excessive exposure and scattering of radiations *Highly efficient for sharp Radiography*Manufactured with many International Safety standards*NBR IEC 60601-1/97, IEC 60601- 2-7/98 and IEC 60601- 1-3/94IEC 60601-2-32/94* |  |  | 0 | 0 | 0 | 1 | 0 | 0 | [7 empty] | 1 |  | GN/XR/MC/TIMEX 70W-GNATUS D/XRAY MOD- TIMEX 70XW/M
IM07515 | Dental X Ray- Indian Xray -Xpress DG Xray Floor Mount | 148007XPRESS |  | A Class |  |  | I-Inventory | FG-Finish Good | R | Equipment | X-Ray | Radiogoloy Product | Main Location |  |  | FIFO | Indian Product | [5 empty] | Time range between 0.01 seconds to 0.99 seconds*Imported X-ray tube head*Internally lead coated X-Ray and Tube head*Digital display and soft touch buttons*Soft scissor Arms for easy positioning*High efficiency for sharp radiography * |  |  | 0 | 0 | 0 | 1 | 0 | 0 | [7 empty] | 1 |  | IN/XR/MC/X-RAY DG-INDIGENIOUS,XPRESS DG-XRAY F/M
IM07516 | Dental X-Ray- Indian Xray- Xpress DG/ AMC 6010E Wall Monut | 1480076010EWALL |  | A Class |  |  | I-Inventory | FG-Finish Good | R | Equipment | X-Ray | Radiogoloy Product | Main Location | 90229090 |  | FIFO | Indian Product | [5 empty] | Time range between 0.01 seconds to 0.99 seconds*Imported X-ray tube head*Internally lead coated X-Ray and Tube head*Digital display and soft touch buttons*Soft scissor Arms for easy positioning*High efficiency for sharp radiography * |  |  | 0 | 0 | 0 | 1 | 0 | 0 | [7 empty] | 1 |  | IN/XR/MC/DENTAL X-RAY/XPRES DG/ AMS 6010E/W/M
IM07517 | Dental X-Ray- Indian Xray- Xpress DG/ AMC 6010E Floor Monut | 1480076010EFLOOR |  | A Class |  |  | I-Inventory | FG-Finish Good | R | Equipment | X-Ray | Radiogoloy Product | Main Location | 90229090 |  | FIFO | Indian Product | [8 empty] | 0 | 0 | 0 | 1 | 0 | 0 | [7 empty] | 1 |  | IN/XR/MC/DENTAL X-RAY/XPRESS -DG/ AMS 6010E/ FLOOR
IM07518 | Dental X-Ray-Runyes Dental Portable Imaging System Model Ray 98 (P) | 109007PORTABLEXRAYRAY98P |  | A Class |  |  | I-Inventory | FG-Finish Good | R | Equipment | X-Ray | Radiogoloy Product | Main Location | 90330000 |  | FIFO | Runyes | [8 empty] | 0 | 0 | 0 | 1 | 0 | 0 | [7 empty] | 1 |  | RN/XR/MC/DENTAL PORTABLE IMAGING SYSTEM/MODEL RAY98 (P)
IM07519 | Dental X-Ray- Runyes Digital DC Xray Wall Mount | 109007DCXRAYWM |  | A Class |  |  | I-Inventory | FG-Finish Good | R | Equipment | X-Ray | Radiogoloy Product | Main Location | 90229090 |  | FIFO | Runyes | [8 empty] | 0 | 0 | 0 | 1 | 0 | 0 | [7 empty] | 1 |  | RN/XR/RUNYES DIGITAL DENTAL DC- X RAY W/M
IM07520 | Dental X-Ray- Runyes Digital Xray Wall Mount | 109007XRAYWM |  | A Class |  |  | I-Inventory | FG-Finish Good | R | Equipment | X-Ray | Radiogoloy Product | Main Location | 90229090 |  | FIFO | Runyes | [5 empty] | Soft scissor arm * 70 kVp/7mA X-ray tube * Focal spot 0.7 mm * Focal Length 20 cm * Exposure Time .06 to 2.0 second * Tube Head and cone are internally LEAD coated. * Remote control for exposure * Microprocessor controlled* |  |  | 0 | 0 | 0 | 1 | 0 | 0 | [7 empty] | 1 |  | RN/XR/RUNYES DIGITAL DENTAL X RAY W/M
IM07521 | Dental X-Ray- Runyes Digital Xray Floor Mount | 109007XRAYFM |  | A Class |  |  | I-Inventory | FG-Finish Good | R | Equipment | X-Ray | Radiogoloy Product | Main Location | 90229090 |  | FIFO | Runyes | [5 empty] | Soft scissor arm* 70 kVp/7mA X-ray tube* Focal spot 0.7mm* Focal Length 20 cm* Exposure Time .06 to 2.0 second* Tube Head and cone are internally LEAD coated.* Remote controll for exposure* Microprocessor controlled |  |  | 0 | 0 | 0 | 1 | 0 | 0 | [7 empty] | 1 |  | RN/XR/RUNYES DIGITAL DENTAL X-RAY F/M
IM07522 | Dental X-Ray Spares- CSN Xray Wall Fixing Clamp | 125007FIXINGCLAMP |  | A Class |  |  | I-Inventory | FG-Finish Good | R | Spares | X-Ray-Spares | Radiogoloy Product | Main Location | 90330000 |  | FIFO | CSN | [8 empty] | 0 | 0 | 0 | 1 | 0 | 0 | [7 empty] | 1 |  | CSN/SP/ XRAY WALL FIXING CLAMP
IM07523 | Dental X-Ray Spares- CSN Arm Bush | 125007ARMBUSH |  | A Class |  |  | I-Inventory | FG-Finish Good | R | Spares | X-Ray-Spares | Radiogoloy Product | Main Location | 90330000 |  | FIFO | CSN | [8 empty] | 0 | 0 | 0 | 1 | 0 | 0 | [7 empty] | 1 |  | Csn/Sp/Arm Bush
IM07524 | Dental X-Ray Spares- CSN Driver Board 13212981 | 125007DRIVEBOARD |  | A Class |  |  | I-Inventory | FG-Finish Good | R | Spares | X-Ray-Spares | Radiogoloy Product | Main Location | 90330000 |  | FIFO | CSN | [8 empty] | 0 | 0 | 0 | 1 | 0 | 0 | [7 empty] | 1 |  | Csn/Sp/Driver Board 13212981
IM07525 | Dental X-Ray Spares- CSN MC4 Xray Base Cover | 125007MC4NASECOVER |  | A Class |  |  | I-Inventory | FG-Finish Good | R | Spares | X-Ray-Spares | Radiogoloy Product | Main Location | 90330000 |  | FIFO | CSN | [8 empty] | 0 | 0 | 0 | 1 | 0 | 0 | [7 empty] | 1 |  | Csn/Sp/Mc4 Xray Base Cover
IM07526 | Dental X-Ray Spares- CSN MC4 X-Ray Display PCB Card | 125007MC4DISPLAYPCBCARD |  | A Class |  |  | I-Inventory | FG-Finish Good | R | Spares | X-Ray-Spares | Radiogoloy Product | Main Location | 90330000 |  | FIFO | CSN | [8 empty] | 0 | 0 | 0 | 1 | 0 | 0 | [7 empty] | 1 |  | Csn/Sp/MC4 X-Ray Display Pcb Card
IM07527 | Dental X-Ray Spares- CSN MC4 Xray Power PCB | 125007MC4POPWERPCB. |  | A Class |  |  | I-Inventory | FG-Finish Good | R | Spares | X-Ray-Spares | Radiogoloy Product | Main Location | 90330000 |  | FIFO | CSN | [8 empty] | 0 | 0 | 0 | 1 | 0 | 0 | [7 empty] | 1 |  | Csn/Sp/Mc4 Xray Power Pcb
IM07528 | Dental X-Ray Spares- CSN MC4 X-Ray Power PCB Card | 125007MC4POPWERPCBCARD |  | A Class |  |  | I-Inventory | FG-Finish Good | R | Spares | X-Ray-Spares | Radiogoloy Product | Main Location | 90330000 |  | FIFO | CSN | [8 empty] | 0 | 0 | 0 | 1 | 0 | 0 | [7 empty] | 1 |  | Csn/Sp/MC4 X-Ray Power Pcb Card
IM07529 | Dental X-Ray Spares- CSN MC4 X-Ray Remote | 125007MC4REMOTE |  | A Class |  |  | I-Inventory | FG-Finish Good | R | Spares | X-Ray-Spares | Radiogoloy Product | Main Location | 90330000 |  | FIFO | CSN | [8 empty] | 0 | 0 | 0 | 1 | 0 | 0 | [7 empty] | 1 |  | Csn/Sp/MC4 X-Ray Remote
IM07530 | Dental X-Ray Spares- CSN MC4 Xray Scissor Arm | 125007MC4SCISSORARM |  | A Class |  |  | I-Inventory | FG-Finish Good | R | Spares | X-Ray-Spares | Radiogoloy Product | Main Location | 90330000 |  | FIFO | CSN | [8 empty] | 0 | 0 | 0 | 1 | 0 | 0 | [7 empty] | 1 |  | Csn/Sp/Mc4 Xray Scissor Arm
IM07531 | Dental X-Ray Spares- CSN MC4 Xray Scissor Arm C-Lock Assembly Bush | 125007CLOCK |  | A Class |  |  | I-Inventory | FG-Finish Good | R | Spares | X-Ray-Spares | Radiogoloy Product | Main Location | 90330000 |  | FIFO | CSN | [5 empty] | . |  |  | 0 | 0 | 0 | 1 | 0 | 0 | [7 empty] | 1 |  | CSN/SP/MC4 XRAY SCISSOR ARM C-LOCK ASSEMBLY BUSH
IM07532 | Dental X-Ray Spares- CSN MC4 Xray Timer PCB With Body | 125007MC4PCBWITHBODY |  | A Class |  |  | I-Inventory | FG-Finish Good | R | Spares | X-Ray-Spares | Radiogoloy Product | Main Location | 90330000 |  | FIFO | CSN | [8 empty] | 0 | 0 | 0 | 1 | 0 | 0 | [7 empty] | 1 |  | Csn/Sp/Mc4 Xray Timer Pcb With Body
IM07533 | Dental X-Ray Spares- CSN MC4 Xray Timer Remote | 125007TIMERREMOTE |  | A Class |  |  | I-Inventory | FG-Finish Good | R | Spares | X-Ray-Spares | Radiogoloy Product | Main Location | 90330000 |  | FIFO | CSN | [8 empty] | 0 | 0 | 0 | 1 | 0 | 0 | [7 empty] | 1 |  | Csn/Sp/Mc4 Xray Timer Remote
IM07534 | Dental X-Ray Spares- CSN MC4 Xray Tube Cone | 125007MC4TUBECONE |  | A Class |  |  | I-Inventory | FG-Finish Good | R | Spares | X-Ray-Spares | Radiogoloy Product | Main Location | 90330000 |  | FIFO | CSN | [8 empty] | 0 | 0 | 0 | 1 | 0 | 0 | [7 empty] | 1 |  | Csn/Sp/Mc4 Xray Tube Cone
IM07535 | Dental X-Ray Spares- CSN MC4 Xray Tube Head | 125007MC4TUBEHEAD |  | A Class |  |  | I-Inventory | FG-Finish Good | R | Spares | X-Ray-Spares | Radiogoloy Product | Main Location | 90330000 |  | FIFO | CSN | [8 empty] | 0 | 0 | 0 | 1 | 0 | 0 | [7 empty] | 1 |  | Csn/Sp/Mc4 Xray Tube Head
IM07536 | Dental X-Ray Spares- CSN MC4 Xray Wheel | 125007MC4WHEEL |  | A Class |  |  | I-Inventory | FG-Finish Good | R | Spares | X-Ray-Spares | Radiogoloy Product | Main Location | 90330000 |  | FIFO | CSN | [8 empty] | 0 | 0 | 0 | 1 | 0 | 0 | [7 empty] | 1 |  | Csn/Sp/Mc4 Xray Wheel
IM07537 | Dental X-Ray Spares- CSN X-Ray 120Mm Straight Arm | 125007XRAY120MMSTRAIGHTARM |  | A Class |  |  | I-Inventory | FG-Finish Good | R | Spares | X-Ray-Spares | Radiogoloy Product | Main Location | 90330000 |  | FIFO | CSN | [8 empty] | 0 | 0 | 0 | 1 | 0 | 0 | [7 empty] | 1 |  | CSN/SP/X-RAY 120MM STRAIGHT ARM
IM07538 | Dental X-Ray Spares- CSN X-Ray 120Mm Straight Arm Without Tube Head Lock Arm Bush | 125007XRAY120MMSTRAIGHTARMWOBUSH |  | A Class |  |  | I-Inventory | FG-Finish Good | R | Spares | X-Ray-Spares | Radiogoloy Product | Main Location | 90330000 |  | FIFO | CSN | [8 empty] | 0 | 0 | 0 | 1 | 0 | 0 | [7 empty] | 1 |  | CSN/SP/X-RAY 120MM STRAIGHT ARM WITHOUT TUBE HEAD LOCK ARM BUSH
IM07539 | Dental X-Ray Spares- CSN Xray Arm Cable | 125007ARMCABLE |  | A Class |  |  | I-Inventory | FG-Finish Good | R | Spares | X-Ray-Spares | Radiogoloy Product | Main Location | 90330000 |  | FIFO | CSN | [8 empty] | 0 | 0 | 0 | 1 | 0 | 0 | [7 empty] | 1 |  | Csn/Sp/Xray Arm Cable
IM07540 | Dental X-Ray Spares- CSN X-Ray Arm Cover | 125007ARMCOVER |  | A Class |  |  | I-Inventory | FG-Finish Good | R | Spares | X-Ray-Spares | Radiogoloy Product | Main Location | 90330000 |  | FIFO | CSN | [8 empty] | 0 | 0 | 0 | 1 | 0 | 0 | [7 empty] | 1 |  | Csn/Sp/X-Ray Arm Cover
IM07541 | Dental X-Ray Spares- CSN X-Ray Screw Cap | 125007SCREWCAP |  | A Class |  |  | I-Inventory | FG-Finish Good | C | Spares | X-Ray-Spares | Radiogoloy Product | Main Location | 90330000 |  | FIFO | CSN | [8 empty] | 0 | 0 | 0 | 1 | 0 | 0 | [7 empty] | 1 |  | Csn/Sp/X-Ray Screw Cap
IM07542 | Dental X-Ray Spares- CSN X-Ray Timer Body | 125007TIMERBODY |  | A Class |  |  | I-Inventory | FG-Finish Good | C | Spares | X-Ray-Spares | Radiogoloy Product | Main Location | 90330000 |  | FIFO | CSN | [8 empty] | 0 | 0 | 0 | 1 | 0 | 0 | [7 empty] | 1 |  | Csn/Sp/X-Ray Timer Body
IM07543 | Dental X-Ray Spares- CSN X-Ray Timer Display Panel | 125007TIMERDISPANEL |  | A Class |  |  | I-Inventory | FG-Finish Good | R | Spares | X-Ray-Spares | Radiogoloy Product | Main Location | 90330000 |  | FIFO | CSN | [8 empty] | 0 | 0 | 0 | 1 | 0 | 0 | [7 empty] | 1 |  | CSN/SP/X-RAY TIMER DISPLAY PANEL
IM07544 | Dental X-Ray Spares- CSN X-Ray Timer Display Panel Cord | 125007PANELCORD |  | A Class |  |  | I-Inventory | FG-Finish Good | R | Spares | X-Ray-Spares | Radiogoloy Product | Main Location | 90330000 |  | FIFO | CSN | [8 empty] | 0 | 0 | 0 | 1 | 0 | 0 | [7 empty] | 1 |  | CSN/SP/X-RAY TIMER DISPLAY PANEL CORD
IM07545 | Dental X-Ray Spares- CSN X-Ray Tube Arm Cover | 125007TUBEARMCOVER |  | A Class |  |  | I-Inventory | FG-Finish Good | R | Spares | X-Ray-Spares | Radiogoloy Product | Main Location | 90330000 |  | FIFO | CSN | [8 empty] | 0 | 0 | 0 | 1 | 0 | 0 | [7 empty] | 1 |  | CSN/SP/X-RAY TUBE ARM COVER
IM07546 | Dental X-Ray Spares- CSN X-Ray Tube Head Body | 125007TUBEHEADBODY |  | A Class |  |  | I-Inventory | FG-Finish Good | R | Spares | X-Ray-Spares | Radiogoloy Product | Main Location | 90330000 |  | FIFO | CSN | [8 empty] | 0 | 0 | 0 | 1 | 0 | 0 | [7 empty] | 1 |  | Csn/Sp/X-Ray Tube Head Body
IM07547 | Dental X-Ray Spares- CSN X-Ray Tube Head C-Lock | 125007TUBEHEADCLOCK |  | A Class |  |  | I-Inventory | FG-Finish Good | R | Spares | X-Ray-Spares | Radiogoloy Product | Main Location | 90330000 |  | FIFO | CSN | [8 empty] | 0 | 0 | 0 | 1 | 0 | 0 | [7 empty] | 1 |  | Csn/Sp/X-ray Tube Head C-Lock
IM07548 | Dental X-Ray Spares- CSN Xray Tube Head With PCB | 125007TUBHEADWITHPCB |  | A Class |  |  | I-Inventory | FG-Finish Good | R | Spares | X-Ray-Spares | Radiogoloy Product | Main Location | 90330000 |  | FIFO | CSN | [8 empty] | 0 | 0 | 0 | 1 | 0 | 0 | [7 empty] | 1 |  | CSN/SP/XRAY TUBE HEAD WITH PCB
IM07549 | Dental X-Ray Spares- CSN Xray Tube Head Without Hanging Arm | 125007HEADWOARM |  | A Class |  |  | I-Inventory | FG-Finish Good | R | Spares | X-Ray-Spares | Radiogoloy Product | Main Location | 90330000 |  | FIFO | CSN | [8 empty] | 0 | 0 | 0 | 1 | 0 | 0 | [7 empty] | 1 |  | CSN/SP/XRAY TUBE HEAD WITHOUT HANGING ARM
IM07550 | Dental X-Ray Spares- CSN Xray White Main PCB Rs-014-8 | 125007RS0148 |  | A Class |  |  | I-Inventory | FG-Finish Good | R | Spares | X-Ray-Spares | Radiogoloy Product | Main Location | 90330000 |  | FIFO | CSN | [8 empty] | 0 | 0 | 0 | 1 | 0 | 0 | [7 empty] | 1 |  | CSN/SP/XRAY WHITE MAIN PCB RS-014-8
IM07551 | Dental X-Ray Spares- CSN X-Ray-Tube Head | 125007TUBEHEAD |  | A Class |  |  | I-Inventory | FG-Finish Good | R | Spares | X-Ray-Spares | Radiogoloy Product | Main Location | 90330000 |  | FIFO | CSN | [8 empty] | 0 | 0 | 0 | 1 | 0 | 0 | [7 empty] | 1 |  | CSN/SP/X-RAY-TUBE HEAD
IM07552 | Dental X-Ray Spares- CSN X-Ray-Tube Head PCB | 125007TUBEHEEADPCB. |  | A Class |  |  | I-Inventory | FG-Finish Good | R | Spares | X-Ray-Spares | Radiogoloy Product | Main Location | 90330000 |  | FIFO | CSN | [8 empty] | 0 | 0 | 0 | 1 | 0 | 0 | [7 empty] | 1 |  | CSN/SP/X-RAY-TUBE HEAD PCB
IM07553 | Dental X-Ray Spares- CSN Xray Green Main PCB -R5014-3 | 125007R50143 |  | A Class |  |  | I-Inventory | FG-Finish Good | R | Spares | X-Ray-Spares | Radiogoloy Product | Main Location | 90330000 |  | FIFO | CSN | [8 empty] | 0 | 0 | 0 | 1 | 0 | 0 | [7 empty] | 1 |  | CSN/XR/SP/ XRAY GREEN MAIN PCB -R5014-3
IM07554 | Dental X-Ray Spares- CSN Xray 120MM Straight Arm Wo Tube Lock And Shaft With Clock | 125007SHAFTWCLOCK |  | A Class |  |  | I-Inventory | FG-Finish Good | R | Spares | X-Ray-Spares | Radiogoloy Product | Main Location | 90330000 |  | FIFO | CSN | [8 empty] | 0 | 0 | 0 | 1 | 0 | 0 | [7 empty] | 1 |  | CSN/XR/SP/XRAY 120MM STRAIGHT ARM WO TUBE LOCK AND SHAFT WITH CLOCK
IM07555 | Dental X-Ray Spares- CSN X-Ray Red PCB | 125007REDPCB |  | A Class |  |  | I-Inventory | FG-Finish Good | R | Spares | X-Ray-Spares | Radiogoloy Product | Main Location | 90330000 |  | FIFO | CSN | [8 empty] | 0 | 0 | 0 | 1 | 0 | 0 | [7 empty] | 1 |  | CSN/XR/SP/X-RAY RED PCB
IM07556 | Dental X-Ray Spares- CSN X-Ray Remote Wire | 125007REMOTEWIRE |  | A Class |  |  | I-Inventory | FG-Finish Good | R | Spares | X-Ray-Spares | Radiogoloy Product | Main Location | 90330000 |  | FIFO | CSN | [8 empty] | 0 | 0 | 0 | 1 | 0 | 0 | [7 empty] | 1 |  | CSN/XR/SP/X-RAY REMOTE WIRE
IM07557 | Dental X-Ray Spares- CSN Xray Tube Head Hanging Arm | 125007HANGINGARM |  | A Class |  |  | I-Inventory | FG-Finish Good | R | Spares | X-Ray-Spares | Radiogoloy Product | Main Location | 9033000 |  | FIFO | CSN | [8 empty] | 0 | 0 | 0 | 1 | 0 | 0 | [7 empty] | 1 |  | CSN/XR/SP/XRAY TUBE HEAD HANGING ARM
IM07558 | Dental X-Ray Spares- CSN Xray White Main PCB 13151691 | 12500713151691 |  | A Class |  |  | I-Inventory | FG-Finish Good | R | Spares | X-Ray-Spares | Radiogoloy Product | Main Location | 90330000 |  | FIFO | CSN | [8 empty] | 0 | 0 | 0 | 1 | 0 | 0 | [7 empty] | 1 |  | Csn/Xr/Sp/Xray White Main Pcb 13151691
IM07559 | Dental X-Ray Spares- CSN X-Ray Wireless Remote Control Max 70 HFDC | 12500770HFDCREMOTECTRL |  | A Class |  |  | I-Inventory | FG-Finish Good | R | Spares | X-Ray-Spares | Radiogoloy Product | Main Location | 90330000 |  | FIFO | CSN | [8 empty] | 0 | 0 | 0 | 1 | 0 | 0 | [7 empty] | 1 |  | CSN/XR/X-RAY WIRELESS REMOTE CONTROL MAX 70HFDC
IM07560 | Dental X-Ray Spares- CSN X-Ray/Cone-Csn X-Ray Cone | 125007CONE |  | A Class |  |  | I-Inventory | FG-Finish Good | C | Spares | X-Ray-Spares | Radiogoloy Product | Main Location | 90330000 |  | FIFO | CSN | [8 empty] | 0 | 0 | 0 | 1 | 0 | 0 | [7 empty] | 1 |  | Csn/Sp/X-Ray/Cone-Csn X-Ray Cone
IM07561 | Dental X-Ray Spares- CSN X-Ray Remote (TX RC 427) P/N 65790400 RX RC 428 P/N 65790300 | 12500765790400 |  | A Class |  |  | I-Inventory | FG-Finish Good | R | Spares | X-Ray-Spares | Radiogoloy Product | Main Location | 90330000 |  | FIFO | CSN | [8 empty] | 0 | 0 | 0 | 1 | 0 | 0 | [7 empty] | 1 |  | CSN/XR/X-RAY REMOTE (TX RC 427) P/N 65790400 RX RC 428 P/N 65790300
IM07562 | Dental X-Ray Spares- CSN MC4 Scissor Arm Without Tube Head C Lock Arm Bush | CSN/SP/MC4 XRAY SCISSOR ARM WITHOUT TUBE HEAD C-LOCK ARM BUSH |  | A Class |  |  | I-Inventory | TG-Trading Good |  | Spares | X-Ray-Spares | Radiogoloy Product | Main Location | 90330000 |  | FIFO | CSN | [8 empty] | 0 | 0 | 0 | 1 | 0 | 0 | [7 empty] | 1 |  | CSN/SP/MC4 XRAY SCISSOR ARM WITHOUT TUBE HEAD C-LOCK ARM BUSH
IM07563 | X-Ray Spares-Genoray-Ezx-60 Generoy Portable Xray Ezx60 Battery D11A011 | 122007EZX60D11JA011 |  | A Class |  |  | I-Inventory | FG-Finish Good | R | Spares | X-Ray-Spares | Radiogoloy Product | Main Location | 90330000 |  | FIFO | Genoray | [8 empty] | 0 | 0 | 0 | 1 | 0 | 0 | [7 empty] | 1 |  | GE/XR/AC/EZX-60 GENEROY PORTABLE XRAY EZX60 BATTERY D11A011
IM07564 | X-Ray Spares-Genoray-Ezx-60 Genoray Portable Xray Hand Grip | 122007HANDDGRIP |  | A Class |  |  | I-Inventory | FG-Finish Good | R | Spares | X-Ray-Spares | Radiogoloy Product | Main Location | 90330000 |  | FIFO | Genoray | [8 empty] | 0 | 0 | 0 | 1 | 0 | 0 | [7 empty] | 1 |  | GE/XR/AC/EZX-60 GENORAY PORTABLE XRAY HAND GRIP
IM07565 | X-Ray Spares-Genoray-Ezx-60 Genoray Portble Xray Battery Lid | 122007BATTERYLID |  | A Class |  |  | I-Inventory | FG-Finish Good | R | Spares | X-Ray-Spares | Radiogoloy Product | Main Location | 90330000 |  | FIFO | Genoray | [8 empty] | 0 | 0 | 0 | 1 | 0 | 0 | [7 empty] | 1 |  | GE/XR/AC/EZX-60 GENORAY PORTBLE XRAY BATTERY LID
IM07566 | X-Ray Spares-Genoray-Generoy Portable Xray Holding Strap-D11Mb003 | 122007D11MB003 |  | A Class |  |  | I-Inventory | FG-Finish Good | R | Spares | X-Ray-Spares | Radiogoloy Product | Main Location | 90330000 |  | FIFO | Genoray | [8 empty] | 0 | 0 | 0 | 1 | 0 | 0 | [7 empty] | 1 |  | GE/XR/AC/GENEROY PORTABLE XRAY HOLDING STRAP-D11MB003
IM07567 | X-Ray Spares-Genoray- Papya Opg Fpga Kit | 122007FPGAKIT |  | A Class |  |  | I-Inventory | FG-Finish Good | R | Spares | X-Ray-Spares | Radiogoloy Product | Main Location | 90330000 |  | FIFO | Genoray | [8 empty] | 0 | 0 | 0 | 1 | 0 | 0 | [7 empty] | 1 |  | GE/XR/AC/GENORAY PAPYA OPG FPGA KIT
IM07568 | X-Ray Spares-Genoray- Papya Opg Stm Loader PCB | 122007OPGSTMLOADERPCB |  | A Class |  |  | I-Inventory | FG-Finish Good | R | Spares | X-Ray-Spares | Radiogoloy Product | Main Location | 90330000 |  | FIFO | Genoray | [8 empty] | 0 | 0 | 0 | 1 | 0 | 0 | [7 empty] | 1 |  | GE/XR/AC/GENORAY PAPYA OPG STM LOADER PCB
IM07569 | X-Ray Spares-Genoray- Portable Only Lcd PCB D11Ja006 | 122007D11JA006 |  | A Class |  |  | I-Inventory | FG-Finish Good | R | Spares | X-Ray-Spares | Radiogoloy Product | Main Location | 90330000 |  | FIFO | Genoray | [8 empty] | 0 | 0 | 0 | 1 | 0 | 0 | [7 empty] | 1 |  | Ge/Xr/Ac/Genoray Portable Only Lcd Pcb D11JA006
IM07570 | X-Ray Spares-Genoray- Portable Tube Head-D11Ma001 | 122007D11MA001 |  | A Class |  |  | I-Inventory | FG-Finish Good | R | Spares | X-Ray-Spares | Radiogoloy Product | Main Location | 90330000 |  | FIFO | Genoray | [5 empty] | . |  |  | 0 | 0 | 0 | 1 | 0 | 0 | [7 empty] | 1 |  | GE/XR/AC/GENORAY PORTABLE TUBE HEAD-D11MA001
IM07571 | X-Ray Spares-Genoray- Portable Usb To Micro Cable | 122007MICROCABLE |  | A Class |  |  | I-Inventory | FG-Finish Good | R | Spares | X-Ray-Spares | Radiogoloy Product | Main Location | 90330000 |  | FIFO | Genoray | [8 empty] | 0 | 0 | 0 | 1 | 0 | 0 | [7 empty] | 1 |  | GE/XR/AC/GENORAY PORTABLE USB TO MICRO CABLE
IM07572 | X-Ray Spares-Genoray- Portable Usb To Mini Usb Cable | 122007USBCABLE |  | A Class |  |  | I-Inventory | FG-Finish Good | R | Spares | X-Ray-Spares | Radiogoloy Product | Main Location | 90330000 |  | FIFO | Genoray | [8 empty] | 0 | 0 | 0 | 1 | 0 | 0 | [7 empty] | 1 |  | GE/XR/AC/GENORAY PORTABLE USB TO MINI USB CABLE
IM07573 | X-Ray Spares-Genoray- Portable Xray Body D11Ma004 | 122007D11MA004 |  | A Class |  |  | I-Inventory | FG-Finish Good | R | Spares | X-Ray-Spares | Radiogoloy Product | Main Location | 90330000 |  | FIFO | Genoray | [8 empty] | 0 | 0 | 0 | 1 | 0 | 0 | [7 empty] | 1 |  | Ge/Xr/Ac/Genoray Portable Xray Body D11MA004
IM07574 | X-Ray Spares-Genoray- Portable Xray Lcd Window Cover Panel D11Mt007 | 122007D11MT007 |  | A Class |  |  | I-Inventory | FG-Finish Good | R | Spares | X-Ray-Spares | Radiogoloy Product | Main Location | 90330000 |  | FIFO | Genoray | [8 empty] | 0 | 0 | 0 | 1 | 0 | 0 | [7 empty] | 1 |  | Ge/Xr/Ac/Genoray Portable Xray Lcd Window Cover Panel D11MT007
IM07575 | X-Ray Spares-Genoray- Portable X-Ray Shoot Key Button | 122007EZXSHJOTERYBUTTON |  | A Class |  |  | I-Inventory | FG-Finish Good | R | Spares | X-Ray-Spares | Radiogoloy Product | Main Location | 90330000 |  | FIFO | Genoray | [5 empty] | . |  |  | 0 | 0 | 0 | 1 | 0 | 0 | [7 empty] | 1 |  | GE/XR/AC/GENORAY PORTABLE X-RAY SHOOT KEY BUTTON
IM07576 | X-Ray Spares-Genoray- Portable X-Ray Shoot Panel PCB D11Ja008 | 122007EZX60D11A008 |  | A Class |  |  | I-Inventory | FG-Finish Good | R | Spares | X-Ray-Spares | Radiogoloy Product | Main Location | 90330000 |  | FIFO | Genoray | [5 empty] | GENORAY PORTABLE X-RAY SHOOT PANEL PCB D11JA008 |  |  | 0 | 0 | 0 | 1 | 0 | 0 | [7 empty] | 1 |  | GE/XR/AC/GENORAY PORTABLE X-RAY SHOOT PANEL PCB D11JA008
IM07577 | X-Ray Spares-Genoray- Portable Xray Window Round Gaskit D11Mt042 | 122007EZX60D11MT042 |  | A Class |  |  | I-Inventory | FG-Finish Good | R | Spares | X-Ray-Spares | Radiogoloy Product | Main Location | 90330000 |  | FIFO | Genoray | [8 empty] | 0 | 0 | 0 | 1 | 0 | 0 | [7 empty] | 1 |  | Ge/Xr/Ac/Genoray Portable Xray Window Round Gaskit D11Mt042
IM07578 | X-Ray Spares-Genoray-Genoray Port Xii Hand Switch | 122007HANDSWITCH |  | A Class |  |  | I-Inventory | FG-Finish Good | R | Spares | X-Ray-Spares | Radiogoloy Product | Main Location | 90330000 |  | FIFO | Genoray | [8 empty] | 0 | 0 | 0 | 1 | 0 | 0 | [7 empty] | 1 |  | GE/XR/SP/GENORAY PORT XII HAND SWITCH
IM07579 | X-Ray Spares-Genoray-Genoray Portable Xray Buzzer | 122007EZX60BUZZER |  | A Class |  |  | I-Inventory | FG-Finish Good | R | Spares | X-Ray-Spares | Radiogoloy Product | Main Location | 90330000 |  | FIFO | Genoray | [8 empty] | 0 | 0 | 0 | 1 | 0 | 0 | [7 empty] | 1 |  | Ge/Xr/Sp/Genoray Portable Xray Buzzer
IM07580 | X-Ray Spares-Genoray-Genoray Xray Tripod Stand | 122007TRIPODSTAND |  | A Class |  |  | I-Inventory | FG-Finish Good | R | Spares | X-Ray-Spares | Radiogoloy Product | Main Location | 90330000 |  | FIFO | Genoray | [8 empty] | 0 | 0 | 0 | 1 | 0 | 0 | [7 empty] | 1 |  | GE/XR/SP/GENORAY XRAY TRIPOD STAND
IM07581 | X-Ray Spares-Genoray-Port X-Ii Battery-Jg20B011 | 122007BATTERYJG20B011 |  | A Class |  |  | I-Inventory | FG-Finish Good | R | Spares | X-Ray-Spares | Radiogoloy Product | Main Location | 90330000 |  | FIFO | Genoray | [8 empty] | 0 | 0 | 0 | 1 | 0 | 0 | [7 empty] | 1 |  | GE/XR/SP/PORT X-II BATTERY-JG20B011
IM07582 | X-Ray Spares-Genoray-Power Adaptor | 122007EZX60POWERADOPTER |  | A Class |  |  | I-Inventory | FG-Finish Good | R | Spares | X-Ray-Spares | Radiogoloy Product | Main Location | 90330000 |  | FIFO | Genoray | [8 empty] | 0 | 0 | 0 | 1 | 0 | 0 | [7 empty] | 1 |  | Ge/Xr/Sp/Power Adaptor
IM07583 | X-Ray Spares-Genoray-Ezx-60 Control B/D V 2.2 PCB D11Ja009 | 122007EZX60D11JA009 |  | A Class |  |  | I-Inventory | FG-Finish Good | R | Spares | X-Ray-Spares | Radiogoloy Product | Main Location | 90330000 |  | FIFO | Genoray | [8 empty] | 0 | 0 | 0 | 1 | 0 | 0 | [7 empty] | 1 |  | Ge/Xr/Ac/EZX-60 Control b/d v 2.2 pcb D11JA009
IM07584 | X-Ray Spares-Genoray-Ezx-60- Generoy Portable Xray Ezx-60 P/B D02Jb002 | 122007EXZ60D02JB002 |  | A Class |  |  | I-Inventory | FG-Finish Good | R | Spares | X-Ray-Spares | Radiogoloy Product | Main Location | 90330000 |  | FIFO | Genoray | [8 empty] | 0 | 0 | 0 | 1 | 0 | 0 | [7 empty] | 1 |  | GE/XR/AC/EZX-60- GENEROY PORTABLE XRAY EZX-60 P/B D02JB002
IM07585 | X-Ray Spares-Genoray-Generoy Portable Xray S/N Sticker | 122007EZX60STICKER |  | A Class |  |  | I-Inventory | FG-Finish Good | C | Spares | X-Ray-Spares | Radiogoloy Product | Main Location | 90330000 |  | FIFO | Genoray | [5 empty] | . |  |  | 0 | 0 | 0 | 1 | 0 | 0 | [7 empty] | 1 |  | GE/XR/AC/GENEROY PORTABLE XRAY S/N STICKER
IM07586 | X-Ray Spares-Genoray-Pxiv Generoy Portable Xray Pxiv Battery -6Icp/35/62 | 122007PORTXIVBATTERY |  | A Class |  |  | I-Inventory | FG-Finish Good | R | Spares | X-Ray-Spares | Radiogoloy Product | Main Location | 90330000 |  | FIFO | Genoray | [8 empty] | 0 | 0 | 0 | 1 | 0 | 0 | [7 empty] | 1 |  | GE/XR/AC/PXIV GENEROY PORTABLE XRAY PXIV BATTERY -6ICP/35/62
IM07587 | Dental X-Ray Spares- Runyes X-Ray Main PCB | Rn/Xr/Sp/ Wall Mount X-Ray Main Pcb |  | A Class |  |  | I-Inventory | TG-Trading Good |  | Spares | X-Ray-Spares | Radiogoloy Product | Main Location | 90330000 |  | FIFO | Runyes | [8 empty] | 0 | 0 | 0 | 1 | 0 | 0 | [7 empty] | 1 |  | Runyes Xray Wall Mount X-Ray Main Pcb
IM07588 | Local-Indian Xpress Dg Arm | 148007DGXRAYARM |  | A Class |  |  | I-Inventory | FG-Finish Good | R | Spares | X-Ray-Spares | Radiogoloy Product | Main Location | 90330000 |  | FIFO | Indian Product | [8 empty] | 0 | 0 | 0 | 1 | 0 | 0 | [7 empty] | 1 |  | X-Ray Spares-Local-Indian Xpress Dg Arm
IM07589 | Local-Indian Xpress Dg Arm Connector | 148007DGXRAYCONNECTOR |  | A Class |  |  | I-Inventory | FG-Finish Good | R | Spares | X-Ray-Spares | Radiogoloy Product | Main Location | 90330000 |  | FIFO | Indian Product | [8 empty] | 0 | 0 | 0 | 1 | 0 | 0 | [7 empty] | 1 |  | X-Ray Spares-Local-Indian Xpress Dg Arm Connector
IM07590 | Local-Indian Xpress Dg Remote Control Pcb Bxd-4 | 148007DGREMOTECTRRLPCBBXD4 |  | A Class |  |  | I-Inventory | FG-Finish Good | R | Spares | X-Ray-Spares | Radiogoloy Product | Main Location | 90330000 |  | FIFO | Indian Product | [8 empty] | 0 | 0 | 0 | 1 | 0 | 0 | [7 empty] | 1 |  | X-Ray Spares-Local-Indian Xpress Dg Remote Control PCB Bxd-4
IM07591 | Local-Indian Xpress Dg Timer Display Pcb | 148007DGXRAYTIMERPCB |  | A Class |  |  | I-Inventory | FG-Finish Good | R | Spares | X-Ray-Spares | Radiogoloy Product | Main Location | 90330000 |  | FIFO | Indian Product | [8 empty] | 0 | 0 | 0 | 1 | 0 | 0 | [7 empty] | 1 |  | X-Ray Spares-Local-Indian Xpress Dg Timer Display Pcb
IM07592 | Local-Indian Xpress Dg Tube Head | 148007DGXRAYTUBEHEAD |  | A Class |  |  | I-Inventory | FG-Finish Good | R | Spares | X-Ray-Spares | Radiogoloy Product | Main Location | 90330000 |  | FIFO | Indian Product | [8 empty] | 0 | 0 | 0 | 1 | 0 | 0 | [7 empty] | 1 |  | X-Ray Spares-Local-Indian Xpress Dg Tube Head
IM07593 | Dental X-ray Spares- Cefla Digital X-Ray Main PCB-97661585 | 106007DIGITALXRAYPCB97661585 |  | A Class |  |  | I-Inventory | FG-Finish Good | R | Spares | X-Ray-Spares | Radiogoloy Product | Main Location | 90330000 |  | FIFO | Anthos/Cefla | [8 empty] | 0 | 0 | 0 | 1 | 0 | 0 | [7 empty] | 1 |  | CF/XR/SP/CEFLA DIGITAL X-RAY MAIN PCB-97661585
IM07594 | X-Ray Viewer- Cristofolio X-Ray Viewer Model Big Luna | 116001LUNA |  | A Class |  |  | I-Inventory | FG-Finish Good | R | Equipment | X-Ray Viewer | Dental Equiment | Main Location | 90184900 |  | FIFO | Cristofolio | [5 empty] | Intended for brightening the X-ray film. It incorporates the most advanced LED and backlight source technology with over 100,000-hour service life. It guarantees even more intense uniformity, no dark, no flash, color stability, so that the screen is made brighter and softer.*1.*LED light source, working life over 100000 hours.*2.*Can mount on the wall or place on the desk with 3 positions.*3.*Fashionable design.*4.*Intensity of light: >3000 lux. |  |  | 0 | 0 | 0 | 1 | 0 | 0 | [7 empty] | 1 |  | CR/XV/AC/VIER(S)-CRISTOFOLIO X-RAY VIEWER BIG LUNA
IM07595 | X-Ray Viewer- Coxo Tech Xray View Small Model CX-07 | 107001CX07 |  | A Class |  |  | I-Inventory | FG-Finish Good | R | Equipment | X-Ray Viewer | Dental Equiment | Main Location | 90184900 |  | FIFO | Hongkong Coxo | [5 empty] | X-Ray viewer -- Small for IOPA* |  |  | 0 | 0 | 0 | 1 | 0 | 0 | [7 empty] | 1 |  | CO/XV/AC/VIEWERS-COXO TEC X-RAY VIEWER SMALL CX-07
IM07596 | X-Ray-Accesssories-Local- X-Ray Developer Box | 148052DEVELOPERBOX |  | A Class |  |  | I-Inventory | FG-Finish Good | R | Accessories | X-Ray-Accesssories | Radiogoloy Product | Main Location | 90184900 |  | FIFO | Indian Product | [8 empty] | 0 | 0 | 0 | 1 | 0 | 0 | [7 empty] | 1 |  | IN/AC/DENTAL X-RAY DEVELOPER BOX
IM07597 | X-Ray Accessories-Indian-Ledapr-Led Apron For Xray (Indian) | 114007APRONLED |  | A Class |  |  | I-Inventory | FG-Finish Good | R | Accessories | X-Ray-Accesssories | Radiogoloy Product | Main Location |  |  | FIFO | Indian Product | [8 empty] | 0 | 0 | 0 | 1 | 0 | 0 | [7 empty] | 1 |  | IN/LA/AC/LEDAPR-LED APRON FOR XRAY (INDIAN)
IM07598 | X-Ray Spares-Gnatus- New Timex E Front Cover 16000003435 | 101007TIMEXEFRONTCOVER31000003435 |  | A Class |  |  | I-Inventory | FG-Finish Good | C | Spares | X-Ray-Spares | Radiogoloy Product | Main Location | 90330000 |  | FIFO | Gnatus | [8 empty] | 0 | 0 | 0 | 1 | 0 | 0 | [7 empty] | 1 |  | GN/XR/SP/ NEW TIMEX E FRONT COVER 16000003435
IM07599 | X-Ray Spares-Gnatus- Timex 70 E Floor Straight Pole-708000852 | 10100770EFLSTPOLE708000852 |  | A Class |  |  | I-Inventory | FG-Finish Good | R | Spares | X-Ray-Spares | Radiogoloy Product | Main Location | 90330000 |  | FIFO | Gnatus | [8 empty] | 0 | 0 | 0 | 1 | 0 | 0 | [7 empty] | 1 |  | GN/XR/SP/ TIMEX 70 E FLOOR STRAIGHT POLE-708000852
IM07600 | X-Ray Spares-Gnatus-70C Scissor Arm | 101007SCIARM |  | A Class |  |  | I-Inventory | FG-Finish Good | R | Spares | X-Ray-Spares | Radiogoloy Product | Main Location | 90330000 |  | FIFO | Gnatus | [8 empty] | 0 | 0 | 0 | 1 | 0 | 0 | [7 empty] | 1 |  | Gn/Xr/Mc/70c Scissor Arm
IM07601 | X-Ray Spares-Gnatus-70C Timer | 101007TIMER |  | A Class |  |  | I-Inventory | FG-Finish Good | R | Spares | X-Ray-Spares | Radiogoloy Product | Main Location | 90330000 |  | FIFO | Gnatus | [8 empty] | 0 | 0 | 0 | 1 | 0 | 0 | [7 empty] | 1 |  | Gn/Xr/Mc/70c Timer
IM07602 | X-Ray Spares-Gnatus-70C Without Power Filter | 101007WOPFILTER |  | A Class |  |  | I-Inventory | FG-Finish Good | R | Spares | X-Ray-Spares | Radiogoloy Product | Main Location | 90330000 |  | FIFO | Gnatus | [8 empty] | 0 | 0 | 0 | 1 | 0 | 0 | [7 empty] | 1 |  | Gn/Xr/Mc/70c Without Power Filter
IM07603 | X-Ray Spares-Gnatus-Base Gray Roller 80Mm With Lock 30365003230 | 10100730365003200 |  | A Class |  |  | I-Inventory | FG-Finish Good | R | Spares | X-Ray-Spares | Radiogoloy Product | Main Location | 90330000 |  | FIFO | Gnatus | [8 empty] | 0 | 0 | 0 | 1 | 0 | 0 | [7 empty] | 1 |  | GN/XR/SP/BASE GRAY ROLLER 80MM WITH LOCK 30365003230
IM07604 | X-Ray Spares-Gnatus-Centre Joint Block 708000560 | 101007708000560 |  | A Class |  |  | I-Inventory | FG-Finish Good | C | Spares | X-Ray-Spares | Radiogoloy Product | Main Location | 90330000 |  | FIFO | Gnatus | [8 empty] | 0 | 0 | 0 | 1 | 0 | 0 | [7 empty] | 1 |  | Gn/Xr/Sp/Centre Joint Block 708000560
IM07605 | X-Ray Spares-Gnatus-Centre Joint Block Cover-365003410 | 101007365003410 |  | A Class |  |  | I-Inventory | FG-Finish Good | C | Spares | X-Ray-Spares | Radiogoloy Product | Main Location | 90330000 |  | FIFO | Gnatus | [8 empty] | 0 | 0 | 0 | 1 | 0 | 0 | [7 empty] | 1 |  | Gn/Xr/Sp/Centre Joint Block Cover-365003410
IM07606 | X-Ray Spares-Gnatus-C-Lock Key External Tube 365001901 | 101007365001901 |  | A Class |  |  | I-Inventory | FG-Finish Good | C | Spares | X-Ray-Spares | Radiogoloy Product | Main Location | 90330000 |  | FIFO | Gnatus | [8 empty] | 0 | 0 | 0 | 1 | 0 | 0 | [7 empty] | 1 |  | Gn/Xr/Sp/C-Lock Key External Tube 365001901
IM07607 | X-Ray Spares-Gnatus-Gnatus Floor X-Ray Scissor Arm 16000001046 | 101007FLSCISSORARM16000001046 |  | A Class |  |  | I-Inventory | FG-Finish Good | R | Spares | X-Ray-Spares | Radiogoloy Product | Main Location | 90330000 |  | FIFO | Gnatus | [8 empty] | 0 | 0 | 0 | 1 | 0 | 0 | [7 empty] | 1 |  | GN/XR/SP/GNATUS FLOOR X-RAY SCISSOR ARM 16000001046
IM07608 | X-Ray Spares-Gnatus-Gnatus Wall Mount X-Ray Scissor Arm 16000001043 | 101007SCISSORARM16000001043 |  | A Class |  |  | I-Inventory | FG-Finish Good | R | Spares | X-Ray-Spares | Radiogoloy Product | Main Location | 90330000 |  | FIFO | Gnatus | [8 empty] | 0 | 0 | 0 | 1 | 0 | 0 | [7 empty] | 1 |  | GN/XR/SP/GNATUS WALL MOUNT X-RAY SCISSOR ARM 16000001043
IM07609 | X-Ray Spares-Gnatus-Gnatus X-Ray Remote Sticker-300015592 | 101007300015592 |  | A Class |  |  | I-Inventory | FG-Finish Good | C | Spares | X-Ray-Spares | Radiogoloy Product | Main Location | 90330000 |  | FIFO | Gnatus | [8 empty] | 0 | 0 | 0 | 1 | 0 | 0 | [7 empty] | 1 |  | Gn/Xr/Sp/Gnatus X-Ray Remote Sticker-300015592
IM07610 | X-Ray Spares-Gnatus-Main PCBof Xray Timex 70E 608001870 | 101007608001870 |  | A Class |  |  | I-Inventory | FG-Finish Good | R | Spares | X-Ray-Spares | Radiogoloy Product | Main Location | 90330000 |  | FIFO | Gnatus | [8 empty] | 0 | 0 | 0 | 1 | 0 | 0 | [7 empty] | 1 |  | Gn/Xr/Sp/Main Pcbof Xray Timex 70E 608001870
IM07611 | X-Ray Spares-Gnatus-New Timex E Arm Cover 16000003447 | 101007TIMEXEARMCOVER16000003447 |  | A Class |  |  | I-Inventory | FG-Finish Good | R | Spares | X-Ray-Spares | Radiogoloy Product | Main Location | 90330000 |  | FIFO | Gnatus | [8 empty] | 0 | 0 | 0 | 1 | 0 | 0 | [7 empty] | 1 |  | GN/XR/SP/NEW TIMEX E ARM COVER 16000003447
IM07612 | X-Ray Spares-Gnatus-New Timex E Remote 41000004776 | 101007TIMEXEREMOTE41000004776 |  | A Class |  |  | I-Inventory | FG-Finish Good | R | Spares | X-Ray-Spares | Radiogoloy Product | Main Location | 90330000 |  | FIFO | Gnatus | [8 empty] | 0 | 0 | 0 | 1 | 0 | 0 | [7 empty] | 1 |  | GN/XR/SP/NEW TIMEX E REMOTE 41000004776
IM07613 | X-Ray Spares-Gnatus-New Timex E Remote Sticker-31000003359 | 101007TIMEXEREMOTESTICKER31000003359 |  | A Class |  |  | I-Inventory | FG-Finish Good | C | Spares | X-Ray-Spares | Radiogoloy Product | Main Location | 90330000 |  | FIFO | Gnatus | [8 empty] | 0 | 0 | 0 | 1 | 0 | 0 | [7 empty] | 1 |  | GN/XR/SP/NEW TIMEX E REMOTE STICKER-31000003359
IM07614 | X-Ray Spares-Gnatus-New Timex E Timer Back Cover 31000003367 | 101007TIMEXEBACKCOVER31000003367 |  | A Class |  |  | I-Inventory | FG-Finish Good | C | Spares | X-Ray-Spares | Radiogoloy Product | Main Location | 90330000 |  | FIFO | Gnatus | [8 empty] | 0 | 0 | 0 | 1 | 0 | 0 | [7 empty] | 1 |  | GN/XR/SP/NEW TIMEX E TIMER BACK COVER 31000003367
IM07615 | X-Ray Spares-Gnatus-New Timex E Timer PCB-41000004784 | 101007TIMEXETIMERPCB41000004784 |  | A Class |  |  | I-Inventory | FG-Finish Good | R | Spares | X-Ray-Spares | Radiogoloy Product | Main Location | 90330000 |  | FIFO | Gnatus | [8 empty] | 0 | 0 | 0 | 1 | 0 | 0 | [7 empty] | 1 |  | GN/XR/SP/NEW TIMEX E TIMER PCB-41000004784
IM07616 | X-Ray Spares-Gnatus-Plastic Cover For Control Box 365002930 | 101007365002930 |  | A Class |  |  | I-Inventory | FG-Finish Good | C | Spares | X-Ray-Spares | Radiogoloy Product | Main Location | 90330000 |  | FIFO | Gnatus | [8 empty] | 0 | 0 | 0 | 1 | 0 | 0 | [7 empty] | 1 |  | Gn/Xr/Sp/Plastic Cover For Control Box 365002930
IM07617 | X-Ray Spares-Gnatus-Remote Back Body 365004385 | 101007365004385 |  | A Class |  |  | I-Inventory | FG-Finish Good | C | Spares | X-Ray-Spares | Radiogoloy Product | Main Location | 90330000 |  | FIFO | Gnatus | [8 empty] | 0 | 0 | 0 | 1 | 0 | 0 | [7 empty] | 1 |  | Gn/Xr/Sp/Remote Back Body 365004385
IM07618 | X-Ray Spares-Gnatus-Remote PCB Of Xray Timex 70E 608001871 | 101007608001871 |  | A Class |  |  | I-Inventory | FG-Finish Good | R | Spares | X-Ray-Spares | Radiogoloy Product | Main Location | 90330000 |  | FIFO | Gnatus | [8 empty] | 0 | 0 | 0 | 1 | 0 | 0 | [7 empty] | 1 |  | Gn/Xr/Sp/Remote Pcb Of Xray Timex 70E 608001871
IM07619 | X-Ray Spares-Gnatus-Screw Allen With Head M8 X 25Mm 30201001764 | 10100730201001700 |  | A Class |  |  | I-Inventory | FG-Finish Good | R | Spares | X-Ray-Spares | Radiogoloy Product | Main Location | 90330000 |  | FIFO | Gnatus | [8 empty] | 0 | 0 | 0 | 1 | 0 | 0 | [7 empty] | 1 |  | GN/XR/SP/SCREW ALLEN WITH HEAD M8 X 25MM 30201001764
IM07620 | X-Ray Spares-Gnatus-Screw Allen With Head M8 X 25Mm 30280000046 | 10100730280000000 |  | A Class |  |  | I-Inventory | FG-Finish Good | R | Spares | X-Ray-Spares | Radiogoloy Product | Main Location | 90330000 |  | FIFO | Gnatus | [8 empty] | 0 | 0 | 0 | 1 | 0 | 0 | [7 empty] | 1 |  | GN/XR/SP/SCREW ALLEN WITH HEAD M8 X 25MM 30280000046
IM07621 | X-Ray Spares-Gnatus-Sommo X - Ray Extension Pci Kit- 40608001879 | 10100740608001800 |  | A Class |  |  | I-Inventory | FG-Finish Good | R | Spares | X-Ray-Spares | Radiogoloy Product | Main Location | 90330000 |  | FIFO | Gnatus | [5 empty] | .. |  |  | 0 | 0 | 0 | 1 | 0 | 0 | [7 empty] | 1 |  | GN/XR/SP/SOMMO X - RAY EXTENSION PCI KIT- 40608001879
IM07622 | X-Ray Spares-Gnatus-Timer Back Body 365002940 | 101007365002940 |  | A Class |  |  | I-Inventory | FG-Finish Good | R | Spares | X-Ray-Spares | Radiogoloy Product | Main Location | 90330000 |  | FIFO | Gnatus | [8 empty] | 0 | 0 | 0 | 1 | 0 | 0 | [7 empty] | 1 |  | Gn/Xr/Sp/Timer Back Body 365002940
IM07623 | X-Ray Spares-Gnatus-Timex 70C Xray Tube Connector 808000260 | 101007808000260 |  | A Class |  |  | I-Inventory | FG-Finish Good | R | Spares | X-Ray-Spares | Radiogoloy Product | Main Location | 90330000 |  | FIFO | Gnatus | [8 empty] | 0 | 0 | 0 | 1 | 0 | 0 | [7 empty] | 1 |  | GN/XR/SP/TIMEX 70C XRAY TUBE CONNECTOR 808000260
IM07624 | X-Ray Spares-Gnatus-Timex 70E X-Ray Floor Stand Base-708000849 | 10100770EFLSTBASE708000849 |  | A Class |  |  | I-Inventory | FG-Finish Good | R | Spares | X-Ray-Spares | Radiogoloy Product | Main Location | 90330000 |  | FIFO | Gnatus | [8 empty] | 0 | 0 | 0 | 1 | 0 | 0 | [7 empty] | 1 |  | GN/XR/SP/TIMEX 70E X-RAY FLOOR STAND BASE-708000849
IM07625 | X-Ray Spares-Gnatus-Timex 70W-Gnatus D Xray 70X Wall Mount Only Remote | 10100770XWMREMOTE |  | A Class |  |  | I-Inventory | FG-Finish Good | R | Spares | X-Ray-Spares | Radiogoloy Product | Main Location | 90330000 |  | FIFO | Gnatus | [8 empty] | 0 | 0 | 0 | 1 | 0 | 0 | [7 empty] | 1 |  | GN/XR/MC/TIMEX 70W-GNATUS D XRAY 70XW/M ONLY REMOTE
IM07626 | X-Ray Spares-Gnatus-Timex-70 E New X-Ray Arm 26295-209 | 101052XR26295209 |  | A Class |  |  | I-Inventory | FG-Finish Good | C | Spares | X-Ray-Spares | Radiogoloy Product | Main Location | 90330000 |  | FIFO | Gnatus | [8 empty] | 0 | 0 | 0 | 1 | 0 | 0 | [7 empty] | 1 |  | GN/XR/SP/TIMEX-70 E NEW X-RAY ARM 26295-209
IM07627 | X-Ray Spares-Gnatus-Timex-70 E New X-Ray Arm Cover-16000003447 | 101052XR16000003447 |  | A Class |  |  | I-Inventory | FG-Finish Good | C | Spares | X-Ray-Spares | Radiogoloy Product | Main Location | 90330000 |  | FIFO | Gnatus | [8 empty] | 0 | 0 | 0 | 1 | 0 | 0 | [7 empty] | 1 |  | GN/XR/SP/TIMEX-70 E NEW X-RAY ARM COVER-16000003447
IM07628 | X-Ray Spares-Gnatus-Timex-70 E New X-Ray Arm Cover-16000003447 | 101052XR16000003447 |  | A Class |  |  | I-Inventory | FG-Finish Good | C | Spares | X-Ray-Spares | Radiogoloy Product | Main Location | 90330000 |  | FIFO | Gnatus | [8 empty] | 0 | 0 | 0 | 1 | 0 | 0 | [7 empty] | 1 |  | GN/XR/SP/TIMEX-70 E NEW X-RAY ARM COVER-16000003447
IM07629 | X-Ray Spares-Gnatus-Timex-70 E New X-Ray Scissor Arm Big Cover Set-20295-227 | 101052COVERSET20295227 |  | A Class |  |  | I-Inventory | FG-Finish Good | C | Spares | X-Ray-Spares | Radiogoloy Product | Main Location | 90330000 |  | FIFO | Gnatus | [8 empty] | 0 | 0 | 0 | 1 | 0 | 0 | [7 empty] | 1 |  | GN/XR/SP/TIMEX-70 E NEW X-RAY SCISSOR ARM BIG COVER SET-20295-227
IM07630 | X-Ray Spares-Gnatus-Timex-70 E New X-Ray Scissor Arm Big Cover Set-20295-227 | 101052COVERSET20295227 |  | A Class |  |  | I-Inventory | FG-Finish Good | C | Spares | X-Ray-Spares | Radiogoloy Product | Main Location | 90330000 |  | FIFO | Gnatus | [8 empty] | 0 | 0 | 0 | 1 | 0 | 0 | [7 empty] | 1 |  | GN/XR/SP/TIMEX-70 E NEW X-RAY SCISSOR ARM BIG COVER SET-20295-227
IM07631 | X-Ray Spares-Gnatus-Timex-70 E New X-Ray Scissor Arm Small Cover Set-26295-203 | 101052COVERSET26295203 |  | A Class |  |  | I-Inventory | FG-Finish Good | C | Spares | X-Ray-Spares | Radiogoloy Product | Main Location | 90330000 |  | FIFO | Gnatus | [8 empty] | 0 | 0 | 0 | 1 | 0 | 0 | [7 empty] | 1 |  | GN/XR/SP/TIMEX-70 E NEW X-RAY SCISSOR ARM SMALL COVER SET-26295-203
IM07632 | X-Ray Spares-Gnatus-Timex-70 E New X-Ray Timer Back Cover-31000003367 | 101052XR31000003367 |  | A Class |  |  | I-Inventory | FG-Finish Good | C | Spares | X-Ray-Spares | Radiogoloy Product | Main Location | 90330000 |  | FIFO | Gnatus | [8 empty] | 0 | 0 | 0 | 1 | 0 | 0 | [7 empty] | 1 |  | GN/XR/SP/TIMEX-70 E NEW X-RAY TIMER BACK COVER-31000003367
IM07633 | X-Ray Spares-Gnatus-Tube Block-708000740 | 101007708000740 |  | A Class |  |  | I-Inventory | FG-Finish Good | R | Spares | X-Ray-Spares | Radiogoloy Product | Main Location | 90330000 |  | FIFO | Gnatus | [8 empty] | 0 | 0 | 0 | 1 | 0 | 0 | [7 empty] | 1 |  | Gn/Xr/Sp/Tube Block-708000740
IM07634 | X-Ray Spares-Gnatus-Tube Head Back Cover 365004482 | 101007365004482 |  | A Class |  |  | I-Inventory | FG-Finish Good | R | Spares | X-Ray-Spares | Radiogoloy Product | Main Location | 90330000 |  | FIFO | Gnatus | [8 empty] | 0 | 0 | 0 | 1 | 0 | 0 | [7 empty] | 1 |  | Gn/Xr/Sp/Tube Head Back Cover 365004482
IM07635 | X-Ray Spares-Gnatus-Tube Head Xray Timex Sommo 080000041 | 10100708000041 |  | A Class |  |  | I-Inventory | FG-Finish Good | R | Spares | X-Ray-Spares | Radiogoloy Product | Main Location | 90330000 |  | FIFO | Gnatus | [8 empty] | 0 | 0 | 0 | 1 | 0 | 0 | [7 empty] | 1 |  | Gn/Xr/Sp/Tube Head Xray Timex Sommo 080000041
IM07636 | X-Ray Spares-Gnatus-Tube Lock Cover 300032310 | 101007300032310 |  | A Class |  |  | I-Inventory | FG-Finish Good | C | Spares | X-Ray-Spares | Radiogoloy Product | Main Location | 90330000 |  | FIFO | Gnatus | [8 empty] | 0 | 0 | 0 | 1 | 0 | 0 | [7 empty] | 1 |  | Gn/Xr/Sp/Tube Lock Cover 300032310
IM07637 | X-Ray Spares-Gnatus-Tube Wire Wall Mount Xray 300051896 | 101007300051896 |  | A Class |  |  | I-Inventory | FG-Finish Good | R | Spares | X-Ray-Spares | Radiogoloy Product | Main Location | 90330000 |  | FIFO | Gnatus | [8 empty] | 0 | 0 | 0 | 1 | 0 | 0 | [7 empty] | 1 |  | Gn/Xr/Sp/Tube Wire W/M Xray 300051896
IM07638 | X-Ray Spares-Gnatus-Tubehead Arm Side Cover Sommo 908001432 | 101007908001432 |  | A Class |  |  | I-Inventory | FG-Finish Good | R | Spares | X-Ray-Spares | Radiogoloy Product | Main Location | 90330000 |  | FIFO | Gnatus | [8 empty] | 0 | 0 | 0 | 1 | 0 | 0 | [7 empty] | 1 |  | Gn/Xr/Sp/Tubehead Arm Side Cover Sommo 908001432
IM07639 | X-Ray Spares-Gnatus-Tubehead Xray Front Cover 908001431 | 101007908001431 |  | A Class |  |  | I-Inventory | FG-Finish Good | R | Spares | X-Ray-Spares | Radiogoloy Product | Main Location | 90330000 |  | FIFO | Gnatus | [8 empty] | 0 | 0 | 0 | 1 | 0 | 0 | [7 empty] | 1 |  | Gn/Xr/Sp/Tubehead Xray Front Cover 908001431
IM07640 | X-Ray Spares-Gnatus-X Ray Column Finishing Ring 30365000621 | 10100730365000600 |  | A Class |  |  | I-Inventory | FG-Finish Good | R | Spares | X-Ray-Spares | Radiogoloy Product | Main Location | 90330000 |  | FIFO | Gnatus | [8 empty] | 0 | 0 | 0 | 1 | 0 | 0 | [7 empty] | 1 |  | GN/XR/SP/X RAY COLUMN FINISHING RING 30365000621
IM07641 | X-Ray Spares-Gnatus-X Rays 70 Control Arm Gray Front Cover 365004447 | 101007365004447 |  | A Class |  |  | I-Inventory | FG-Finish Good | R | Spares | X-Ray-Spares | Radiogoloy Product | Main Location | 90330000 |  | FIFO | Gnatus | [8 empty] | 0 | 0 | 0 | 1 | 0 | 0 | [7 empty] | 1 |  | GN/XR/SP/X RAYS 70 CONTROL ARM GRAY FRONT COVER 365004447
IM07642 | X-Ray Spares-Gnatus-Xray Arm 604004201 | 101007604004201 |  | A Class |  |  | I-Inventory | FG-Finish Good | R | Spares | X-Ray-Spares | Radiogoloy Product | Main Location | 90330000 |  | FIFO | Gnatus | [8 empty] | 0 | 0 | 0 | 1 | 0 | 0 | [7 empty] | 1 |  | Gn/Xr/Sp/Xray Arm 604004201
IM07643 | X-Ray Spares-Gnatus-Xray Arm 708000530 | 101007708000530 |  | A Class |  |  | I-Inventory | FG-Finish Good | R | Spares | X-Ray-Spares | Radiogoloy Product | Main Location | 90330000 |  | FIFO | Gnatus | [8 empty] | 0 | 0 | 0 | 1 | 0 | 0 | [7 empty] | 1 |  | Gn/Xr/Sp/Xray Arm 708000530
IM07644 | X-Ray Spares-Gnatus-Xray Arm 708000540 | 101007708000540 |  | A Class |  |  | I-Inventory | FG-Finish Good | R | Spares | X-Ray-Spares | Radiogoloy Product | Main Location | 90330000 |  | FIFO | Gnatus | [8 empty] | 0 | 0 | 0 | 1 | 0 | 0 | [7 empty] | 1 |  | Gn/Xr/Sp/Xray Arm 708000540
IM07645 | X-Ray Spares-Gnatus-Xray Arm Block 708000590 | 101007708000590 |  | A Class |  |  | I-Inventory | FG-Finish Good | R | Spares | X-Ray-Spares | Radiogoloy Product | Main Location | 90330000 |  | FIFO | Gnatus | [8 empty] | 0 | 0 | 0 | 1 | 0 | 0 | [7 empty] | 1 |  | Gn/Xr/Sp/Xray Arm Block 708000590
IM07646 | X-Ray Spares-Gnatus-Xray Arm Cover 365002297 | 101007365002297 |  | A Class |  |  | I-Inventory | FG-Finish Good | R | Spares | X-Ray-Spares | Radiogoloy Product | Main Location | 90330000 |  | FIFO | Gnatus | [8 empty] | 0 | 0 | 0 | 1 | 0 | 0 | [7 empty] | 1 |  | Gn/Xr/Sp/Xray Arm Cover 365002297
IM07647 | X-Ray Spares-Gnatus-Xray Arm Cover 365003040 | 101007365003040 |  | A Class |  |  | I-Inventory | FG-Finish Good | R | Spares | X-Ray-Spares | Radiogoloy Product | Main Location | 90330000 |  | FIFO | Gnatus | [8 empty] | 0 | 0 | 0 | 1 | 0 | 0 | [7 empty] | 1 |  | GN/XR/SP/XRAY ARM COVER 365003040
IM07648 | X-Ray Spares-Gnatus-Xray Arm Cover 365003390 | 101007365003390 |  | A Class |  |  | I-Inventory | FG-Finish Good | R | Spares | X-Ray-Spares | Radiogoloy Product | Main Location | 90330000 |  | FIFO | Gnatus | [8 empty] | 0 | 0 | 0 | 1 | 0 | 0 | [7 empty] | 1 |  | Gn/Xr/Sp/Xray Arm Cover 365003390
IM07649 | X-Ray Spares-Gnatus-X-Ray Arm Cover-365003400 | 101007365003400 |  | A Class |  |  | I-Inventory | FG-Finish Good | R | Spares | X-Ray-Spares | Radiogoloy Product | Main Location | 90330000 |  | FIFO | Gnatus | [8 empty] | 0 | 0 | 0 | 1 | 0 | 0 | [7 empty] | 1 |  | Gn/Xr/Sp/X-Ray Arm Cover-365003400
IM07650 | X-Ray Spares-Gnatus-X-Ray Arm Female Connector | 101007ARMFEMCONN |  | A Class |  |  | I-Inventory | FG-Finish Good | R | Spares | X-Ray-Spares | Radiogoloy Product | Main Location | 90330000 |  | FIFO | Gnatus | [8 empty] | 0 | 0 | 0 | 1 | 0 | 0 | [7 empty] | 1 |  | GN/XR/SP/X-RAY ARM FEMALE CONNECTOR
IM07651 | X-Ray Spares-Gnatus-X-Ray Arm Wire 808000330 | 101007808000330 |  | A Class |  |  | I-Inventory | FG-Finish Good | R | Spares | X-Ray-Spares | Radiogoloy Product | Main Location | 90330000 |  | FIFO | Gnatus | [8 empty] | 0 | 0 | 0 | 1 | 0 | 0 | [7 empty] | 1 |  | GN/XR/SP/X-RAY ARM WIRE 808000330
IM07652 | X-Ray Spares-Gnatus-Xray Arm Wire Connector 808000300 | 101007808000300CON |  | A Class |  |  | I-Inventory | FG-Finish Good | C | Spares | X-Ray-Spares | Radiogoloy Product | Main Location | 90330000 |  | FIFO | Gnatus | [8 empty] | 0 | 0 | 0 | 1 | 0 | 0 | [7 empty] | 1 |  | Gn/Xr/Sp/Xray Arm Wire Connector 808000300
IM07653 | X-Ray Spares-Gnatus-Xray Joint Block | 101007JBLOCK |  | A Class |  |  | I-Inventory | FG-Finish Good | C | Spares | X-Ray-Spares | Radiogoloy Product | Main Location | 90330000 |  | FIFO | Gnatus | [8 empty] | 0 | 0 | 0 | 1 | 0 | 0 | [7 empty] | 1 |  | Gn/Xr/Sp/Xray Joint Block
IM07654 | X-Ray Spares-Gnatus-Xray Main PCB 300026660 | 101001300026660 |  | A Class |  |  | I-Inventory | FG-Finish Good | R | Spares | X-Ray-Spares | Radiogoloy Product | Main Location | 90330000 |  | FIFO | Gnatus | [8 empty] | 0 | 0 | 0 | 1 | 0 | 0 | [7 empty] | 1 |  | GN/XR/SP/XRAY MAIN PCB 300026660
IM07655 | X-Ray Spares-Gnatus-X-Ray Remote Body | 101007REMOTEBODY |  | A Class |  |  | I-Inventory | FG-Finish Good | R | Spares | X-Ray-Spares | Radiogoloy Product | Main Location | 90330000 |  | FIFO | Gnatus | [8 empty] | 0 | 0 | 0 | 1 | 0 | 0 | [7 empty] | 1 |  | Gn/Xr/Sp/X-Ray Remote Body
IM07656 | X-Ray Spares-Gnatus-Xray Remote PCB 608001828 | 101007608001828 |  | A Class |  |  | I-Inventory | FG-Finish Good | R | Spares | X-Ray-Spares | Radiogoloy Product | Main Location | 90330000 |  | FIFO | Gnatus | [8 empty] | 0 | 0 | 0 | 1 | 0 | 0 | [7 empty] | 1 |  | GN/XR/SP/XRAY REMOTE PCB 608001828
IM07657 | X-Ray Spares-Gnatus-X-Ray Remote Sticker 300043550 | 101007300043550 |  | A Class |  |  | I-Inventory | FG-Finish Good | C | Spares | X-Ray-Spares | Radiogoloy Product | Main Location | 90330000 |  | FIFO | Gnatus | [8 empty] | 0 | 0 | 0 | 1 | 0 | 0 | [7 empty] | 1 |  | Gn/Xr/Sp/X-Ray Remote Sticker 300043550
IM07658 | X-Ray Spares-Gnatus-Xray Sticker 300046180 | 101007300046180 |  | A Class |  |  | I-Inventory | FG-Finish Good | C | Spares | X-Ray-Spares | Radiogoloy Product | Main Location | 90330000 |  | FIFO | Gnatus | [8 empty] | 0 | 0 | 0 | 1 | 0 | 0 | [7 empty] | 1 |  | Gn/Xr/Sp/Xray Sticker 300046180
IM07659 | X-Ray Spares-Gnatus-X-Ray Tube Head X-Ray Timex 70E 080000078 | 101007080000078 |  | A Class |  |  | I-Inventory | FG-Finish Good | R | Spares | X-Ray-Spares | Radiogoloy Product | Main Location | 90330000 |  | FIFO | Gnatus | [8 empty] | 0 | 0 | 0 | 1 | 0 | 0 | [7 empty] | 1 |  | Gn/xr/sp/X-Ray Tube Head X-Ray Timex 70E 080000078
IM07660 | X-Ray Spares-Gnatus-X-Ray Wheel Floor Model 365003240 | 101007365003240 |  | A Class |  |  | I-Inventory | FG-Finish Good | R | Spares | X-Ray-Spares | Radiogoloy Product | Main Location | 90330000 |  | FIFO | Gnatus | [8 empty] | 0 | 0 | 0 | 1 | 0 | 0 | [7 empty] | 1 |  | Gn/Xr/Sp/X-Ray Wheel Floor Model 365003240
IM07661 | X-Ray Spares-Gnatus-X-Rayfront Cover 608001620 | 101007608001620 |  | A Class |  |  | I-Inventory | FG-Finish Good | R | Spares | X-Ray-Spares | Radiogoloy Product | Main Location | 90330000 |  | FIFO | Gnatus | [8 empty] | 0 | 0 | 0 | 1 | 0 | 0 | [7 empty] | 1 |  | Gn/Xr/Sp/X-Rayfront Cover 608001620
IM07662 | X-Ray Spares-Gnatus-X-Rays Cone 908000560 | 101007908000560 |  | A Class |  |  | I-Inventory | FG-Finish Good | R | Spares | X-Ray-Spares | Radiogoloy Product | Main Location | 90330000 |  | FIFO | Gnatus | [8 empty] | 0 | 0 | 0 | 1 | 0 | 0 | [7 empty] | 1 |  | Gn/Xr/Sp/X-Rays Cone 908000560
IM07663 | X-Ray Sapres-Gnatus -X-Ray Times70E Dental Head 240V/50Z-15080000078 | 10100715080000000 |  | A Class |  |  | I-Inventory | FG-Finish Good | R | Spares | X-Ray-Spares | Radiogoloy Product | Main Location | 90330000 |  | FIFO | Gnatus | [8 empty] | 0 | 0 | 0 | 1 | 0 | 0 | [7 empty] | 1 |  | GN/XR/TIMEX 70E DENTAL HEAD 240V/50Z-15080000078
IM07664 | X-Ray Spares-Gnatus-Lock Washer 1/2 30290000070 | 10100730290000000 |  | A Class |  |  | I-Inventory | FG-Finish Good | R | Spares | X-Ray-Spares | Radiogoloy Product | Main Location | 90330000 |  | FIFO | Gnatus | [8 empty] | 0 | 0 | 0 | 1 | 0 | 0 | [7 empty] | 1 |  | GN/XR/SP/LOCK WASHER 1/2 30290000070
IM07665 | X-Ray Spares-Gnatus-Power Filter 300031060/31000002871 | 101007300031060 |  | A Class |  |  | I-Inventory | FG-Finish Good | C | Spares | X-Ray-Spares | Radiogoloy Product | Main Location | 90330000 |  | FIFO | Gnatus | [8 empty] | 0 | 0 | 0 | 1 | 0 | 0 | [7 empty] | 1 |  | GN/XR/SP/POWER FILTER 300031060/31000002871
IM07666 | X-Ray Spares-Gnatus-Screw Allen W/Head 1/2 X 2 Bsw 13F 30201001203 | 10100730201001200 |  | A Class |  |  | I-Inventory | FG-Finish Good | R | Spares | X-Ray-Spares | Radiogoloy Product | Main Location | 90330000 |  | FIFO | Gnatus | [8 empty] | 0 | 0 | 0 | 1 | 0 | 0 | [7 empty] | 1 |  | GN/XR/SP/SCREW ALLEN W/HEAD 1/2 X 2 BSW 13F 30201001203
IM07667 | X-Ray Spares-Gnatus-Timex-70 E New X-Ray Timer Front Cover-16000003435/31000003368 | 101052XR16000003435 |  | A Class |  |  | I-Inventory | FG-Finish Good | C | Spares | X-Ray-Spares | Radiogoloy Product | Main Location | 90330000 |  | FIFO | Gnatus | [8 empty] | 0 | 0 | 0 | 1 | 0 | 0 | [7 empty] | 1 |  | GN/XR/SP/TIMEX-70 E NEW X-RAY TIMER FRONT COVER-16000003435/31000003368
IM07668 | X-Ray Spares-Gnatus-Washe Steel 1/2 30280000200 | 10100730280000200 |  | A Class |  |  | I-Inventory | FG-Finish Good | R | Spares | X-Ray-Spares | Radiogoloy Product | Main Location | 90330000 |  | FIFO | Gnatus | [8 empty] | 0 | 0 | 0 | 1 | 0 | 0 | [7 empty] | 1 |  | GN/XR/SP/WASHE STEEL 1/2 30280000200
IM07669 | X-Ray Spares-Gnatus-X Ray Tube Head 080000014/082930030 | 101007082930030 |  | A Class |  |  | I-Inventory | FG-Finish Good | R | Spares | X-Ray-Spares | Radiogoloy Product | Main Location | 90330000 |  | FIFO | Gnatus | [8 empty] | 0 | 0 | 0 | 1 | 0 | 0 | [7 empty] | 1 |  | Gn/Xr/Sp/X Ray Tube Head 080000014/082930030
IM07670 | X-Ray Spares-Gnatus-Xray Main PCB 300051037/300051108/300039180 | 101007300039180 |  | A Class |  |  | I-Inventory | FG-Finish Good | R | Spares | X-Ray-Spares | Radiogoloy Product | Main Location | 90330000 |  | FIFO | Gnatus | [8 empty] | 0 | 0 | 0 | 1 | 0 | 0 | [7 empty] | 1 |  | Gn/Xr/Sp/Xray Main Pcb 300051037/300051108/300039180
IM07671 | X-Ray Spares-Gnatus-X-Ray Remote PCB 300028670/300051036/39170 | 101007300051036 |  | A Class |  |  | I-Inventory | FG-Finish Good | R | Spares | X-Ray-Spares | Radiogoloy Product | Main Location | 90330000 |  | FIFO | Gnatus | [8 empty] | 0 | 0 | 0 | 1 | 0 | 0 | [7 empty] | 1 |  | Gn/Xr/Sp/X-Ray Remote Pcb 300028670/300051036/39170
IM07672 | X-Ray Spares-Gnatus-X-Ray Remote Stand 365003380/365004391 | 101007365004391 |  | A Class |  |  | I-Inventory | FG-Finish Good | R | Spares | X-Ray-Spares | Radiogoloy Product | Main Location | 90330000 |  | FIFO | Gnatus | [8 empty] | 0 | 0 | 0 | 1 | 0 | 0 | [7 empty] | 1 |  | Gn/Xr/Sp/X-Ray Remote Stand 365003380/365004391
IM07673 | X-Ray Spares-Gnatus-X-Ray Tube Cover 365003440/365004389 | 101007365004389 |  | A Class |  |  | I-Inventory | FG-Finish Good | C | Spares | X-Ray-Spares | Radiogoloy Product | Main Location | 90330000 |  | FIFO | Gnatus | [8 empty] | 0 | 0 | 0 | 1 | 0 | 0 | [7 empty] | 1 |  | Gn/Xr/Sp/X-Ray Tube Cover 365003440/365004389
IM07674 | Spares-Indian-Ac/Dg Timer Platinum Dg Tmer | 148007DGPLATINUMTIMER |  | A Class |  |  | I-Inventory | FG-Finish Good | R | Spares | X-Ray-Spares | Radiogoloy Product | Main Location | 90330000 |  | FIFO | Indian Product | [8 empty] | 0 | 0 | 0 | 1 | 0 | 0 | [7 empty] | 1 |  | IN/XR/AC/DG TIMER PLATINUM DG TMER
IM07675 | Spares-Indian-Iatome/Alerio Neo/Port Dental X-Ray | 148007IATOMEXRAY |  | A Class |  |  | I-Inventory | FG-Finish Good | R | Spares | X-Ray-Spares | Radiogoloy Product | Main Location | 90221420 |  | FIFO | Indian Product | [8 empty] | 0 | 0 | 0 | 1 | 0 | 0 | [7 empty] | 1 |  | IN/XR/IATOME/ALERIO NEO/PORT DENTAL X-RAY
IM07676 | Spares-Indian-Pdg/X-Ray Tube Connector | 148007PLDGXRAYTUBECONNECTOR |  | A Class |  |  | I-Inventory | FG-Finish Good | R | Spares | X-Ray-Spares | Radiogoloy Product | Main Location | 90330000 |  | FIFO | Indian Product | [8 empty] | 0 | 0 | 0 | 1 | 0 | 0 | [7 empty] | 1 |  | IN/XR/PDG/X-RAY TUBE CONNECTOR
IM07677 | Spares-Indian- Xpress Dg Timer | 148007DGXRAYTIMER |  | A Class |  |  | I-Inventory | FG-Finish Good | R | Spares | X-Ray-Spares | Radiogoloy Product | Main Location | 90330000 |  | FIFO | Indian Product | [8 empty] | 0 | 0 | 0 | 1 | 0 | 0 | [7 empty] | 1 |  | IN/XR XPRESS DG TIMER
IM07678 | Spares-Indian-Xpress Dg Tube Head C Lock | 148007DGXRAYCLOCK |  | A Class |  |  | I-Inventory | FG-Finish Good | R | Spares | X-Ray-Spares | Radiogoloy Product | Main Location | 90330000 |  | FIFO | Indian Product | [8 empty] | 0 | 0 | 0 | 1 | 0 | 0 | [7 empty] | 1 |  | IN/XR/SP/XPRESS DG TUBE HEAD C LOCK
IM07679 | Spares-Indian-Xpress Dg Tube Head C Lock Metal Cap | 148007DGXRAYCLOCKMETALCAP |  | A Class |  |  | I-Inventory | FG-Finish Good | R | Spares | X-Ray-Spares | Radiogoloy Product | Main Location | 90330000 |  | FIFO | Indian Product | [8 empty] | 0 | 0 | 0 | 1 | 0 | 0 | [7 empty] | 1 |  | IN/XR/SP/XPRESS DG TUBE HEAD C LOCK METAL CAP
IM07680 | Spares-Indian-Xpress Dg Xray Fm Base Plate | 148007BASEPLATE |  | A Class |  |  | I-Inventory | FG-Finish Good | R | Spares | X-Ray-Spares | Radiogoloy Product | Main Location | 90330000 |  | FIFO | Indian Product | [8 empty] | 0 | 0 | 0 | 1 | 0 | 0 | [7 empty] | 1 |  | IN/XR/SP/XPRESS DG XRAY FM BASE PLATE
IM07681 | Spares-Indian-X-Press Dg Timer Remote | 148007DGXRAYTIMERREMOTE |  | A Class |  |  | I-Inventory | FG-Finish Good | R | Spares | X-Ray-Spares | Radiogoloy Product | Main Location | 90330000 |  | FIFO | Indian Product | [8 empty] | 0 | 0 | 0 | 1 | 0 | 0 | [7 empty] | 1 |  | IN/XR/X-PRESS DG TIMER REMOTE
IM07682 | Spares-Indian-X-Press Dg Tube Head Handle With Connector | 148007DGXRAYHANDLEWITHCONNECTOR |  | A Class |  |  | I-Inventory | FG-Finish Good | R | Spares | X-Ray-Spares | Radiogoloy Product | Main Location | 90330000 |  | FIFO | Indian Product | [8 empty] | 0 | 0 | 0 | 1 | 0 | 0 | [7 empty] | 1 |  | IN/XR/X-PRESS DG TUBE HEAD HANDLE WITH CONNECTOR
IM07683 | Spares-Indian-X-Press Dg Tube Head Lower Body | 148007DGXRAYHEADLOWERBODY |  | A Class |  |  | I-Inventory | FG-Finish Good | R | Spares | X-Ray-Spares | Radiogoloy Product | Main Location | 90330000 |  | FIFO | Indian Product | [8 empty] | 0 | 0 | 0 | 1 | 0 | 0 | [7 empty] | 1 |  | IN/XR/X-PRESS DG TUBE HEAD LOWER BODY
IM07684 | Spares-Indian-X-Press Dg Tube Head Upper Body | 148007DGXRAYHEADUPPERBODY |  | A Class |  |  | I-Inventory | FG-Finish Good | R | Spares | X-Ray-Spares | Radiogoloy Product | Main Location | 90330000 |  | FIFO | Indian Product | [8 empty] | 0 | 0 | 0 | 1 | 0 | 0 | [7 empty] | 1 |  | IN/XR/X-PRESS DG TUBE HEAD UPPER BODY
IM07685 | Spares-Indian-Xpress Dg X-Ray Scissor Arm | 148007DGXRAYSCISSORARM |  | A Class |  |  | I-Inventory | FG-Finish Good | R | Spares | X-Ray-Spares | Radiogoloy Product | Main Location | 90330000 |  | FIFO | Indian Product | [8 empty] | 0 | 0 | 0 | 1 | 0 | 0 | [7 empty] | 1 |  | IN/XR/XPRESS DG X-RAY SCISSOR ARM
IM07686 | X-Ray Spares-Local-New X-Press Dg Timer Sticker | 148007TIMERSTICKER |  | A Class |  |  | I-Inventory | FG-Finish Good | C | Spares | X-Ray-Spares | Radiogoloy Product | Main Location | 90330000 |  | FIFO | Indian Product | [8 empty] | 0 | 0 | 0 | 1 | 0 | 0 | [7 empty] | 1 |  | LP/XR/SP/NEW X-PRESS DG TIMER STICKER
IM07687 | X-Ray Spres-Local-X-Press Dg Remote Sticker | 148007DGXRAYREMOTESTICKER |  | A Class |  |  | I-Inventory | FG-Finish Good | C | Spares | X-Ray-Spares | Radiogoloy Product | Main Location | 90330000 |  | FIFO | Indian Product | [8 empty] | 0 | 0 | 0 | 1 | 0 | 0 | [7 empty] | 1 |  | LP/XR/SP/X-PRESS DG REMOTE STICKER
IM07688 | X-Ray Spares-Runyes-Digital Dental X-Ray Base Green Cap | 109007BASEGREENCAP |  | A Class |  |  | I-Inventory | FG-Finish Good | R | Spares | X-Ray-Spares | Radiogoloy Product | Main Location | 90330000 |  | FIFO | Runyes | [8 empty] | 0 | 0 | 0 | 1 | 0 | 0 | [7 empty] | 1 |  | RN/XR/AC/RUNYES DIGITAL DENTAL X-RAY BASE GREEN CAP
IM07689 | X-Ray Spares-Runyes-Dc X-Ray Remote Cable | 109007DCXRAYREMOTECABLE |  | A Class |  |  | I-Inventory | FG-Finish Good | R | Spares | X-Ray-Spares | Radiogoloy Product | Main Location | 90330000 |  | FIFO | Runyes | [8 empty] | 0 | 0 | 0 | 1 | 0 | 0 | [7 empty] | 1 |  | RN/XR/DC X-RAY REMOTE CABLE
IM07690 | X-Ray Spares-Runyes Arm Power Cord | 109007ARMPOWERCORD |  | A Class |  |  | I-Inventory | FG-Finish Good | R | Spares | X-Ray-Spares | Radiogoloy Product | Main Location | 90330000 |  | FIFO | Runyes | [8 empty] | 0 | 0 | 0 | 1 | 0 | 0 | [7 empty] | 1 |  | Rn/Xr/Runyes Arm Power Cord
IM07691 | X-Ray Spares-Runyes Dental X Ray Tubehead | 109007TUBEHEAD |  | A Class |  |  | I-Inventory | FG-Finish Good | R | Spares | X-Ray-Spares | Radiogoloy Product | Main Location | 90330000 |  | FIFO | Runyes | [8 empty] | 0 | 0 | 0 | 1 | 0 | 0 | [7 empty] | 1 |  | Rn/Xr/Runyes Dental X Ray Tubehead
IM07692 | X-Ray Spares-Runyes Digital Dental X Ray Main PCB | 109007XRYMAINPCB |  | A Class |  |  | I-Inventory | FG-Finish Good | R | Spares | X-Ray-Spares | Radiogoloy Product | Main Location | 90330000 |  | FIFO | Runyes | [8 empty] | 0 | 0 | 0 | 1 | 0 | 0 | [7 empty] | 1 |  | Rn/Xr/Runyes Digital Dental X Ray Main Pcb
IM07693 | X-Ray Spares-Runyes Digital Dental X Ray Small Arm | 109007XRAYSMALLARM |  | A Class |  |  | I-Inventory | FG-Finish Good | R | Spares | X-Ray-Spares | Radiogoloy Product | Main Location | 90330000 |  | FIFO | Runyes | [8 empty] | 0 | 0 | 0 | 1 | 0 | 0 | [7 empty] | 1 |  | Rn/Xr/Runyes Digital Dental X Ray Small Arm
IM07694 | X-Ray Spares-Runyes Floor Mount X Ray Main PCB | 109007FLOORMOUNTPCB |  | A Class |  |  | I-Inventory | FG-Finish Good | R | Spares | X-Ray-Spares | Radiogoloy Product | Main Location | 90330000 |  | FIFO | Runyes | [8 empty] | 0 | 0 | 0 | 1 | 0 | 0 | [7 empty] | 1 |  | Rn/Xr/Runyes Floor Mount X Ray Main Pcb
IM07695 | X-Ray Spares-Runyes-Arm Cover Left | 109007LEFTARMCOVER |  | A Class |  |  | I-Inventory | FG-Finish Good | R | Spares | X-Ray-Spares | Radiogoloy Product | Main Location | 90330000 |  | FIFO | Runyes | [8 empty] | 0 | 0 | 0 | 1 | 0 | 0 | [7 empty] | 1 |  | Rn/xr/Sp/Arm Cover Left
IM07696 | X-Ray Spares-Runyes-Arm Cover Right | 109007RIGHTARMCOVER |  | A Class |  |  | I-Inventory | FG-Finish Good | R | Spares | X-Ray-Spares | Radiogoloy Product | Main Location | 90330000 |  | FIFO | Runyes | [8 empty] | 0 | 0 | 0 | 1 | 0 | 0 | [7 empty] | 1 |  | Rn/xr/Sp/Arm Cover Right
IM07697 | X-Ray Spares-Runyes-Connector | 109007CONNECTOR |  | A Class |  |  | I-Inventory | FG-Finish Good | R | Spares | X-Ray-Spares | Radiogoloy Product | Main Location | 90330000 |  | FIFO | Runyes | [8 empty] | 0 | 0 | 0 | 1 | 0 | 0 | [7 empty] | 1 |  | RN/XR/SP/CONNECTOR
IM07698 | X-Ray Spares-Runyes-Connector-1 | 109007CONNECTOR1 |  | A Class |  |  | I-Inventory | FG-Finish Good | R | Spares | X-Ray-Spares | Radiogoloy Product | Main Location | 90330000 |  | FIFO | Runyes | [8 empty] | 0 | 0 | 0 | 1 | 0 | 0 | [7 empty] | 1 |  | Rn/xr/Sp/Connector-1
IM07699 | X-Ray Spares-Runyes-Connector-2 | 109007CONNECTOR2 |  | A Class |  |  | I-Inventory | FG-Finish Good | R | Spares | X-Ray-Spares | Radiogoloy Product | Main Location | 90330000 |  | FIFO | Runyes | [8 empty] | 0 | 0 | 0 | 1 | 0 | 0 | [7 empty] | 1 |  | Rn/xr/Sp/Connector-2
IM07700 | X-Ray Spares-Runyes-Control Box Sticker Rym-336 | 109007CBSTICKERRYM336 |  | A Class |  |  | I-Inventory | FG-Finish Good | C | Spares | X-Ray-Spares | Radiogoloy Product | Main Location | 90330000 |  | FIFO | Runyes | [8 empty] | 0 | 0 | 0 | 1 | 0 | 0 | [7 empty] | 1 |  | Rn/Xr/Sp/Control Box Sticker Rym-336
IM07701 | X-Ray Spares-Runyes-Dc X-Ray Hand Control Remote | 109007DCHANDCTRLREMOTE |  | A Class |  |  | I-Inventory | FG-Finish Good | C | Spares | X-Ray-Spares | Radiogoloy Product | Main Location | 90330000 |  | FIFO | Runyes | [8 empty] | 0 | 0 | 0 | 1 | 0 | 0 | [7 empty] | 1 |  | RN/XR/SP/DC X-RAY HAND CONTROL REMOTE
IM07702 | X-Ray Spares-Runyes-Dc X-Ray Hand Control Remote PCB | 109007DCHANDCTRLREMOTEPCB |  | A Class |  |  | I-Inventory | FG-Finish Good | R | Spares | X-Ray-Spares | Radiogoloy Product | Main Location | 90330000 |  | FIFO | Runyes | [8 empty] | 0 | 0 | 0 | 1 | 0 | 0 | [7 empty] | 1 |  | RN/XR/SP/DC X-RAY HAND CONTROL REMOTE PCB
IM07703 | X-Ray Spares-Runyes-Docking Ring 7503030066 | 109007DOCKINGRING7503030066 |  | A Class |  |  | I-Inventory | FG-Finish Good | R | Spares | X-Ray-Spares | Radiogoloy Product | Main Location | 90330000 |  | FIFO | Runyes | [8 empty] | 0 | 0 | 0 | 1 | 0 | 0 | [7 empty] | 1 |  | RN/XR/SP/DOCKING RING 7503030066
IM07704 | X-Ray Spares-Runyes-Down Head Cover Ray Head-11 | 109007HEADCOVER |  | A Class |  |  | I-Inventory | FG-Finish Good | R | Spares | X-Ray-Spares | Radiogoloy Product | Main Location | 90330000 |  | FIFO | Runyes | [8 empty] | 0 | 0 | 0 | 1 | 0 | 0 | [7 empty] | 1 |  | Rn/xr/Sp/Down Head Cover Ray Head-11
IM07705 | X-Ray Spares-Runyes-Floor Mount Xray Base Triangle Bottom Plate 7503030014 | 109007PLATE7503030014 |  | A Class |  |  | I-Inventory | FG-Finish Good | R | Spares | X-Ray-Spares | Radiogoloy Product | Main Location | 90330000 |  | FIFO | Runyes | [8 empty] | 0 | 0 | 0 | 1 | 0 | 0 | [7 empty] | 1 |  | RN/XR/SP/FLOOR MOUNT XRAY BASE TRIANGLE BOTTOM PLATE 7503030014
IM07706 | X-Ray Spares-Runyes-Floor Mount X-Ray Shell Of Control Box | 109007CONTROLBOXSHELL |  | A Class |  |  | I-Inventory | FG-Finish Good | R | Spares | X-Ray-Spares | Radiogoloy Product | Main Location | 90330000 |  | FIFO | Runyes | [8 empty] | 0 | 0 | 0 | 1 | 0 | 0 | [7 empty] | 1 |  | RN/XR/SP/FLOOR MOUNT X-RAY SHELL OF CONTROL BOX
IM07707 | X-Ray Spares-Runyes-Foot Pad Black O Ring | 109007FOOTPADORING |  | A Class |  |  | I-Inventory | FG-Finish Good | C | Spares | X-Ray-Spares | Radiogoloy Product | Main Location | 90330000 |  | FIFO | Runyes | [8 empty] | 0 | 0 | 0 | 1 | 0 | 0 | [7 empty] | 1 |  | Rn/xr/Sp/Foot Pad Black O Ring
IM07708 | X-Ray Spares-Runyes-Foot Pad Ray M-01-02 | 109007FOOTPADRAYM0102 |  | A Class |  |  | I-Inventory | FG-Finish Good | R | Spares | X-Ray-Spares | Radiogoloy Product | Main Location | 90330000 |  | FIFO | Runyes | [8 empty] | 0 | 0 | 0 | 1 | 0 | 0 | [7 empty] | 1 |  | Rn/xr/Sp/Foot Pad Ray M-01-02
IM07709 | X-Ray Spares-Runyes-Hand Control Sticker | 109007HANDCONTROLSTICKER |  | A Class |  |  | I-Inventory | FG-Finish Good | C | Spares | X-Ray-Spares | Radiogoloy Product | Main Location | 90330000 |  | FIFO | Runyes | [8 empty] | 0 | 0 | 0 | 1 | 0 | 0 | [7 empty] | 1 |  | Rn/XR/Sp/Hand Control Sticker
IM07710 | X-Ray Spares-Runyes-Main Control Box Floor Mount | 109007FMMAINCONTROL |  | A Class |  |  | I-Inventory | FG-Finish Good | R | Spares | X-Ray-Spares | Radiogoloy Product | Main Location | 90330000 |  | FIFO | Runyes | [8 empty] | 0 | 0 | 0 | 1 | 0 | 0 | [7 empty] | 1 |  | Rn/Xr/Sp/Main Control Box Floor Mount
IM07711 | X-Ray Spares-Runyes-Main Control Box Wall Mount | 109007WMMAINCONTROL |  | A Class |  |  | I-Inventory | FG-Finish Good | R | Spares | X-Ray-Spares | Radiogoloy Product | Main Location | 90330000 |  | FIFO | Runyes | [8 empty] | 0 | 0 | 0 | 1 | 0 | 0 | [7 empty] | 1 |  | Rn/Xr/Sp/Main Control Box Wall Mount
IM07712 | X-Ray Spares-Runyes-Main Control Box Wall Mount Without PCB | 109007CTRLBOXWOPCB |  | A Class |  |  | I-Inventory | FG-Finish Good | R | Spares | X-Ray-Spares | Radiogoloy Product | Main Location | 90330000 |  | FIFO | Runyes | [8 empty] | 0 | 0 | 0 | 1 | 0 | 0 | [7 empty] | 1 |  | RN/XR/SP/MAIN CONTROL BOX WALL MOUNT WITHOUT PCB
IM07713 | X-Ray Spares-Runyes Dc X Ray Tube Head | 109007DCTUBEHEAD |  | A Class |  |  | I-Inventory | FG-Finish Good | R | Spares | X-Ray-Spares | Radiogoloy Product | Main Location | 90330000 |  | FIFO | Runyes | [8 empty] | 0 | 0 | 0 | 1 | 0 | 0 | [7 empty] | 1 |  | RN/XR/SP/RUNYES DC X RAY TUBE HEAD
IM07714 | X-Ray Spares-Runyes Dc X-Ray Main PCB | 109007DCXRAYPCB |  | A Class |  |  | I-Inventory | FG-Finish Good | R | Spares | X-Ray-Spares | Radiogoloy Product | Main Location | 90330000 |  | FIFO | Runyes | [8 empty] | 0 | 0 | 0 | 1 | 0 | 0 | [7 empty] | 1 |  | RN/XR/SP/RUNYES DC X-RAY MAIN PCB
IM07715 | X-Ray Spares-Runyes Dc X-Ray Timer PCB | 109007DCTIMERPCB |  | A Class |  |  | I-Inventory | FG-Finish Good | R | Spares | X-Ray-Spares | Radiogoloy Product | Main Location | 90330000 |  | FIFO | Runyes | [8 empty] | 0 | 0 | 0 | 1 | 0 | 0 | [7 empty] | 1 |  | RN/XR/SP/RUNYES DC X-RAY TIMER PCB
IM07716 | X-Ray Spares-Runyes Dc X-Ray Timer PCB Cover | 109007DCTIMERPCBCOVER |  | A Class |  |  | I-Inventory | FG-Finish Good | R | Spares | X-Ray-Spares | Radiogoloy Product | Main Location | 90330000 |  | FIFO | Runyes | [8 empty] | 0 | 0 | 0 | 1 | 0 | 0 | [7 empty] | 1 |  | RN/XR/SP/RUNYES DC X-RAY TIMER PCB COVER
IM07717 | X-Ray Spares-Runyes Dc X-Ray Timer Sticker | 109007DCTIMERSTICKER |  | A Class |  |  | I-Inventory | FG-Finish Good | R | Spares | X-Ray-Spares | Radiogoloy Product | Main Location | 90330000 |  | FIFO | Runyes | [8 empty] | 0 | 0 | 0 | 1 | 0 | 0 | [7 empty] | 1 |  | RN/XR/SP/RUNYES DC X-RAY TIMER STICKER
IM07718 | X-Ray Spares-Runyes Dc Xray Tube Head PCB Wire | 109007TUBEHEADPCBWIRE |  | A Class |  |  | I-Inventory | FG-Finish Good | R | Spares | X-Ray-Spares | Radiogoloy Product | Main Location | 90330000 |  | FIFO | Runyes | [8 empty] | 0 | 0 | 0 | 1 | 0 | 0 | [7 empty] | 1 |  | RN/XR/SP/RUNYES DC XRAY TUBE HEAD PCB WIRE
IM07719 | X-Ray Spares-Runyes Dental Xray Tubehead Without Female Connector | 109007THEADWOCONN |  | A Class |  |  | I-Inventory | FG-Finish Good | R | Spares | X-Ray-Spares | Radiogoloy Product | Main Location | 90330000 |  | FIFO | Runyes | [8 empty] | 0 | 0 | 0 | 1 | 0 | 0 | [7 empty] | 1 |  | RN/XR/SP/RUNYES DENTAL XRAY TUBEHEAD WITHOUT FEMALE CONNECTOR
IM07720 | X-Ray Spares-Runyes-Shim Block Ray W-Ii-06 | 109007SHIMBLOCKWII06 |  | A Class |  |  | I-Inventory | FG-Finish Good | R | Spares | X-Ray-Spares | Radiogoloy Product | Main Location | 90330000 |  | FIFO | Runyes | [8 empty] | 0 | 0 | 0 | 1 | 0 | 0 | [7 empty] | 1 |  | Rn/Xr/Sp/Shim Block Ray W-II-06
IM07721 | X-Ray Spares-Runyes-Tube Head Connection Column | 109007TUBEHEADCONNCOLUMN |  | A Class |  |  | I-Inventory | FG-Finish Good | R | Spares | X-Ray-Spares | Radiogoloy Product | Main Location | 90330000 |  | FIFO | Runyes | [8 empty] | 0 | 0 | 0 | 1 | 0 | 0 | [7 empty] | 1 |  | RN/XR/SP/TUBE HEAD CONNECTION COLUMN
IM07722 | X-Ray Spares-Runyes-Wall Mount Control Box Plastic Bush | 109007WMCTRBOXPLBUSH |  | A Class |  |  | I-Inventory | FG-Finish Good | R | Spares | X-Ray-Spares | Radiogoloy Product | Main Location | 90330000 |  | FIFO | Runyes | [8 empty] | 0 | 0 | 0 | 1 | 0 | 0 | [7 empty] | 1 |  | RN/XR/SP/WALL MOUNT CONTROL BOX PLASTIC BUSH
IM07723 | X-Ray Spares-Runyes-Wall Mount Control Box Upper Body | 109007CNTRLUPCOVER |  | A Class |  |  | I-Inventory | FG-Finish Good | R | Spares | X-Ray-Spares | Radiogoloy Product | Main Location | 90330000 |  | FIFO | Runyes | [8 empty] | 0 | 0 | 0 | 1 | 0 | 0 | [7 empty] | 1 |  | RN/XR/SP/WALL MOUNT CONTROL BOX UPPER BODY
IM07724 | X-Ray Spares-Runyes-Wall Mount Fixing Clamp | 109007WMFIXINGCLAMP |  | A Class |  |  | I-Inventory | FG-Finish Good | R | Spares | X-Ray-Spares | Radiogoloy Product | Main Location | 90330000 |  | FIFO | Runyes | [8 empty] | 0 | 0 | 0 | 1 | 0 | 0 | [7 empty] | 1 |  | RN/XR/SP/WALL MOUNT FIXING CLAMP
IM07725 | X-Ray Spares-Runyes-Wall Mount X-Ray Main PCB | 109007WMMAINPCB |  | A Class |  |  | I-Inventory | FG-Finish Good | R | Spares | X-Ray-Spares | Radiogoloy Product | Main Location | 90330000 |  | FIFO | Runyes | [8 empty] | 0 | 0 | 0 | 1 | 0 | 0 | [7 empty] | 1 |  | RN/XR/SP/WALL MOUNT X-RAY MAIN PCB
IM07726 | X-Ray Spares-Runyes-Wall Mount X-Ray Main PCB Verison -2 | 109007WMPCBVERSION2 |  | A Class |  |  | I-Inventory | FG-Finish Good | R | Spares | X-Ray-Spares | Radiogoloy Product | Main Location | 90330000 |  | FIFO | Runyes | [8 empty] | 0 | 0 | 0 | 1 | 0 | 0 | [7 empty] | 1 |  | RN/XR/SP/WALL MOUNT X-RAY MAIN PCB VERISON -2
IM07727 | X-Ray Spares-Runyes-Wallmount Scissor Arm Green Cap | 109007SCISSORARMGREENCAP |  | A Class |  |  | I-Inventory | FG-Finish Good | R | Spares | X-Ray-Spares | Radiogoloy Product | Main Location | 90330000 |  | FIFO | Runyes | [8 empty] | 0 | 0 | 0 | 1 | 0 | 0 | [7 empty] | 1 |  | RN/XR/SP/WALLMOUNT SCISSOR ARM GREEN CAP
IM07728 | X-Ray Spares-Runyes-Wallmount Xray Small Arm Cap | 109007WMARMCAP |  | A Class |  |  | I-Inventory | FG-Finish Good | R | Spares | X-Ray-Spares | Radiogoloy Product | Main Location | 90330000 |  | FIFO | Runyes | [8 empty] | 0 | 0 | 0 | 1 | 0 | 0 | [7 empty] | 1 |  | Rn/Xr/Sp/Wallmount Xray Small Arm Cap
IM07729 | X-Ray Spares-Runyes-X Ray Tubehead Female Connector | 109007FECONNECTOR |  | A Class |  |  | I-Inventory | FG-Finish Good | R | Spares | X-Ray-Spares | Radiogoloy Product | Main Location | 90330000 |  | FIFO | Runyes | [8 empty] | 0 | 0 | 0 | 1 | 0 | 0 | [7 empty] | 1 |  | RN/XR/SP/X RAY TUBEHEAD FEMALE CONNECTOR
IM07730 | X-Ray Spares-Runyes-Xray Head Cone Beam | 109007HEADBEAM |  | A Class |  |  | I-Inventory | FG-Finish Good | R | Spares | X-Ray-Spares | Radiogoloy Product | Main Location | 90330000 |  | FIFO | Runyes | [8 empty] | 0 | 0 | 0 | 1 | 0 | 0 | [7 empty] | 1 |  | Rn/Xr/Sp/Xray Head Cone Beam
IM07731 | X-Ray Spares-Runyes-Xray Main PCB Transformer | 109007PCBTRANSFORMER |  | A Class |  |  | I-Inventory | FG-Finish Good | R | Spares | X-Ray-Spares | Radiogoloy Product | Main Location | 90330000 |  | FIFO | Runyes | [8 empty] | 0 | 0 | 0 | 1 | 0 | 0 | [7 empty] | 1 |  | Rn/Xr/Sp/Xray Main Pcb Transformer
IM07732 | X-Ray Spares-Runyes-Xray Remote | 109007REMOTE |  | A Class |  |  | I-Inventory | FG-Finish Good | R | Spares | X-Ray-Spares | Radiogoloy Product | Main Location | 90330000 |  | FIFO | Runyes | [8 empty] | 0 | 0 | 0 | 1 | 0 | 0 | [7 empty] | 1 |  | Rn/Xr/Sp/Xray Remote
IM07733 | X-Ray Spares-Runyes-Xray Remote Cable | 109007REMOTECABLE |  | A Class |  |  | I-Inventory | FG-Finish Good | R | Spares | X-Ray-Spares | Radiogoloy Product | Main Location | 90330000 |  | FIFO | Runyes | [8 empty] | 0 | 0 | 0 | 1 | 0 | 0 | [7 empty] | 1 |  | RN/XR/SP/XRAY REMOTE CABLE
IM07734 | X-Ray Spares-Runyes-X-Ray Remote Cover 10 | 109007REMOTECOVER |  | A Class |  |  | I-Inventory | FG-Finish Good | R | Spares | X-Ray-Spares | Radiogoloy Product | Main Location | 90330000 |  | FIFO | Runyes | [8 empty] | 0 | 0 | 0 | 1 | 0 | 0 | [7 empty] | 1 |  | Rn/Xr/Sp/X-Ray Remote Cover 10
IM07735 | X-Ray Spares-Runyes-X-Ray Remote Stand | 109007REMSTAND |  | A Class |  |  | I-Inventory | FG-Finish Good | R | Spares | X-Ray-Spares | Radiogoloy Product | Main Location | 90330000 |  | FIFO | Runyes | [8 empty] | 0 | 0 | 0 | 1 | 0 | 0 | [7 empty] | 1 |  | RN/XR/SP/X-RAY REMOTE STAND
IM07736 | X-Ray Spares-Runyes-Xray Tube Head Arm Cap | 109007TUBEHEADARMCAP |  | A Class |  |  | I-Inventory | FG-Finish Good | R | Spares | X-Ray-Spares | Radiogoloy Product | Main Location | 90330000 |  | FIFO | Runyes | [8 empty] | 0 | 0 | 0 | 1 | 0 | 0 | [7 empty] | 1 |  | Rn/Xr/Sp/Xray Tube Head Arm Cap
IM07737 | X-Ray Spares-Runyes-Xray Tube Head Arm Lock Cover | 109007TUBEHEADLOCKCOVER |  | A Class |  |  | I-Inventory | FG-Finish Good | R | Spares | X-Ray-Spares | Radiogoloy Product | Main Location | 90330000 |  | FIFO | Runyes | [8 empty] | 0 | 0 | 0 | 1 | 0 | 0 | [7 empty] | 1 |  | Rn/Xr/Sp/Xray Tube Head Arm Lock Cover
IM07738 | X-Ray Spares-Runyes-Xray Tube Head Connection Part | 109007TUBEHEADCONNECTION |  | A Class |  |  | I-Inventory | FG-Finish Good | R | Spares | X-Ray-Spares | Radiogoloy Product | Main Location | 90330000 |  | FIFO | Runyes | [8 empty] | 0 | 0 | 0 | 1 | 0 | 0 | [7 empty] | 1 |  | RN/XR/SP/XRAY TUBE HEAD CONNECTION PART
IM07739 | X-Ray Spares-Runyes-Hand Control F/M-W/M | 109007HANDCONTROL |  | A Class |  |  | I-Inventory | FG-Finish Good | R | Spares | X-Ray-Spares | Radiogoloy Product | Main Location | 90330000 |  | FIFO | Runyes | [8 empty] | 0 | 0 | 0 | 1 | 0 | 0 | [7 empty] | 1 |  | Rn/xr/Sp/Hand Control F/M-W/M
IM07740 | X-Ray Spares-Runyes-Hand Control F/M-W/M Without Cable | 109007XRAYWOHANDCTRL |  | A Class |  |  | I-Inventory | FG-Finish Good | R | Spares | X-Ray-Spares | Radiogoloy Product | Main Location | 90330000 |  | FIFO | Runyes | [8 empty] | 0 | 0 | 0 | 1 | 0 | 0 | [7 empty] | 1 |  | RN/XR/SP/HAND CONTROL F/M-W/M WITHOUT CABLE
IM07741 | X-Ray Spares-Runyes-Main Board Of Control F/M/Xr | 109007MAINBOARD |  | A Class |  |  | I-Inventory | FG-Finish Good | R | Spares | X-Ray-Spares | Radiogoloy Product | Main Location | 90330000 |  | FIFO | Runyes | [8 empty] | 0 | 0 | 0 | 1 | 0 | 0 | [7 empty] | 1 |  | Rn/Xr/Sp/Main Board Of Control F/M/Xr
IM07742 | X-Ray Spares-Runyes-Xray Arm Complete F/M | 109007COMPLETEARMFM |  | A Class |  |  | I-Inventory | FG-Finish Good | R | Spares | X-Ray-Spares | Radiogoloy Product | Main Location | 90330000 |  | FIFO | Runyes | [8 empty] | 0 | 0 | 0 | 1 | 0 | 0 | [7 empty] | 1 |  | RN/XR/SP/XRAY ARM COMPLETE F/M

## Sheet2
Item_Code | Item_Name | Item_Part_No | Item_Drawing_No | Inventory_Class_Name | Main_UOM_Code | ALT_UOM_Code | Item_Type_Code | Material_Type_Code_OR_GL_Code | Item_Description | Item_Group_Name | Item_Sub_Group_Name | Item_Category_Name | Default_Store_Name | HSN_Code | Standard_Custom_Duty_Rate_Percentage | Inventory_Valuation_Method | Business_Unit_Name | Standard_Rate | Standard_SWS_Rate_Percentage | Minimum_Level | Reorder_Level | Maximum_Level | Item_Specification | Attribute_Attribute_Code | Attribute_Value | Check_Flag_QC_Applicable | Check_Flag_Serial_No_Applicable | Check_Flag_Batch_No_Lot_No_Applicable | Check_Flag_Inventory_Maintain | check_flag_barcode_applicable | check_flag_serialno_mode | check_flag_serialno_prefix | check_flag_serialno_starts_from | check_flag_serialno_suffix | check_flag_serialno_max_length | Technical_Specification_TS_Type | Technical_Specification_Value | UOM_Conversion_To_UOM_Code | UOM_Conversion_Qty | ALPS_Specific_SAP_Customer_Code | ALPS_Specific_SAP_Customer_Name | ALPS_Specific_SAP_Part_Number | ALPS_Specific_SAP_Part_Description | ALPS_Specific_SAP_Customer_Part_No | ALPS_Specific_SAP_Market_Set_Code | ALPS_Specific_Rounding_Value_LOT_Size_Qty | ALPS_Specific_ALPS_Part_No | ALPS_Specific_Customer_Part_No | ALPS_Specific_OEM_Part_No | UDF_UDF_Label | UDF_VALUE
IM00245 | Glass Fuse/F 6.3Amp;250VAC Big | FUS-XXAC-XXXX-001-01 |  | B Class | Nos | Nos | I-Inventory | RM-Raw Material | Glass Fuse/F 6.3Amp;250VAC Big | Raw Material | NA | FUSE | Main Location | 85360000 |  | FIFO | [9 empty] | 1 | 0 | 0 | 1 | [8 empty] | Nos | 1 |  | PROTECTRON | [5 empty] | PAF6.3A | FUS-AC-001-01 | FUS-XXAC-XXXX-001-01
IM00246 | AC Fuse 6.3Amp. 250VAC Small | FUS-XXAC-XXXX-002-01 |  | B Class | Nos | Nos | I-Inventory | RM-Raw Material | AC Fuse 6.3Amp. 250VAC Small | Raw Material | NA | FUSE | Main Location | 85360000 |  | FIFO | [9 empty] | 1 | 0 | 0 | 1 | [8 empty] | Nos | 1 |  | PROTECTRON | [5 empty] | PSF6.3A | FUS-AC-002-01 | FUS-XXAC-XXXX-002-01
IM00247 | DC Blade Fuse 40Amp. | FUS-XXDC-XXXX-001-01 |  | B Class | Nos | Nos | I-Inventory | RM-Raw Material | DC Blade Fuse 40Amp. | Raw Material | NA | FUSE | Main Location | 85360000 |  | FIFO | [9 empty] | 1 | 0 | 0 | 1 | [8 empty] | Nos | 1 |  | PROTECTRON LITTLEFUSE | [5 empty] | PTF200 40A-N 0287040.PXCN | FUS-DC-001-01 | FUS-XXDC-XXXX-001-01
IM00248 | DC Blade Fuse 20Amp. | FUS-XXDC-XXXX-002-01 |  | B Class | Nos | Nos | I-Inventory | RM-Raw Material | DC Blade Fuse 20Amp. | Raw Material | NA | FUSE | Main Location | 85360000 |  | FIFO | [9 empty] | 1 | 0 | 0 | 1 | [8 empty] | Nos | 1 |  | PROTECTRON LITTLEFUSE | [5 empty] | N/A | FUS-DC-002-01 | FUS-XXDC-XXXX-002-01
IM00640 | Polythene 16"x22" | PKG-XXPT-XXXX-001-01 |  | C Class | Kgs | Kgs | I-Inventory | O-Other | Polythene 16"x22" | CONSUMABLE | NA | CONSUMABLE | Main Location | 32011000 |  | FIFO | [9 empty] | 0 | 0 | 0 | 1 | [8 empty] | Kgs | 1 |  | DYNAMIC PACKAGING | [5 empty] | N/A | PKG-PT-001-01 | PKG-XXPT-XXXX-001-01
IM00641 | polythin 22'x25' 1700VA | PKG-XXPT-XXXX-002-01 |  | C Class | Kgs | Kgs | I-Inventory | O-Other | polythin 22'x25' 1700VA | CONSUMABLE | NA | CONSUMABLE | Main Location | 32011000 |  | FIFO | [9 empty] | 0 | 0 | 0 | 1 | [8 empty] | Kgs | 1 |  | DYNAMIC PACKAGING | [5 empty] | N/A | PKG-PT-002-01 | PKG-XXPT-XXXX-002-01
IM00642 | Polythin 25'X27' 3500VA | PKG-XXPT-XXXX-003-01 |  | C Class | Kgs | Kgs | I-Inventory | O-Other | Polythin 25'X27' 3500VA | CONSUMABLE | NA | CONSUMABLE | Main Location | 32011000 |  | FIFO | [9 empty] | 0 | 0 | 0 | 1 | [8 empty] | Kgs | 1 |  | DYNAMIC PACKAGING | [5 empty] | N/A | PKG-PT-003-01 | PKG-XXPT-XXXX-003-01
IM00643 | Polythin Savior 12V | PKG-XXPT-XXXX-004-01 |  | C Class | Kgs | Kgs | I-Inventory | O-Other | Polythin Savior 12V | CONSUMABLE | NA | CONSUMABLE | Main Location | 32011000 |  | FIFO | [9 empty] | 0 | 0 | 0 | 1 | [8 empty] | Kgs | 1 |  | DYNAMIC PACKAGING | [5 empty] | N/A | PKG-PT-004-01 | PKG-XXPT-XXXX-004-01
IM00644 | Polytheen 2'x3' | PKG-XXPT-XXXX-005-01 |  | C Class | Kgs | Kgs | I-Inventory | O-Other | Polytheen 2'x3' | CONSUMABLE | NA | CONSUMABLE | Main Location | 32011000 |  | FIFO | [9 empty] | 0 | 0 | 0 | 1 | [8 empty] | Kgs | 1 |  | DYNAMIC PACKAGING | [5 empty] | N/A | PKG-PT-005-01 | PKG-XXPT-XXXX-005-01
IM00884 | 0 | SPS-XXHS-XXXX-020-01 |  | B Class | Nos | Nos | I-Inventory | RM-Raw Material | 0 | Raw Material | NA | HEAT SINK | Main Location |  |  | FIFO | [9 empty] | 1 | 0 | 0 | 1 | [8 empty] | Nos | 1 |  | SAITECH/PSIL/MK | [5 empty] | SPS-HS-020-01 | SPS-HS-020-01 | SPS-XXHS-XXXX-020-01
IM00911 | 0 | SPS-XXCT-XXXX-004-0C |  | B Class | Nos | Nos | I-Inventory | RM-Raw Material | 0 | Raw Material | NA | BARE PCB | Main Location |  |  | FIFO | [9 empty] | 1 | 0 | 0 | 1 | [8 empty] | Nos | 1 |  | 0 | [5 empty] | SPS-CT-004-C | SPS-CT-004-C | SPS-XXCT-XXXX-004-0C
IM00912 | 0 | SPS-XXCT-XXXX-005-0B |  | B Class | Nos | Nos | I-Inventory | RM-Raw Material | 0 | Raw Material | NA | BARE PCB | Main Location |  |  | FIFO | [9 empty] | 1 | 0 | 0 | 1 | [8 empty] | Nos | 1 |  | 0 | [5 empty] | SPS-CT-005-B | SPS-CT-005-B | SPS-XXCT-XXXX-005-0B
IM00919 | 0 | SPS-XXHU-XXXX-001-0G |  | B Class | Nos | Nos | I-Inventory | RM-Raw Material | 0 | Raw Material | NA | BARE PCB | Main Location |  |  | FIFO | [9 empty] | 1 | 0 | 0 | 1 | [8 empty] | Nos | 1 |  | 0 | [5 empty] | SPS-HU-001-G | SPS-HU-001-G | SPS-XXHU-XXXX-001-0G
IM00920 | 0 | SPS-XXHU-XXXX-002-0A |  | B Class | Nos | Nos | I-Inventory | RM-Raw Material | 0 | Raw Material | NA | BARE PCB | Main Location |  |  | FIFO | [9 empty] | 1 | 0 | 0 | 1 | [8 empty] | Nos | 1 |  | 0 | [5 empty] | SPS-HU-002-A | SPS-HU-002-A | SPS-XXHU-XXXX-002-0A
IM00921 | 0 | SPS-XXHU-XXXX-004-0C |  | B Class | Nos | Nos | I-Inventory | RM-Raw Material | 0 | Raw Material | NA | BARE PCB | Main Location |  |  | FIFO | [9 empty] | 1 | 0 | 0 | 1 | [8 empty] | Nos | 1 |  | 0 | [5 empty] | SPS-HU-004-C | SPS-HU-004-C | SPS-XXHU-XXXX-004-0C
IM00926 | 0 | SPS-XXMP-XXXX-001-0C |  | B Class | Nos | Nos | I-Inventory | RM-Raw Material | 0 | Raw Material | NA | BARE PCB | Main Location |  |  | FIFO | [9 empty] | 1 | 0 | 0 | 1 | [8 empty] | Nos | 1 |  | 0 | [5 empty] | SPS-MP-001-C | SPS-MP-001-C | SPS-XXMP-XXXX-001-0C
IM00927 | 0 | SPS-XXMP-XXXX-002-0C |  | B Class | Nos | Nos | I-Inventory | RM-Raw Material | 0 | Raw Material | NA | BARE PCB | Main Location |  |  | FIFO | [9 empty] | 1 | 0 | 0 | 1 | [8 empty] | Nos | 1 |  | 0 | [5 empty] | SPS-MP-002-C | SPS-MP-002-C | SPS-XXMP-XXXX-002-0C
IM00928 | 0 | SPS-XXMP-XXXX-003-0E |  | B Class | Nos | Nos | I-Inventory | RM-Raw Material | 0 | Raw Material | NA | BARE PCB | Main Location |  |  | FIFO | [9 empty] | 1 | 0 | 0 | 1 | [8 empty] | Nos | 1 |  | 0 | [5 empty] | SPS-MP-003-E | SPS-MP-003-E | SPS-XXMP-XXXX-003-0E
IM00929 | 0 | SPS-XXMP-XXXX-004-0A |  | B Class | Nos | Nos | I-Inventory | RM-Raw Material | 0 | Raw Material | NA | BARE PCB | Main Location |  |  | FIFO | [9 empty] | 1 | 0 | 0 | 1 | [8 empty] | Nos | 1 |  | 0 | [5 empty] | SPS-MP-004-A | SPS-MP-004-A | SPS-XXMP-XXXX-004-0A

## Sheet3
Item_Code | Item_Name | Item_Part_No | Item_Drawing_No | Inventory_Class_Name | Main_UOM_Code | ALT_UOM_Code | Item_Type_Code | Material_Type_Code_OR_GL_Code | Item_Description | Item_Group_Name | Item_Sub_Group_Name | Item_Category_Name | Default_Store_Name | HSN_Code | Standard_Custom_Duty_Rate_Percentage | Inventory_Valuation_Method | Business_Unit_Name | Standard_Rate | Standard_SWS_Rate_Percentage | Minimum_Level | Reorder_Level | Maximum_Level | Item_Specification | Attribute_Attribute_Code | Attribute_Value | Check_Flag_QC_Applicable | Check_Flag_Serial_No_Applicable | Check_Flag_Batch_No_Lot_No_Applicable | Check_Flag_Inventory_Maintain | check_flag_barcode_applicable | check_flag_serialno_mode | check_flag_serialno_prefix | check_flag_serialno_starts_from | check_flag_serialno_suffix | check_flag_serialno_max_length | Technical_Specification_TS_Type | Technical_Specification_Value | UOM_Conversion_To_UOM_Code | UOM_Conversion_Qty | ALPS_Specific_SAP_Customer_Code | ALPS_Specific_SAP_Customer_Name | ALPS_Specific_SAP_Part_Number | ALPS_Specific_SAP_Part_Description | ALPS_Specific_SAP_Customer_Part_No | ALPS_Specific_SAP_Market_Set_Code | ALPS_Specific_Rounding_Value_LOT_Size_Qty | ALPS_Specific_ALPS_Part_No | ALPS_Specific_Customer_Part_No | ALPS_Specific_OEM_Part_No | UDF_UDF_Label | UDF_VALUE
| 3D Printer Spares-Phorozen-Phrozen 3D Printer Transform Fast End Stop Sensor |  |  | A Class |  |  | I-Inventory | TG-Trading Good |  | Spares | 3D Printer-Spares | CAD CAM | Main Location |  |  | FIFO | Phorozen | [8 empty] | 0 | 0 | 0 | 1 | [9 empty] | 1
| 3D Printer Spares-Phorozen-Phrozen 3D Printer Transform Fast Main Board |  |  | A Class |  |  | I-Inventory | FG-Finish Good | R | Spares | 3D Printer-Spares | CAD CAM | Main Location |  |  | FIFO | Phorozen | [8 empty] | 0 | 0 | 0 | 1 | [9 empty] | 1
| Blank-Hangsang-Lithium Disilicate-Rosetta Sm Blank-98X10-B2 |  |  | A Class |  |  | I-Inventory | FG-Finish Good | R | Consumables | Blank | CAD CAM | Main Location |  |  | FIFO | Hangsang | [8 empty] | 0 | 0 | 0 | 1 | [9 empty] | 1
| Blank-Hangsang-Lithium Disilicate-Rosetta Sm Blank-98X14-A2 |  |  | A Class |  |  | I-Inventory | FG-Finish Good | R | Consumables | Blank | CAD CAM | Main Location |  |  | FIFO | Hangsang | [8 empty] | 0 | 0 | 0 | 1 | [9 empty] | 1
| Blank-Hangsang-Lithium Disilicate-Rosetta Sm Blank-98X14-B1 |  |  | A Class |  |  | I-Inventory | FG-Finish Good | R | Consumables | Blank | CAD CAM | Main Location |  |  | FIFO | Hangsang | [8 empty] | 0 | 0 | 0 | 1 | [9 empty] | 1
| Blank-Hangsang-Lithium Disilicate-Rosetta Sm Blank-98X14-B2 |  |  | A Class |  |  | I-Inventory | FG-Finish Good | R | Consumables | Blank | CAD CAM | Main Location |  |  | FIFO | Hangsang | [8 empty] | 0 | 0 | 0 | 1 | [9 empty] | 1
| Blank-Hangsang-Lithium Disilicate-Rosetta Sm Block-C14-B3 |  |  | A Class |  |  | I-Inventory | FG-Finish Good | R | Consumables | Blank | CAD CAM | Main Location |  |  | FIFO | Hangsang | [8 empty] | 0 | 0 | 0 | 1 | [9 empty] | 1
| Blank-Hangsang-Lithium Disilicate-Rosetta Sm Block-C14-B4 |  |  | A Class |  |  | I-Inventory | FG-Finish Good | R | Consumables | Blank | CAD CAM | Main Location |  |  | FIFO | Hangsang | [8 empty] | 0 | 0 | 0 | 1 | [9 empty] | 1
| Blank-Hangsang-Lithium Disilicate-Rosetta Sm Block-C14-C2 |  |  | A Class |  |  | I-Inventory | FG-Finish Good | R | Consumables | Blank | CAD CAM | Main Location |  |  | FIFO | Hangsang | [8 empty] | 0 | 0 | 0 | 1 | [9 empty] | 1
| Blank-Hangsang-Lithium Disilicate-Rosetta Sm Block-C14-C4 |  |  | A Class |  |  | I-Inventory | FG-Finish Good | R | Consumables | Blank | CAD CAM | Main Location |  |  | FIFO | Hangsang | [8 empty] | 0 | 0 | 0 | 1 | [9 empty] | 1
| Blank-Hangsang-Lithium Disilicate-Rosetta Sm Block-C14-D2 |  |  | A Class |  |  | I-Inventory | FG-Finish Good | R | Consumables | Blank | CAD CAM | Main Location |  |  | FIFO | Hangsang | [8 empty] | 0 | 0 | 0 | 1 | [9 empty] | 1
| Blank-Hangsang-Lithium Disilicate-Rosetta Sm Block-C14-D3 |  |  | A Class |  |  | I-Inventory | FG-Finish Good | R | Consumables | Blank | CAD CAM | Main Location |  |  | FIFO | Hangsang | [8 empty] | 0 | 0 | 0 | 1 | [9 empty] | 1
| Blank-Hass-Bleach Ingot-Rosetta SP-R10-HT-W1 (Pack of 5) |  |  | A Class |  |  | I-Inventory | FG-Finish Good | R | Consumables | Blank | CAD CAM | Main Location |  |  | FIFO | Hass Corporation | [8 empty] | 0 | 0 | 0 | 1 | [9 empty] | 1
| Blank-Hass-Bleach Ingot-Rosetta SP-R10-HT-W2 (Pack of 5) |  |  | A Class |  |  | I-Inventory | FG-Finish Good | R | Consumables | Blank | CAD CAM | Main Location |  |  | FIFO | Hass Corporation | [8 empty] | 0 | 0 | 0 | 1 | [9 empty] | 1
| Blank-Hass-Bleach Ingot-Rosetta SP-R10-HT-W3 (Pack of 5) |  |  | A Class |  |  | I-Inventory | FG-Finish Good | R | Consumables | Blank | CAD CAM | Main Location |  |  | FIFO | Hass Corporation | [8 empty] | 0 | 0 | 0 | 1 | [9 empty] | 1
| Blank-Hass-Bleach Ingot-Rosetta SP-R10-LT-W1 (Pack of 5) |  |  | A Class |  |  | I-Inventory | FG-Finish Good | R | Consumables | Blank | CAD CAM | Main Location |  |  | FIFO | Hass Corporation | [8 empty] | 0 | 0 | 0 | 1 | [9 empty] | 1
| Blank-Hass-Bleach Ingot-Rosetta SP-R10-LT-W2 (Pack of 5) |  |  | A Class |  |  | I-Inventory | FG-Finish Good | R | Consumables | Blank | CAD CAM | Main Location |  |  | FIFO | Hass Corporation | [8 empty] | 0 | 0 | 0 | 1 | [9 empty] | 1
| Blank-Hass-Bleach Ingot-Rosetta SP-R10-LT-W3 (Pack of 5) |  |  | A Class |  |  | I-Inventory | FG-Finish Good | R | Consumables | Blank | CAD CAM | Main Location |  |  | FIFO | Hass Corporation | [8 empty] | 0 | 0 | 0 | 1 | [9 empty] | 1
| Blank-Hass-Bleach IngotLT-R10-A1 |  |  | A Class |  |  | I-Inventory | FG-Finish Good | R | Consumables | Blank | CAD CAM | Main Location |  |  | FIFO | Hass Corporation | [8 empty] | 0 | 0 | 0 | 1 | [9 empty] | 1
| Blank-Hass-Bleach IngotLT-R10-B1 |  |  | A Class |  |  | I-Inventory | FG-Finish Good | R | Consumables | Blank | CAD CAM | Main Location |  |  | FIFO | Hass Corporation | [8 empty] | 0 | 0 | 0 | 1 | [9 empty] | 1
| Blank-Hass-Bleach IngotLT-R10-B2 |  |  | A Class |  |  | I-Inventory | FG-Finish Good | R | Consumables | Blank | CAD CAM | Main Location |  |  | FIFO | Hass Corporation | [8 empty] | 0 | 0 | 0 | 1 | [9 empty] | 1
| Blank-Aidite-Zirconia- Super High Translucent Round Blank 98X16MM |  |  | A Class |  |  | I-Inventory | FG-Finish Good | R | Consumables | Blank | CAD CAM | Main Location |  |  | FIFO | Aidite | [8 empty] | 0 | 0 | 0 | 1 | [9 empty] | 1
| Blank-Aidite-Zirconia- Super High Translucent Round Blank 98X18MM |  |  | A Class |  |  | I-Inventory | FG-Finish Good | R | Consumables | Blank | CAD CAM | Main Location |  |  | FIFO | Aidite | [8 empty] | 0 | 0 | 0 | 1 | [9 empty] | 1
| Blank-Aidite-Zirconia- Super High Translucent Round Blank 98X20MM |  |  | A Class |  |  | I-Inventory | FG-Finish Good | R | Consumables | Blank | CAD CAM | Main Location |  |  | FIFO | Aidite | [8 empty] | 0 | 0 | 0 | 1 | [9 empty] | 1
| Blank-Aidite-Zirconia- Super High Translucent Round Blank 98X25MM |  |  | A Class |  |  | I-Inventory | FG-Finish Good | R | Consumables | Blank | CAD CAM | Main Location |  |  | FIFO | Aidite | [8 empty] | 0 | 0 | 0 | 1 | [9 empty] | 1
| Blank-Aidite-Zirconia- Super Translucent Round Blank 98X10MM |  |  | A Class |  |  | I-Inventory | FG-Finish Good | R | Consumables | Blank | CAD CAM | Main Location |  |  | FIFO | Aidite | [8 empty] | 0 | 0 | 0 | 1 | [9 empty] | 1
| Blank-Aidite-Zirconia- Super Translucent Round Blank 98X12MM |  |  | A Class |  |  | I-Inventory | FG-Finish Good | R | Consumables | Blank | CAD CAM | Main Location |  |  | FIFO | Aidite | [8 empty] | 0 | 0 | 0 | 1 | [9 empty] | 1
| Blank-Aidite-Zirconia- Super Translucent Round Blank 98X25MM |  |  | A Class |  |  | I-Inventory | FG-Finish Good | R | Consumables | Blank | CAD CAM | Main Location |  |  | FIFO | Aidite | [8 empty] | 0 | 0 | 0 | 1 | [9 empty] | 1
| Blank-Aidite-Zirconia-Multilayer Round Blank 98X12MM-A2 |  |  | A Class |  |  | I-Inventory | FG-Finish Good | C | Consumables | Blank | CAD CAM | Main Location |  |  | FIFO | Aidite | [8 empty] | 0 | 0 | 0 | 1 | [9 empty] | 1
| Blank-Aidite-Zirconia-Multilayer Round Blank 98X12MM-A3.5 |  |  | A Class |  |  | I-Inventory | FG-Finish Good | R | Consumables | Blank | CAD CAM | Main Location |  |  | FIFO | Aidite | [8 empty] | 0 | 0 | 0 | 1 | [9 empty] | 1
| Blank-Aidite-Zirconia-Multilayer Round Blank 98X12MM-B1 |  |  | A Class |  |  | I-Inventory | FG-Finish Good | R | Consumables | Blank | CAD CAM | Main Location |  |  | FIFO | Aidite | [8 empty] | 0 | 0 | 0 | 1 | [9 empty] | 1
| Blank-Aidite-Zirconia-Multilayer Round Blank 98X12MM-C2 |  |  | A Class |  |  | I-Inventory | FG-Finish Good | R | Consumables | Blank | CAD CAM | Main Location |  |  | FIFO | Aidite | [8 empty] | 0 | 0 | 0 | 1 | [9 empty] | 1
| Blank-Aidite-Zirconia-Multilayer Round Blank 98X12MM-D2 |  |  | A Class |  |  | I-Inventory | FG-Finish Good | R | Consumables | Blank | CAD CAM | Main Location |  |  | FIFO | Aidite | [8 empty] | 0 | 0 | 0 | 1 | [9 empty] | 1
| Blank-Aidite-Zirconia-Multilayer Round Blank 98X14MM-A3.5 |  |  | A Class |  |  | I-Inventory | FG-Finish Good | R | Consumables | Blank | CAD CAM | Main Location |  |  | FIFO | Aidite | [8 empty] | 0 | 0 | 0 | 1 | [9 empty] | 1
| Blank-Aidite-Zirconia-Multilayer Round Blank 98X14MM-B1 |  |  | A Class |  |  | I-Inventory | FG-Finish Good | R | Consumables | Blank | CAD CAM | Main Location |  |  | FIFO | Aidite | [8 empty] | 0 | 0 | 0 | 1 | [9 empty] | 1
| Blank-Aidite-Zirconia-Multilayer Round Blank 98X14MM-D2 |  |  | A Class |  |  | I-Inventory | FG-Finish Good | R | Consumables | Blank | CAD CAM | Main Location |  |  | FIFO | Aidite | [8 empty] | 0 | 0 | 0 | 1 | [9 empty] | 1
| Blank-Aidite-Zirconia-Multilayer Round Blank 98X18MM-A2 |  |  | A Class |  |  | I-Inventory | FG-Finish Good | R | Consumables | Blank | CAD CAM | Main Location |  |  | FIFO | Aidite | [8 empty] | 0 | 0 | 0 | 1 | [9 empty] | 1
| Blank-Aidite-Zirconia-Multilayer Round Blank 98X18MM-A3.5 |  |  | A Class |  |  | I-Inventory | FG-Finish Good | R | Consumables | Blank | CAD CAM | Main Location |  |  | FIFO | Aidite | [8 empty] | 0 | 0 | 0 | 1 | [9 empty] | 1
| Blank-Aidite-Zirconia-Multilayer Round Blank 98X18MM-C2 |  |  | A Class |  |  | I-Inventory | FG-Finish Good | R | Consumables | Blank | CAD CAM | Main Location |  |  | FIFO | Aidite | [8 empty] | 0 | 0 | 0 | 1 | [9 empty] | 1
| Blank-Aidite-Zirconia-Multilayer Round Blank 98X18MM-D2 |  |  | A Class |  |  | I-Inventory | FG-Finish Good | R | Consumables | Blank | CAD CAM | Main Location |  |  | FIFO | Aidite | [8 empty] | 0 | 0 | 0 | 1 | [9 empty] | 1
| Component-Local- 223(22Kilo Ohm) Pot Adjuster |  |  | A Class |  |  | I-Inventory | FG-Finish Good | C | Spares | Component | Dental Equiment | Main Location |  |  | FIFO | Indian Product | [8 empty] | 0 | 0 | 0 | 1 | [9 empty] | 1
| Component-Local- Push Bush Switch |  |  | A Class |  |  | I-Inventory | FG-Finish Good | C | Spares | Component | Dental Equiment | Main Location |  |  | FIFO | Indian Product | [8 empty] | 0 | 0 | 0 | 1 | [9 empty] | 1
| Component-Local- Tiv 22 |  |  | A Class |  |  | I-Inventory | FG-Finish Good | C | Spares | Component | Dental Equiment | Main Location |  |  | FIFO | Indian Product | [8 empty] | 0 | 0 | 0 | 1 | [9 empty] | 1
| Composite Material-Prime Dent- Endodontic Kit |  |  | A Class |  |  | I-Inventory | FG-Finish Good | R | Consumables | Composite Material | Dental Equiment | Main Location |  |  | FIFO | Prime Dent | [8 empty] | 0 | 0 | 0 | 1 | [9 empty] | 1
| Composite Material-Prime Dent- Glass Inomer Light Cured Kit A2 |  |  | A Class |  |  | I-Inventory | FG-Finish Good | R | Consumables | Composite Material | Dental Equiment | Main Location |  |  | FIFO | Prime Dent | [8 empty] | 0 | 0 | 0 | 1 | [9 empty] | 1
| Composite Material-Prime Dent- Glass Inomer Light Cured Kit A3 |  |  | A Class |  |  | I-Inventory | FG-Finish Good | R | Consumables | Composite Material | Dental Equiment | Main Location |  |  | FIFO | Prime Dent | [8 empty] | 0 | 0 | 0 | 1 | [9 empty] | 1
| Composite Material-Prime Dent-Light Cure Nano Hybrid Composite Kit 001-616 |  |  | A Class |  |  | I-Inventory | FG-Finish Good | R | Consumables | Composite Material | Dental Equiment | Main Location |  |  | FIFO | Prime Dent | [8 empty] | 0 | 0 | 0 | 1 | [9 empty] | 1
| Composite Material-Prime Dent- VLC One Step Bonding Self Etch |  |  | A Class |  |  | I-Inventory | FG-Finish Good | R | Consumables | Composite Material | Dental Equiment | Main Location |  |  | FIFO | Prime Dent | [8 empty] | 0 | 0 | 0 | 1 | [9 empty] | 1
| Composite Material-Prime Dent GI Resorative Kit |  |  | A Class |  |  | I-Inventory | FG-Finish Good | R | Consumables | Composite Material | Dental Equiment | Main Location |  |  | FIFO | Prime Dent | [8 empty] | 0 | 0 | 0 | 1 | [9 empty] | 1
| Composite Material-Prime Dent Hema Desentizer 2 G Syringe |  |  | A Class |  |  | I-Inventory | FG-Finish Good | R | Consumables | Composite Material | Dental Equiment | Main Location |  |  | FIFO | Prime Dent | [8 empty] | 0 | 0 | 0 | 1 | [9 empty] | 1
| Composite Mateial-Prime Dent -PIT and Fissure Sealant |  |  | A Class |  |  | I-Inventory | FG-Finish Good | R | Consumables | Composite Material | Dental Equiment | Main Location |  |  | FIFO | Prime Dent | [8 empty] | 0 | 0 | 0 | 1 | [9 empty] | 1
| Composite Material-Prime Dent-Pit and Fissure Sealant-Opeque |  |  | A Class |  |  | I-Inventory | FG-Finish Good | R | Consumables | Composite Material | Dental Equiment | Main Location |  |  | FIFO | Prime Dent | [8 empty] | 0 | 0 | 0 | 1 | [9 empty] | 1
| Composite Material- Prime Dent- Zinc Oxide Eugenol Cement Kit |  |  | A Class |  |  | I-Inventory | FG-Finish Good | R | Consumables | Composite Material | Dental Equiment | Main Location |  |  | FIFO | Prime Dent | [8 empty] | 0 | 0 | 0 | 1 | [9 empty] | 1
| Air Compressor- Cristofolio- Silence Air Compressor 38L |  |  | A Class |  |  | I-Inventory | FG-Finish Good | R | Equipment | Air Compressor | Dental Equiment | Main Location |  |  | FIFO | Cristofolio | [5 empty] | 1.*Air Compressor Oil-free for clinical, laboratory, commercial or even residential use.*2.*Suitable for offices with air consumption up to 85 liters per minute;*3.*Modern and compact design;*4.*Easy operation and maintenance;*5.*Large flow capacity and stable performance;*6.*Being oil-free, emits no fumes, vapors or odors;*7.*Has output air filter, engine pistons 2 and 3 safety systems, among them a shield against overheating;*8.*Air tank with inner painting;*9.*High-efficiency drain located at the bottom center of the tank;*10.*1-year guarantee |  |  | 0 | 0 | 0 | 1 | [9 empty] | 1
| Air Compressor Accessories- Cristofolio Dental Stool Simpler |  |  | A Class |  |  | I-Inventory | FG-Finish Good | R | Accessories | Air Compressor-Accessories | Dental Equiment | Main Location |  |  | FIFO | Cristofolio | [8 empty] | 0 | 0 | 0 | 1 | [9 empty] | 1
| Air Compressor Accessories- Durr Compressor Membrance for Torando 1 and 2 |  |  | A Class |  |  | I-Inventory | FG-Finish Good | R | Accessories | Air Compressor-Accessories | Dental Equiment | Main Location |  |  | FIFO | Durr Dental | [8 empty] | 0 | 0 | 0 | 1 | [9 empty] | 1
| Air Compressor Spares-Durr-Fine Filter Set for A4 Cylinder Silver Airline 5450-980-60 |  |  | A Class |  |  | I-Inventory | FG-Finish Good | R | Spares | Air Compressor-Spares | Dental Equiment | Main Location |  |  | FIFO | Durr Dental | [8 empty] | 0 | 0 | 0 | 1 | [9 empty] | 1
| Air Compressor Spares -Durr-Power Tower Silence 120/02 |  |  | A Class |  |  | I-Inventory | FG-Finish Good | R | Spares | Air Compressor-Spares | Dental Equiment | Main Location |  |  | FIFO | Durr Dental | [8 empty] | 0 | 0 | 0 | 1 | [9 empty] | 1
| Air Compressor Spares-Durr-Comfort H/Ve Bare Suction hose-9000-317-38 |  |  | A Class |  |  | I-Inventory | FG-Finish Good | R | Spares | Air Compressor-Spares | Dental Equiment | Main Location |  |  | FIFO | Durr Dental | [8 empty] | 0 | 0 | 0 | 1 | [9 empty] | 1
| Dental Compressor Spares- Durr Connect 20 Filtre Connector 0700-700-18E |  |  | A Class |  |  | I-Inventory | TG-Trading Good |  | Spares | Air Compressor-Spares | Dental Equiment | Main Location |  |  | FIFO | Durr Dental | [8 empty] | 0 | 0 | 0 | 1 | [9 empty] | 1
| Dental Compressor Spares- Durr Dental Base for Tornado Compressor 5180-200-04 |  |  | A Class |  |  | I-Inventory | TG-Trading Good |  | Spares | Air Compressor-Spares | Dental Equiment | Main Location |  |  | FIFO | Durr Dental | [8 empty] | 0 | 0 | 0 | 1 | [9 empty] | 1
| Computer System-Accessories-Stablizer-Servo Voltage Stablizer 3Kva |  |  | A Class |  |  | I-Inventory | TG-Trading Good |  | Accessories | Computer System-Accessories | Dental Equiment | Main Location |  |  | FIFO | Indian Product | [8 empty] | 0 | 0 | 0 | 1 | [9 empty] | 1
| Control Box-Strong-Strong Lab Motor Contorl Box Model Forte 300 |  |  | A Class |  |  | I-Inventory | FG-Finish Good | R | Equipment | Control Box | Dental Equiment | Main Location |  |  | FIFO | Strong | [8 empty] | 0 | 0 | 0 | 1 | [9 empty] | 1
| Dental Cabinet-Shanghai- Dental Mobile Cabinet Model-MDF Q1 |  |  | A Class |  |  | I-Inventory | FG-Finish Good | R | Equipment | Dental Cabinet | Dental Equiment | Main Location |  |  | FIFO | Shanghai | [8 empty] | 0 | 0 | 0 | 1 | [9 empty] | 1
| Dental Cabinet-Shanghai- Dental Mobile Unit Marble Top Model-BG-752-2E |  |  | A Class |  |  | I-Inventory | FG-Finish Good | R | Equipment | Dental Cabinet | Dental Equiment | Main Location |  |  | FIFO | Shanghai | [8 empty] | 0 | 0 | 0 | 1 | [9 empty] | 1
| Dental Cabinet-Shanghai- Dental Wall Cabinet Model-BG-G3 |  |  | A Class |  |  | I-Inventory | FG-Finish Good | R | Equipment | Dental Cabinet | Dental Equiment | Main Location |  |  | FIFO | Shanghai | [5 empty] | Wall Mount Cabinet*Model BG G3*Wall Mount Cabinet for Gloves, Tissue, Soap Stand, Disenfactant Stand |  |  | 0 | 0 | 0 | 1 | [9 empty] | 1
| Dental Chair Machinery- Dahe Dental Mobile Unit Model 110 |  |  | A Class |  |  | I-Inventory | FG-Finish Good | R | Equipment | Dental Chair | Dental Equiment | Main Location |  |  | FIFO | Dahe | [8 empty] | 0 | 0 | 0 | 1 | [9 empty] | 1
| Dental Chair Machine-Gnatus Xpress Inova Pad -LSFE Sync |  |  | A Class |  |  | I-Inventory | FG-Finish Good | R | Equipment | Dental Chair | Dental Equiment | Main Location |  |  | FIFO | Gnatus | [8 empty] | 0 | 0 | 0 | 1 | [9 empty] | 1
| Dental Chair Machine-Yoboshi Peado CAT Type -A8000IIA |  |  | A Class |  |  | I-Inventory | TG-Trading Good |  | Equipment | Dental Chair | Dental Equiment | Main Location |  |  | FIFO | Yoboshi | [8 empty] | 0 | 0 | 0 | 1 | [9 empty] | 1
| Dental Chair Upholstery- Avayanna Dark Orange #13 |  |  | A Class |  |  | I-Inventory | TG-Trading Good |  | Accessories | Dental Chair-Accessories | Dental Equiment | Main Location |  |  | FIFO | Confident | [8 empty] | 0 | 0 | 0 | 1 | [9 empty] | 1
| Dental Chair Upholstery-Innova Pad-Mustard Yellow # S05 |  |  | A Class |  |  | I-Inventory | FG-Finish Good | R | Accessories | Dental Chair-Accessories | Dental Equiment | Main Location |  |  | FIFO | Runyes | [8 empty] | 0 | 0 | 0 | 1 | [9 empty] | 1
| Dental Chair Accessoires-Runyes Dental Head Light LED |  |  | A Class |  |  | I-Inventory | FG-Finish Good | R | Accessories | Dental Chair-Accessories | Dental Equiment | Main Location |  |  | FIFO | Runyes | [8 empty] | 0 | 0 | 0 | 1 | [9 empty] | 1
| Installation Kit- Utkrisht |  |  | A Class |  |  | I-Inventory | TG-Trading Good |  | Consumables | Dental Chair-Consumables | Dental Equiment | Main Location |  |  | FIFO | Bestodent | [8 empty] | 0 | 0 | 0 | 1 | [9 empty] | 1
| Dental Chair Spares-Anthos-Cefla Vga Exit Cable 97521844 |  |  | A Class |  |  | I-Inventory | FG-Finish Good | R | Spares | Dental Chair-Spares | Dental Equiment | Main Location |  |  | FIFO | Anthos/Cefla | [8 empty] | 0 | 0 | 0 | 1 | [9 empty] | 1
| Dental Chair Spares-Anthos-Continental Console Group 97661144 |  |  | A Class |  |  | I-Inventory | FG-Finish Good | R | Spares | Dental Chair-Spares | Dental Equiment | Main Location |  |  | FIFO | Anthos/Cefla | [8 empty] | 0 | 0 | 0 | 1 | [9 empty] | 1
| Dental Chair Spares-Anthos-Coperchio Serbatoi Serie 3000 Pz 91109109 |  |  | A Class |  |  | I-Inventory | FG-Finish Good | R | Spares | Dental Chair-Spares | Dental Equiment | Main Location |  |  | FIFO | Anthos/Cefla | [8 empty] | 0 | 0 | 0 | 1 | [9 empty] | 1
| Dental Chair Spares-Anthos-Cord Sez L1400C U2 Hd 95520509 |  |  | A Class |  |  | I-Inventory | FG-Finish Good | R | Spares | Dental Chair-Spares | Dental Equiment | Main Location |  |  | FIFO | Anthos/Cefla | [8 empty] | 0 | 0 | 0 | 1 | [9 empty] | 1
| Dental Chair Spares-Anthos-Ghiera D 20X1 Autobl-52900023 |  |  | A Class |  |  | I-Inventory | FG-Finish Good | R | Spares | Dental Chair-Spares | Dental Equiment | Main Location |  |  | FIFO | Anthos/Cefla | [8 empty] | 0 | 0 | 0 | 1 | [9 empty] | 1
| Dental Chair Spares-Nanhai Aspire-Chair Utility Tray |  |  | A Class |  |  | I-Inventory | FG-Finish Good | R | Spares | Dental Chair-Spares | Dental Equiment | Main Location |  |  | FIFO | Nanhai | [8 empty] | 0 | 0 | 0 | 1 | [9 empty] | 1
| Dental Chair Spares- Power Keen-Star- Assistant Arm PCB |  |  | A Class |  |  | I-Inventory | TG-Trading Good |  | Spares | Dental Chair-Spares | Dental Equiment | Main Location |  |  | FIFO | Power Keen | [8 empty] | 0 | 0 | 0 | 1 | [9 empty] | 1
| Dental Chair Spares- Power Keen-Star- Delivery Unit PCB |  |  | A Class |  |  | I-Inventory | TG-Trading Good |  | Spares | Dental Chair-Spares | Dental Equiment | Main Location |  |  | FIFO | Power Keen | [8 empty] | 0 | 0 | 0 | 1 | [9 empty] | 1
| Dental Chair Spares-Anthos-Dental Type P1 Tip F680C4400 |  |  | A Class |  |  | I-Inventory | TG-Trading Good |  | Spares | Dental Chair-Spares | Dental Equiment | Main Location |  |  | FIFO | Anthos/Cefla | [5 empty] | .. |  |  | 0 | 0 | 0 | 1 | [9 empty] | 1
| Dental Chair Spares-Anthos-Double Join Asst. Side Articulated Arm |  |  | A Class |  |  | I-Inventory | TG-Trading Good |  | Spares | Dental Chair-Spares | Dental Equiment | Main Location |  |  | FIFO | Anthos/Cefla | [8 empty] | 0 | 0 | 0 | 1 | [9 empty] | 1
| Dental Chair Spares-Anthos-Victor- Chair Dc Backrest Motor |  |  | A Class |  |  | I-Inventory | FG-Finish Good | R | Spares | Dental Chair-Spares | Dental Equiment | Main Location |  |  | FIFO | Anthos/Cefla | [8 empty] | 0 | 0 | 0 | 1 | [9 empty] | 1
| Dental Chair Spares-Anthos-Victor- Chair Delivery Unit Upper Cover-V97460271 |  |  | A Class |  |  | I-Inventory | FG-Finish Good | C | Spares | Dental Chair-Spares | Dental Equiment | Main Location |  |  | FIFO | Anthos/Cefla | [8 empty] | 0 | 0 | 0 | 1 | [9 empty] | 1
| Dental Chair Spares-Anthos-Victor- Chair Main Pcb V97660051B |  |  | A Class |  |  | I-Inventory | FG-Finish Good | R | Spares | Dental Chair-Spares | Dental Equiment | Main Location |  |  | FIFO | Anthos/Cefla | [8 empty] | 0 | 0 | 0 | 1 | [9 empty] | 1
| Dental Chair Spares-Gnatus- Mtx Lam. Navy Bluechair Backrest Upholstery 41000000163 |  |  | A Class |  |  | I-Inventory | FG-Finish Good | R | Spares | Dental Chair-Spares | Dental Equiment | Main Location |  |  | FIFO | Gnatus | [8 empty] | 0 | 0 | 0 | 1 | [9 empty] | 1
| Dental Chair Spares-Gnatus-Base-Stool Backrest Uphol Naranga -41-16000000962 |  |  | A Class |  |  | I-Inventory | FG-Finish Good | R | Spares | Dental Chair-Spares | Dental Equiment | Main Location |  |  | FIFO | Gnatus | [8 empty] | 0 | 0 | 0 | 1 | [9 empty] | 1
| Dental Chair Spares-Gnatus-Delivery Unit-S-500 Chair Delivery Unit PCB-41000002875 |  |  | A Class |  |  | I-Inventory | FG-Finish Good | R | Spares | Dental Chair-Spares | Dental Equiment | Main Location |  |  | FIFO | Gnatus | [8 empty] | 0 | 0 | 0 | 1 | [9 empty] | 1
| Dental Chair Spares-Gnatus-Gnatus Dental Chair Rexine 103-Granada- 17110-088 |  |  | A Class |  |  | I-Inventory | TG-Trading Good |  | Spares | Dental Chair-Spares | Dental Equiment | Main Location |  |  | FIFO | Gnatus | [8 empty] | 0 | 0 | 0 | 1 | [9 empty] | 1
| Dental Chair Spares-Gnatus-Gnatus Head Light Persus Led Wo Pc -Bulb Reflector Cover |  |  | A Class |  |  | I-Inventory | FG-Finish Good | R | Spares | Dental Chair-Spares | Dental Equiment | Main Location |  |  | FIFO | Gnatus | [8 empty] | 0 | 0 | 0 | 1 | [9 empty] | 1
| Dental Chair Spares-Gnatus-LU-S500-Series Foot Control Light On/Off Rubber Cap-26073-102 |  |  | A Class |  |  | I-Inventory | FG-Finish Good | C | Spares | Dental Chair-Spares | Dental Equiment | Main Location |  |  | FIFO | Gnatus | [8 empty] | 0 | 0 | 0 | 1 | [9 empty] | 1
| Dental Chair Spares-Power Keen-Dental Light |  |  | A Class |  |  | I-Inventory | FG-Finish Good | R | Spares | Dental Chair-Spares | Dental Equiment | Main Location |  |  | FIFO | Power Keen | [8 empty] | 0 | 0 | 0 | 1 | [9 empty] | 1
| Dental Implant-CSM-Angled Abutment HEX-II 4.5*1.5*20 Aa451520-25 |  |  | A Class |  |  | I-Inventory | FG-Finish Good | R | Consumables | Dental Implant | Dental Equiment | Main Location |  |  | FIFO | CSM Implant | [8 empty] | 0 | 0 | 0 | 1 | [9 empty] | 1
| Dental Implant-CSM-Fixture Analogue-Ii HEX 4.5*12 Fa45-25 |  |  | A Class |  |  | I-Inventory | TG-Trading Good |  | Consumables | Dental Implant | Dental Equiment | Main Location |  |  | FIFO | CSM Implant | [8 empty] | 0 | 0 | 0 | 1 | [9 empty] | 1
| Dental Implant-CSM-HEX Cementation Abutment-I 4.0 * 3.5Ccea4035 |  |  | A Class |  |  | I-Inventory | FG-Finish Good | R | Consumables | Dental Implant | Dental Equiment | Main Location |  |  | FIFO | CSM Implant | [8 empty] | 0 | 0 | 0 | 1 | [9 empty] | 1
| Dental Implant-CSM-Implant 3.8 * 10 Yellow C3Fn10 |  |  | A Class |  |  | I-Inventory | FG-Finish Good | R | Consumables | Dental Implant | Dental Equiment | Main Location |  |  | FIFO | CSM Implant | [8 empty] | 0 | 0 | 0 | 1 | [9 empty] | 1
| Dental Implant-CSM-Implant 3.8 * 12 Yellow C3Fn12 |  |  | A Class |  |  | I-Inventory | FG-Finish Good | R | Consumables | Dental Implant | Dental Equiment | Main Location |  |  | FIFO | CSM Implant | [8 empty] | 0 | 0 | 0 | 1 | [9 empty] | 1
| Dental Implant-CSM-Implant 4.2 * 12 Purple C3Fm12 |  |  | A Class |  |  | I-Inventory | FG-Finish Good | R | Consumables | Dental Implant | Dental Equiment | Main Location |  |  | FIFO | CSM Implant | [8 empty] | 0 | 0 | 0 | 1 | [9 empty] | 1
| Dental Implant-CSM-Implant 3.5 * 12 Blue/Grey C3Fs12 |  |  | A Class |  |  | I-Inventory | FG-Finish Good | R | Consumables | Dental Implant | Dental Equiment | Main Location |  |  | FIFO | CSM Implant | [8 empty] | 0 | 0 | 0 | 1 | [9 empty] | 1
| Dental Implant-CSM-Octa Abutment Driver Long/Badi |  |  | A Class |  |  | I-Inventory | TG-Trading Good |  | Consumables | Dental Implant | Dental Equiment | Main Location |  |  | FIFO | CSM Implant | [8 empty] | 0 | 0 | 0 | 1 | [9 empty] | 1
| Dental Implant-CSM-Retainer Abutment 3.9* 20 Csra3920 |  |  | A Class |  |  | I-Inventory | FG-Finish Good | R | Consumables | Dental Implant | Dental Equiment | Main Location |  |  | FIFO | CSM Implant | [8 empty] | 0 | 0 | 0 | 1 | [9 empty] | 1
| Dental Implant-CSM-Retainer Abutment Cap Set Csrs-D |  |  | A Class |  |  | I-Inventory | TG-Trading Good |  | Consumables | Dental Implant | Dental Equiment | Main Location |  |  | FIFO | CSM Implant | [8 empty] | 0 | 0 | 0 | 1 | [9 empty] | 1
| Dental Implant-CSM-Sinus Lift Kit 21 Pcs. Set |  |  | A Class |  |  | I-Inventory | FG-Finish Good | R | Consumables | Dental Implant | Dental Equiment | Main Location |  |  | FIFO | CSM Implant | [8 empty] | 0 | 0 | 0 | 1 | [9 empty] | 1
| Dental Implant-CSM-Submerged Ii Implant 4.5 * 12 Purple C4F4512 |  |  | A Class |  |  | I-Inventory | TG-Trading Good |  | Consumables | Dental Implant | Dental Equiment | Main Location |  |  | FIFO | CSM Implant | [8 empty] | 0 | 0 | 0 | 1 | [9 empty] | 1
| Dental Implant-CSM-Submerged-Ii Surgical Kit 26 Pcs. Set |  |  | A Class |  |  | I-Inventory | TG-Trading Good |  | Consumables | Dental Implant | Dental Equiment | Main Location |  |  | FIFO | CSM Implant | [8 empty] | 0 | 0 | 0 | 1 | [9 empty] | 1
| Dental Implant-CSM-Surgical Kit 30 Pcs. Set |  |  | A Class |  |  | I-Inventory | TG-Trading Good |  | Consumables | Dental Implant | Dental Equiment | Main Location |  |  | FIFO | CSM Implant | [8 empty] | 0 | 0 | 0 | 1 | [9 empty] | 1
| Dental Implant-CSM-Trox Driver Hand Long Tdh18 |  |  | A Class |  |  | I-Inventory | FG-Finish Good | R | Consumables | Dental Implant | Dental Equiment | Main Location |  |  | FIFO | CSM Implant | [8 empty] | 0 | 0 | 0 | 1 | [9 empty] | 1
| Dental Implant-CSM-Trox Driver Hand Short Tdh13 |  |  | A Class |  |  | I-Inventory | FG-Finish Good | R | Consumables | Dental Implant | Dental Equiment | Main Location |  |  | FIFO | CSM Implant | [8 empty] | 0 | 0 | 0 | 1 | [9 empty] | 1
| Dental Implant-CSM-Trox Driver Machine |  |  | A Class |  |  | I-Inventory | FG-Finish Good | R | Consumables | Dental Implant | Dental Equiment | Main Location |  |  | FIFO | CSM Implant | [8 empty] | 0 | 0 | 0 | 1 | [9 empty] | 1
| Dental Implant-CSM-Dummy Implant |  |  | A Class |  |  | I-Inventory | FG-Finish Good | R | Consumables | Dental Implant | Dental Equiment | Main Location |  |  | FIFO | CSM Implant | [8 empty] | 0 | 0 | 0 | 1 | [9 empty] | 1
| Dental Implant-CSM-Mouthless Driver Machine |  |  | A Class |  |  | I-Inventory | TG-Trading Good |  | Consumables | Dental Implant | Dental Equiment | Main Location |  |  | FIFO | CSM Implant | [8 empty] | 0 | 0 | 0 | 1 | [9 empty] | 1
| Dental Implant-CSM-Trox Driver |  |  | A Class |  |  | I-Inventory | FG-Finish Good | R | Consumables | Dental Implant | Dental Equiment | Main Location |  |  | FIFO | CSM Implant | [8 empty] | 0 | 0 | 0 | 1 | [9 empty] | 1
| Dental Implant-CSM-Submerged Ii Implant 3.5 * 10 Blue/Grey C4F3510 |  |  | A Class |  |  | I-Inventory | FG-Finish Good | R | Consumables | Dental Implant | Dental Equiment | Main Location |  |  | FIFO | CSM Implant | [8 empty] | 0 | 0 | 0 | 1 | [9 empty] | 1
| Dental Implant-CSM-Submerged Ii Implant 3.5 * 12 Blue/Grey C4F3512 |  |  | A Class |  |  | I-Inventory | TG-Trading Good |  | Consumables | Dental Implant | Dental Equiment | Main Location |  |  | FIFO | CSM Implant | [8 empty] | 0 | 0 | 0 | 1 | [9 empty] | 1
| Dental Implant-CSM-Submerged Ii Implant 3.5 * 14 Blue/Grey C4F3514 |  |  | A Class |  |  | I-Inventory | TG-Trading Good |  | Consumables | Dental Implant | Dental Equiment | Main Location |  |  | FIFO | CSM Implant | [8 empty] | 0 | 0 | 0 | 1 | [9 empty] | 1
| Dental Sterlizer Spares- Runyes USB Box For Feng 22 |  |  | A Class |  |  | I-Inventory | FG-Finish Good | R | Spares | Dental Sterlizer-Spares | Dental Equiment | Main Location |  |  | FIFO | Runyes | [8 empty] | 0 | 0 | 0 | 1 | [9 empty] | 1
| Dental Sterlizer Spares- Cristofolio Printer for Vitale 22B Printer |  |  | A Class |  |  | I-Inventory | TG-Trading Good |  | Accessories | Dental Sterlizer-Accessories | Dental Equiment | Main Location |  |  | FIFO | Cristofolio | [8 empty] | 0 | 0 | 0 | 1 | [9 empty] | 1
| Dental Sterlizer Spares-Runyes-Autocalve Door Air Lock |  |  | A Class |  |  | I-Inventory | FG-Finish Good | R | Spares | Dental Sterlizer-Spares | Dental Equiment | Main Location |  |  | FIFO | Runyes | [8 empty] | 0 | 0 | 0 | 1 | [9 empty] | 1
| Dv/Dd/Cm/2Mmpp S15 P020015 |  |  | A Class |  |  | I-Inventory | FG-Finish Good | C | Consumables | Dia Dent | Dental Equiment | Main Location |  |  | FIFO | Dental Avenue | [8 empty] | 0 | 0 | 0 | 1 | [9 empty] | 1
| Dia Pro-Dental Avenue-Dia Pp Pro Iso 04 Plus 20 P040020 |  |  | A Class |  |  | I-Inventory | FG-Finish Good | C | Consumables | Dia Pro | Dental Equiment | Main Location |  |  | FIFO | Dental Avenue | [8 empty] | 0 | 0 | 0 | 1 | [9 empty] | 1
| Dia Pro-Dental Avenue-Dia Pp Pro Iso 06 Plus 40 P060040 |  |  | A Class |  |  | I-Inventory | TG-Trading Good |  | Consumables | Dia Pro | Dental Equiment | Main Location |  |  | FIFO | Dental Avenue | [8 empty] | 0 | 0 | 0 | 1 | [9 empty] | 1
| Disinfectoner- Durr Dental Hygowipe Plus Paper Roll |  |  | A Class |  |  | I-Inventory | TG-Trading Good |  | Consumables | Disinfectoner | Dental Equiment | Main Location |  |  | FIFO | Durr Dental | [5 empty] | Paper Rolls |  |  | 0 | 0 | 0 | 1 | [9 empty] | 1
| Disinfectoner- Durr Dental Orocup Model 0780-350-00 |  |  | A Class |  |  | I-Inventory | FG-Finish Good | R | Consumables | Disinfectoner | Dental Equiment | Main Location |  |  | FIFO | Durr Dental | [8 empty] | 0 | 0 | 0 | 1 | [9 empty] | 1
| Disinfectoner- Durr Dental ID220-120 ML Small-CCI220C2040 |  |  | A Class |  |  | I-Inventory | FG-Finish Good | R | Consumables | Disinfectoner | Dental Equiment | Main Location |  |  | FIFO | Durr Dental | [5 empty] | Aldehyde-free working solution drill bath for simultaneously disinfecting and cleaning rotating instruments in the fraise (1 min) or ultrasonic bath (30 sec).* Especially quick action - 1 min.* Exceptional cleaning action and material compatibility, contains corrosion inhibitors.* Easily biodegradable.* VAH / DGHM listed incl. viruses. Meets current DGHM requirements and European standards 4)5)6)8)9).* Range of action: bactericidal, tuberculocidal, fungicidal, virucidal (all covered and uncovered viruses, * Incl. HBV, HCV and HIV).* Active ingredients: Alcohols in alkaline medium.* Package size: 4 x 2.5 lt* CE 0124 Certified |  |  | 0 | 0 | 0 | 1 | [9 empty] | 1
| Disinfectoner- Durr Dental MD 555-120 ML Small-CCS555C2040 |  |  | A Class |  |  | I-Inventory | FG-Finish Good | R | Consumables | Disinfectoner | Dental Equiment | Main Location |  |  | FIFO | Durr Dental | [8 empty] | 0 | 0 | 0 | 1 | [9 empty] | 1
| Disinfectoner- Durr Dental MD 555-2.5 LTR-CCS555C6150 |  |  | A Class |  |  | I-Inventory | FG-Finish Good | R | Consumables | Disinfectoner | Dental Equiment | Main Location |  |  | FIFO | Durr Dental | [5 empty] | Foam-free special cleaner for dental suction systems, including their drainage lines in the case of problematic water supply (e.g. high water hardness, low soluble salts etc.), as well as drainage lines with an unfavourable head.* Especially suitable when using tooth cleaning equipment (powder jet equipment)* Reliably removes and prevents deposits caused by unfavourable water compositions in suction systems* and on acid-resistant surfaces* Suitable for all systems with amalgam separators* Contains organic acids, foam-free tensides* Package size: 4 x 2.5 l |  |  | 0 | 0 | 0 | 1 | [9 empty] | 1
| Disinfectoner- Durr Dental MD 520-2.5 LTR-CDA520C6150 |  |  | A Class |  |  | I-Inventory | FG-Finish Good | R | Consumables | Disinfectoner | Dental Equiment | Main Location |  |  | FIFO | Durr Dental | [5 empty] | Formaldehyde-free ready-to-use solution for disinfection and cleaning of impressions, dentures, * corrosion-resistant articulators, etc.* Increased precision of the plaster master model as a result of the excellent cleaning action.* Use includes alginates, silicones, polyether rubber, hydrocolloids, polysulfiides.* No impairment of dimensional stability or plaster compatibility.* VAH / DGHM listed. Meets current DGHM requirements and European standards 4)5)6)10).* Ã?GHMP register* Range of action: bactericidal, tuberculocidal, fungicidal 1) , anti-viral 2) (covered viruses, incl. HBV, HCV* and HIV), uncovered adeno-viruses.* Modern combination of active ingredients: aldehydes and QAC* Package size: 2.5 l* |  |  | 0 | 0 | 0 | 1 | [9 empty] | 1
| Disinfectoner- Durr Dental FD 300-2.5 LTR Surface Disinfection-CDF300C6150 |  |  | A Class |  |  | I-Inventory | FG-Finish Good | R | Consumables | Disinfectoner | Dental Equiment | Main Location |  |  | FIFO | Durr Dental | [8 empty] | 0 | 0 | 0 | 1 | [9 empty] | 1
| Disinfectoner- Durr Dental FD 333-2.5 LTR Surface Disinfection-CDF333C6150 |  |  | A Class |  |  | I-Inventory | FG-Finish Good | R | Consumables | Disinfectoner | Dental Equiment | Main Location |  |  | FIFO | Durr Dental | [5 empty] | Dries quickly leaving no residue.* With immediate and long-term action.* Very pleasant aroma with lemony freshness.* Especially well tolerated.* Effective against polio viruses.* VAH/DGHM listed. Meets DGHM requirements and Europen standards Ã?GHMP register* Range of action: bactericidal, tuberculocidal, fungicidal, virucidal (all covered viruses, uncovered viruses incl. HBV, HCV and HIV) SARS corona viruses.* Modern combination of active ingredients: Alcohols and QAC* Packing size: 2.5 l, 800 ml* DÃ¼rr spray head for spraying FD 333 |  |  | 0 | 0 | 0 | 1 | [9 empty] | 1
| Disinfectoner- Durr Dental ID212-2.5 LTR -CDI212C6150 |  |  | A Class |  |  | I-Inventory | FG-Finish Good | R | Consumables | Disinfectoner | Dental Equiment | Main Location |  |  | FIFO | Durr Dental | [5 empty] | 2,5 liters of concentrate (2%) make 125 liters of ready-to-use solution.*Very short time to take effect: follows VAH / DGHM.* Intensive cleaning effect with an excellent material compatibility particularly on instruments with rubber or silicone parts.* Pleasant, fresh fragrance.* Easily biodegradable.* Quick action if required (2 % / 5 min).* VAH/DGHM listed - Meets current DGHM requirements and European standards 4)5).* Wide range of action: bactericidal, fungicidal 1), anti-viral 2) (covered viruses, incl. HBV, HCV and HIV).*Modern combination of active ingredients: QAC*Pack size: 4 x 2,5 l* |  |  | 0 | 0 | 0 | 1 | [9 empty] | 1
| Disinfectoner- Durr Dental ID213-120 ML Small-CDI213C2040 |  |  | A Class |  |  | I-Inventory | FG-Finish Good | R | Consumables | Disinfectoner | Dental Equiment | Main Location |  |  | FIFO | Durr Dental | [5 empty] | Aldehyde-free concentrate with full virucidal effect for disinfecting and cleaning general and surgical instruments as well as rotating instruments sensitive to alkalis and alcohol.* Exceptional cleaning action.* Also for ultrasonic devices.* 2.5 litres of concentrate make 125 litres of ready-to-use solution at 2% application concentration.* Excellent material compatibility - contains corrosion inhibitors.* Easily biodegradable* Range of action: bactericidal, tuberculocidal, fungicidal, virucidal (all covered and uncovered viruses, incl. HBV, HCV and HIV).* Modern combination of active ingredients: Alkyl amines and QAC.* Package size: 4 x 2.5 l* CE 0124 Certified |  |  | 0 | 0 | 0 | 1 | [9 empty] | 1
| Disinfectoner- Durr Dental Orotol Plus Suction Disinfection-2.5 LTR -CDS110P6150 |  |  | A Class |  |  | I-Inventory | FG-Finish Good | R | Consumables | Disinfectoner | Dental Equiment | Main Location |  |  | FIFO | Durr Dental | [5 empty] | Aldehyde and foam-free super concentrate for the simultaneous Disinfection, deodorization, cleaning and care of all dental suction systems and amalgam separators.* Just 2% application concentration* 2,5 litres concentrate produce 125 litres of working solution* High cleaning power* Toxicologically safe* Foamfree* Biodegradable* The solution for contaminated suction systems* DGHM list* Ã?GHMP register* Range of action: bactericide, tuberculocide, fungicide, anti-viral (covered viruses, adeno-viruses HBV, HCV,* HIV)* Modern combination of active ingredients: QAC* Package size: 4 x 2.5 l* CE 0124 Certified |  |  | 0 | 0 | 0 | 1 | [9 empty] | 1
| Endomotor-Strong- Cordless Endomotor Model Traus Endo- ALC(B)-41EP |  |  | A Class |  |  | I-Inventory | FG-Finish Good | R | Equipment | Endomotor | Dental Equiment | Main Location |  |  | FIFO | Strong | [8 empty] | 0 | 0 | 0 | 1 | [9 empty] | 1
| Endomotor-Woodpecker Cordless Endomtor Model Endosmart |  |  | A Class |  |  | I-Inventory | FG-Finish Good | R | Equipment | Endomotor | Dental Equiment | Main Location |  |  | FIFO | Gulin Woodpecker | [8 empty] | 0 | 0 | 0 | 1 | [9 empty] | 1
| Endomotor Spares-Meta Biomed-EMS-200 Tips Fill Cartridge 25G |  |  | A Class |  |  | I-Inventory | FG-Finish Good | R | Spares | Endomotor-Spares | Dental Equiment | Main Location |  |  | FIFO | Meto Biomed | [8 empty] | 0 | 0 | 0 | 1 | [9 empty] | 1
| Files-Innovative- Dental H Files 15-40 21Mm A-F-Sh00121 |  |  | A Class |  |  | I-Inventory | FG-Finish Good | R | Consumables | Files | Dental Equiment | Main Location |  |  | FIFO | Innovating Material | [8 empty] | 0 | 0 | 0 | 1 | [9 empty] | 1
| Files-Innovative -Dental Reamer R Files 5-40 21Mm A-F-Sr00121 |  |  | A Class |  |  | I-Inventory | FG-Finish Good | R | Consumables | Files | Dental Equiment | Main Location |  |  | FIFO | Innovating Material | [8 empty] | 0 | 0 | 0 | 1 | [9 empty] | 1
| Furnace-Nabertherm-Crucible |  |  | A Class |  |  | I-Inventory | FG-Finish Good | R | Equipment | Furnace | CAD CAM | Main Location |  |  | FIFO | Nabertherm | [8 empty] | 0 | 0 | 0 | 1 | [9 empty] | 1
| Furnace-Nabertherm- Model LHT-01/17D |  |  | A Class |  |  | I-Inventory | FG-Finish Good | R | Equipment | Furnace | CAD CAM | Main Location |  |  | FIFO | Nabertherm | [8 empty] | 0 | 0 | 0 | 1 | [9 empty] | 1
| Furnace Spares-Nabertherm-Switching Power Supply-544700073 |  |  | A Class |  |  | I-Inventory | TG-Trading Good |  | Spares | Furnace-Spares | CAD CAM | Main Location |  |  | FIFO | Nabertherm | [8 empty] | 0 | 0 | 0 | 1 | [9 empty] | 1
| Grinding Burr-VHF-0.6Mm-Diamond Coat -L-40Mm |  |  | A Class |  |  | I-Inventory | FG-Finish Good | R | Consumables | Grinding Burr | CAD CAM | Main Location |  |  | FIFO | VHF | [8 empty] | 0 | 0 | 0 | 1 | [9 empty] | 1
| Grinding Burr-VHF-0.6Mm-N4 Impression |  |  | A Class |  |  | I-Inventory | FG-Finish Good | R | Consumables | Grinding Burr | CAD CAM | Main Location |  |  | FIFO | VHF | [8 empty] | 0 | 0 | 0 | 1 | [9 empty] | 1
| Dental Handpiece- Strong-Contral Angle Handpiece ACL-01C |  |  | A Class |  |  | I-Inventory | FG-Finish Good | R | Equipment | Handpiece | Dental Equiment | Main Location |  |  | FIFO | Strong | [8 empty] | 0 | 0 | 0 | 1 | [9 empty] | 1
| Dental Handpiece-NSK- Fiber Optic Contra Handpiece Model C1034 Z95L |  |  | A Class |  |  | I-Inventory | TG-Trading Good |  | Equipment | Handpiece | Dental Equiment | Main Location |  |  | FIFO | NSK Nakanishi | [8 empty] | 0 | 0 | 0 | 1 | [9 empty] | 1
| Dental Handpiece-NSK- Fiber Optic Contra Handpiece Model C1038 Z25L |  |  | A Class |  |  | I-Inventory | TG-Trading Good |  | Equipment | Handpiece | Dental Equiment | Main Location |  |  | FIFO | NSK Nakanishi | [8 empty] | 0 | 0 | 0 | 1 | [9 empty] | 1
| Dental Handpeice-Being Tornado Rose Contra Angle 201CA |  |  | A Class |  |  | I-Inventory | FG-Finish Good | R | Equipment | Handpiece | Dental Equiment | Main Location |  |  | FIFO | Being-Tornado | [8 empty] | 0 | 0 | 0 | 1 | [9 empty] | 1
| Dental Handpeice-Being Tornado Rose Straight 201SH |  |  | A Class |  |  | I-Inventory | FG-Finish Good | R | Equipment | Handpiece | Dental Equiment | Main Location |  |  | FIFO | Being-Tornado | [8 empty] | 0 | 0 | 0 | 1 | [9 empty] | 1
| Dental Handpiece Spares-NSK-Blades for Micro SAW handpeice SGO2 |  |  | A Class |  |  | I-Inventory | TG-Trading Good |  | Spares | Handpeice-Spares | Dental Equiment | Main Location |  |  | FIFO | NSK Nakanishi | [8 empty] | 0 | 0 | 0 | 1 | [9 empty] | 1
| Dental Handpiece Spares- NSK-S Series M500L Turbine Handpiece |  |  | A Class |  |  | I-Inventory | TG-Trading Good |  | Spares | Handpeice-Spares | Dental Equiment | Main Location |  |  | FIFO | NSK Nakanishi | [8 empty] | 0 | 0 | 0 | 1 | [9 empty] | 1
| Dental Handpiece Spares- NSK-S Series M600L Fiber Optic Turbine Handpiece |  |  | A Class |  |  | I-Inventory | TG-Trading Good |  | Spares | Handpeice-Spares | Dental Equiment | Main Location |  |  | FIFO | NSK Nakanishi | [8 empty] | 0 | 0 | 0 | 1 | [9 empty] | 1
| Dental Handpiece Spares-NSK-Tubing-U374563 |  |  | A Class |  |  | I-Inventory | FG-Finish Good | R | Spares | Handpeice-Spares | Dental Equiment | Main Location |  |  | FIFO | NSK Nakanishi | [8 empty] | 0 | 0 | 0 | 1 | [9 empty] | 1
| Dental Surgical Laser System-Biolase Waterlase MD-Turbo |  |  | A Class |  |  | I-Inventory | FG-Finish Good | R | Equipment | Hard Tissue Laser | Dental Equiment | Main Location |  |  | FIFO | Biolase | [8 empty] | 0 | 0 | 0 | 1 | [9 empty] | 1
| Dental Surgical Laser Accessories-Waterlase Tip MZ8 ZIP |  |  | A Class |  |  | I-Inventory | FG-Finish Good | R | Accessories | Hard Tissue Laser-Accessories | Dental Equiment | Main Location |  |  | FIFO | Biolase | [8 empty] | 0 | 0 | 0 | 1 | [9 empty] | 1
| Dental Surigcal Laser Accessories-Waterlase- Final Trunk Fiber |  |  | A Class |  |  | I-Inventory | TG-Trading Good |  | Accessories | Hard Tissue Laser-Accessories | Dental Equiment | Main Location |  |  | FIFO | Biolase | [8 empty] | 0 | 0 | 0 | 1 | [9 empty] | 1
| Dental Surigcal Laser Accessories-WaterLase- Tip MX7 |  |  | A Class |  |  | I-Inventory | FG-Finish Good | R | Accessories | Hard Tissue Laser-Accessories | Dental Equiment | Main Location |  |  | FIFO | Biolase | [8 empty] | 0 | 0 | 0 | 1 | [9 empty] | 1
| Dental Surigcal Laser Accessories-WaterLase- Tip MX9 |  |  | A Class |  |  | I-Inventory | TG-Trading Good |  | Accessories | Hard Tissue Laser-Accessories | Dental Equiment | Main Location |  |  | FIFO | Biolase | [8 empty] | 0 | 0 | 0 | 1 | [9 empty] | 1
| Implant Motor Spares-NSK-Implant Surgic AP Non Optic Micro Motor SG50MS-E290 |  |  | A Class |  |  | I-Inventory | FG-Finish Good | R | Spares | Implant Motor-Spares | Dental Equiment | Main Location |  |  | FIFO | NSK Nakanishi | [8 empty] | 0 | 0 | 0 | 1 | [9 empty] | 1
| Implant Motor Spares-NSK-Surgic Pro Non Optic Main PCB- U1037029 |  |  | A Class |  |  | I-Inventory | TG-Trading Good |  | Spares | Implant Motor-Spares | Dental Equiment | Main Location |  |  | FIFO | NSK Nakanishi | [8 empty] | 0 | 0 | 0 | 1 | [9 empty] | 1
| Implant Motor Spares-Strong- X Cube Irrigation Tube for Implant Micromotor |  |  | A Class |  |  | I-Inventory | FG-Finish Good | R | Spares | Implant Motor-Spares | Dental Equiment | Main Location |  |  | FIFO | Strong | [8 empty] | 0 | 0 | 0 | 1 | [9 empty] | 1
| Kit For V-Max 450/1250/1450 High Suction Separarely Kit For Star Chair/Galaxy Chair Model |  |  | A Class |  |  | I-Inventory | FG-Finish Good | C | Spares | Installation Kit | Dental Equiment | Main Location |  |  | FIFO | Indian Product | [8 empty] | 0 | 0 | 0 | 1 | [9 empty] | 1
| Kit Spares Parts-2 Core Wire |  |  | A Class |  |  | I-Inventory | TG-Trading Good |  | Spares | Installation Kit-Spares | Dental Equiment | Main Location |  |  | FIFO | Indian Product | [8 empty] | 0 | 0 | 0 | 1 | [9 empty] | 1
| Intra Oral Camera Spares-Accordex Camera Holder |  |  | A Class |  |  | I-Inventory | FG-Finish Good | R | Spares | Intra Oral Camera-Spares | Dental Equiment | Main Location |  |  | FIFO | Accordex | [8 empty] | 0 | 0 | 0 | 1 | [9 empty] | 1
| Lab Scanner -3 Shape-Dental Imaging System Model E1 Lab |  |  | A Class |  |  | I-Inventory | FG-Finish Good | R | Equipment | Lab Scanner | CAD CAM | Main Location |  |  | FIFO | 3 Shape | [8 empty] | 0 | 0 | 0 | 1 | [9 empty] | 1
| Light Cure-Rolance-LED Light Cure Model Cute Lite 5W |  |  | A Class |  |  | I-Inventory | FG-Finish Good | R | Equipment | Light Cure | Dental Equiment | Main Location |  |  | FIFO | Rolance | [8 empty] | 0 | 0 | 0 | 1 | [9 empty] | 1
| Light Cure Spares-Roland Protective Googles |  |  | A Class |  |  | I-Inventory | FG-Finish Good | C | Spares | Light Cure-Spares | Dental Equiment | Main Location |  |  | FIFO | Roland | [8 empty] | 0 | 0 | 0 | 1 | [9 empty] | 1
| Consumables-Indian-N Bond Ref Btl 1X6G |  |  | A Class |  |  | I-Inventory | FG-Finish Good | C | Consumables | Local | Dental Equiment | Main Location |  |  | FIFO | Indian Product | [8 empty] | 0 | 0 | 0 | 1 | [9 empty] | 1
| Consumables-Indian-N Flow Bulk Monobond N |  |  | A Class |  |  | I-Inventory | FG-Finish Good | C | Consumables | Local | Dental Equiment | Main Location |  |  | FIFO | Indian Product | [8 empty] | 0 | 0 | 0 | 1 | [9 empty] | 1
| Consumables-Indian-Vivaglass Pl Assortment |  |  | A Class |  |  | I-Inventory | FG-Finish Good | C | Consumables | Local | Dental Equiment | Main Location |  |  | FIFO | Indian Product | [8 empty] | 0 | 0 | 0 | 1 | [9 empty] | 1
| Spares-Local-Stopper 1/2 |  |  | A Class |  |  | I-Inventory | FG-Finish Good | R | Spares | Local | Dental Equiment | Main Location |  |  | FIFO | Indian Product | [5 empty] | . |  |  | 0 | 0 | 0 | 1 | [9 empty] | 1
| Spares-Local-T3/T4 Racer Bearing |  |  | A Class |  |  | I-Inventory | FG-Finish Good | R | Spares | Local | Dental Equiment | Main Location |  |  | FIFO | Indian Product | [8 empty] | 0 | 0 | 0 | 1 | [9 empty] | 1
| Spares-Local-Sealed Pipe |  |  | A Class |  |  | I-Inventory | FG-Finish Good | R | Spares | Local | Dental Equiment | Main Location |  |  | FIFO | Indian Product | [5 empty] | . |  |  | 0 | 0 | 0 | 1 | [9 empty] | 1
| Spares-Local-Straight Nrv |  |  | A Class |  |  | I-Inventory | FG-Finish Good | R | Spares | Local | Dental Equiment | Main Location |  |  | FIFO | Indian Product | [5 empty] | . |  |  | 0 | 0 | 0 | 1 | [9 empty] | 1
| Spares-Local-U.V Chamber Small Tube 8W |  |  | A Class |  |  | I-Inventory | FG-Finish Good | R | Spares | Local | Dental Equiment | Main Location |  |  | FIFO | Indian Product | [8 empty] | 0 | 0 | 0 | 1 | [9 empty] | 1
| Spares-Local-U.V Chamber Tray |  |  | A Class |  |  | I-Inventory | FG-Finish Good | R | Spares | Local | Dental Equiment | Main Location |  |  | FIFO | Indian Product | [8 empty] | 0 | 0 | 0 | 1 | [9 empty] | 1
| Micro Motor- Coxo Micro Motor Endodontics Tech |  |  | A Class |  |  | I-Inventory | FG-Finish Good | R | Equipment | Micromotor | Dental Equiment | Main Location |  |  | FIFO | Hongkong Coxo | [8 empty] | 0 | 0 | 0 | 1 | [9 empty] | 1
| Dental Micromotor- Being Brushless Micro Motor with F/C Puma |  |  | A Class |  |  | I-Inventory | FG-Finish Good | R | Equipment | Micromotor | Dental Equiment | Main Location |  |  | FIFO | Being-Tornado | [5 empty] | . |  |  | 0 | 0 | 0 | 1 | [9 empty] | 1
| Microscope-Labomed-Medical Magnification System -Model Prima Magna Ceiling Mount |  |  | A Class |  |  | I-Inventory | FG-Finish Good | R | Equipment | Microscope | Dental Equiment | Main Location |  |  | FIFO | Labomed | [8 empty] | 0 | 0 | 0 | 1 | [9 empty] | 1
| Microscope Accessories-Labmoed-Beam Splitter With Digital Camera Model IVUS5 |  |  | A Class |  |  | I-Inventory | FG-Finish Good | R | Accessories | Microscope-Accessories | Dental Equiment | Main Location |  |  | FIFO | Labomed | [8 empty] | 0 | 0 | 0 | 1 | [9 empty] | 1
| Microscope Accessories-Labmoed-Labomed Double Beam Splitter |  |  | A Class |  |  | I-Inventory | FG-Finish Good | R | Accessories | Microscope-Accessories | Dental Equiment | Main Location |  |  | FIFO | Labomed | [8 empty] | 0 | 0 | 0 | 1 | [9 empty] | 1
| Microscope Accessories-Labmoed-Nu Var Variable Focal Length From 300-400Mm |  |  | A Class |  |  | I-Inventory | FG-Finish Good | R | Accessories | Microscope-Accessories | Dental Equiment | Main Location |  |  | FIFO | Labomed | [8 empty] | 0 | 0 | 0 | 1 | [9 empty] | 1
| Microscope Accessories-Labmoed-Microscope/Inclined Extender |  |  | A Class |  |  | I-Inventory | FG-Finish Good | R | Accessories | Microscope-Accessories | Dental Equiment | Main Location |  |  | FIFO | Labomed | [8 empty] | 0 | 0 | 0 | 1 | [9 empty] | 1
| Milling Burr-VHF-1.0Mm-Wax-Plastic(P100-R2-40) |  |  | A Class |  |  | I-Inventory | FG-Finish Good | R | Consumables | Milling Burr | CAD CAM | Main Location |  |  | FIFO | VHF | [8 empty] | 0 | 0 | 0 | 1 | [9 empty] | 1
| Milling Burr-VHF-2.0Mm-Wax-Plastic(P200-R2-40) |  |  | A Class |  |  | I-Inventory | FG-Finish Good | R | Consumables | Milling Burr | CAD CAM | Main Location |  |  | FIFO | VHF | [8 empty] | 0 | 0 | 0 | 1 | [9 empty] | 1
| Milling Burr-Adite-Zirconia- Milling Burr 0.6 MM Roland |  |  | A Class |  |  | I-Inventory | FG-Finish Good | C | Consumables | Milling Burr | CAD CAM | Main Location |  |  | FIFO | Aidite | [8 empty] | 0 | 0 | 0 | 1 | [9 empty] | 1
| Milling Burr-Adite-Zirconia- Milling Burr 1.0 MM Roland |  |  | A Class |  |  | I-Inventory | FG-Finish Good | C | Consumables | Milling Burr | CAD CAM | Main Location |  |  | FIFO | Aidite | [8 empty] | 0 | 0 | 0 | 1 | [9 empty] | 1
| Milling Burr-Adite-Zirconia- Milling Burr 2.0 MM Roland |  |  | A Class |  |  | I-Inventory | FG-Finish Good | R | Consumables | Milling Burr | CAD CAM | Main Location |  |  | FIFO | Aidite | [8 empty] | 0 | 0 | 0 | 1 | [9 empty] | 1
| Milling Machine-VHF- Dental Teeth Milling Unit-4 Axis Model-K4 Edition |  |  | A Class |  |  | I-Inventory | FG-Finish Good | R | Equipment | Milling Machine | CAD CAM | Main Location |  |  | FIFO | VHF | [8 empty] | 0 | 0 | 0 | 1 | [9 empty] | 1
| Milling Machine Spares-DG Shape-Zma-52Dc-6-99 Material Adapter-417054599 |  |  | A Class |  |  | I-Inventory | FG-Finish Good | R | Spares | Milling Machine-Spares | CAD CAM | Main Location |  |  | FIFO | DG Shape | [8 empty] | 0 | 0 | 0 | 1 | [9 empty] | 1
| Motorized Suction Spares-Durr-Periomat Pls Main Drive Motor 1307-984-00 |  |  | A Class |  |  | I-Inventory | TG-Trading Good |  | Spares | Motorized Suction-Spares | Dental Equiment | Main Location |  |  | FIFO | Durr Dental | [8 empty] | 0 | 0 | 0 | 1 | [9 empty] | 1
| Dental Compressor Spares- Durr Suction VS 250 Motor |  |  | A Class |  |  | I-Inventory | TG-Trading Good |  | Spares | Motorized Suction-Spares | Dental Equiment | Main Location |  |  | FIFO | Durr Dental | [8 empty] | 0 | 0 | 0 | 1 | [9 empty] | 1
| Motorized Suction Spares- Motorized Suction PCB |  |  | A Class |  |  | I-Inventory | TG-Trading Good |  | Spares | Motorized Suction-Spares | Dental Equiment | Main Location |  |  | FIFO | Dynamic | [8 empty] | 0 | 0 | 0 | 1 | [9 empty] | 1
| OPG Spares- Vatech CMARUS2301CF-TOK CEPH-Master S0000259 |  |  | A Class |  |  | I-Inventory | TG-Trading Good |  | Spares | OPG-Spares | Radiogoloy Product | Main Location |  |  | FIFO | Vatech | [8 empty] | 0 | 0 | 0 | 1 | [9 empty] | 1
| OPG Spares- Vatech Harness H000914C |  |  | A Class |  |  | I-Inventory | TG-Trading Good |  | Spares | OPG-Spares | Radiogoloy Product | Main Location |  |  | FIFO | Vatech | [8 empty] | 0 | 0 | 0 | 1 | [9 empty] | 1
| OPG Spares- Vatech LT1 BD PAX PCB B0000304 |  |  | A Class |  |  | I-Inventory | TG-Trading Good |  | Spares | OPG-Spares | Radiogoloy Product | Main Location |  |  | FIFO | Vatech | [8 empty] | 0 | 0 | 0 | 1 | [9 empty] | 1
| OPG Spares-Fona-Ceph Inerconnection Board 7668020274 |  |  | A Class |  |  | I-Inventory | FG-Finish Good | R | Spares | OPG-Spares | Radiogoloy Product | Main Location |  |  | FIFO | Fona | [8 empty] | 0 | 0 | 0 | 1 | [9 empty] | 1
| Paper Dispensar- Durr HygoWipe Plus - 6010-50 |  |  | A Class |  |  | I-Inventory | FG-Finish Good | R | Equipment | Paper Dispenser | Dental Equiment | Main Location |  |  | FIFO | Durr Dental | [8 empty] | 0 | 0 | 0 | 1 | [9 empty] | 1
| PSP Scanner Accessories- Durr Vista Scan Imaging Plate Size 3 Plus |  |  | A Class |  |  | I-Inventory | FG-Finish Good | R | Accessories | PSP Scanner-Accessories | Radiogoloy Product | Main Location |  |  | FIFO | Durr Dental | [8 empty] | 0 | 0 | 0 | 1 | [9 empty] | 1
| PSP Scanner Accessories- Durr Vista Scan Imaging Plate Size 4 Plus |  |  | A Class |  |  | I-Inventory | FG-Finish Good | R | Accessories | PSP Scanner-Accessories | Radiogoloy Product | Main Location |  |  | FIFO | Durr Dental | [8 empty] | 0 | 0 | 0 | 1 | [9 empty] | 1
| PSP Scanner Accessories- Durr Vista Scan Light Protection Cover Size 1 |  |  | A Class |  |  | I-Inventory | FG-Finish Good | R | Accessories | PSP Scanner-Accessories | Radiogoloy Product | Main Location |  |  | FIFO | Durr Dental | [8 empty] | 0 | 0 | 0 | 1 | [9 empty] | 1
| PSP Scanner Accessories- Durr Vista Scan Mini Eazy Image Scaner Plate |  |  | A Class |  |  | I-Inventory | TG-Trading Good |  | Accessories | PSP Scanner-Accessories | Radiogoloy Product | Main Location |  |  | FIFO | Durr Dental | [8 empty] | 0 | 0 | 0 | 1 | [9 empty] | 1
| PSP Scanner Accessories- Durr Vista Scan Light Protection Cover Size 2 |  |  | A Class |  |  | I-Inventory | TG-Trading Good |  | Accessories | PSP Scanner-Accessories | Radiogoloy Product | Main Location |  |  | FIFO | Durr Dental | [8 empty] | 0 | 0 | 0 | 1 | [9 empty] | 1
| PSP Scanner Accessories- Durr Vista Scan Light Protection Cover Size 3 |  |  | A Class |  |  | I-Inventory | TG-Trading Good |  | Accessories | PSP Scanner-Accessories | Radiogoloy Product | Main Location |  |  | FIFO | Durr Dental | [8 empty] | 0 | 0 | 0 | 1 | [9 empty] | 1
| RVG-Owandy- Digital Radiograpy Sensor Model Opteo Size 1.0 |  |  | A Class |  |  | I-Inventory | FG-Finish Good | R | Equipment | RVG | Radiogoloy Product | Main Location |  |  | FIFO | Owandy | [8 empty] | 0 | 0 | 0 | 1 | [9 empty] | 1
| RVG-Owandy- Digital Radiograpy Sensor Model Opteo Size 2.0 |  |  | A Class |  |  | I-Inventory | FG-Finish Good | R | Equipment | RVG | Radiogoloy Product | Main Location |  |  | FIFO | Owandy | [8 empty] | 0 | 0 | 0 | 1 | [9 empty] | 1
| RVG-Runyes IOC Model DigiX |  |  | A Class |  |  | I-Inventory | FG-Finish Good | R | Equipment | RVG | Radiogoloy Product | Main Location |  |  | FIFO | Runyes | [8 empty] | 0 | 0 | 0 | 1 | [9 empty] | 1
| Rvg Accessories- Sensor Holder Kit For Rvg |  |  | A Class |  |  | I-Inventory | TG-Trading Good |  | Accessories | RVG-Accessories | Radiogoloy Product | Main Location |  |  | FIFO | Indian Product | [8 empty] | 0 | 0 | 0 | 1 | [9 empty] | 1
| Dental Scaler-Venus Scaler |  |  | A Class |  |  | I-Inventory | TG-Trading Good |  | Equipment | Scaler | Dental Equiment | Main Location |  |  | FIFO | Venus | [8 empty] | 0 | 0 | 0 | 1 | [9 empty] | 1
| Scaler Accessories-SKL- E1-S |  |  | A Class |  |  | I-Inventory | TG-Trading Good |  | Accessories | Scaler-Accessories | Dental Equiment | Main Location |  |  | FIFO | SKL | [8 empty] | 0 | 0 | 0 | 1 | [9 empty] | 1
| Scaler Accessories-SKL- G1-S |  |  | A Class |  |  | I-Inventory | TG-Trading Good |  | Accessories | Scaler-Accessories | Dental Equiment | Main Location |  |  | FIFO | SKL | [8 empty] | 0 | 0 | 0 | 1 | [9 empty] | 1
| Scaler Accessories-SKL- G2-S |  |  | A Class |  |  | I-Inventory | TG-Trading Good |  | Accessories | Scaler-Accessories | Dental Equiment | Main Location |  |  | FIFO | SKL | [8 empty] | 0 | 0 | 0 | 1 | [9 empty] | 1
| Scaler Accessories-SKL- G4-S |  |  | A Class |  |  | I-Inventory | TG-Trading Good |  | Accessories | Scaler-Accessories | Dental Equiment | Main Location |  |  | FIFO | SKL | [8 empty] | 0 | 0 | 0 | 1 | [9 empty] | 1
| Scaler Accessories-SKL- P3-S |  |  | A Class |  |  | I-Inventory | TG-Trading Good |  | Accessories | Scaler-Accessories | Dental Equiment | Main Location |  |  | FIFO | SKL | [8 empty] | 0 | 0 | 0 | 1 | [9 empty] | 1
| Scaler Spares-Tips-Bonart Scaler Tips Be-3 |  |  | A Class |  |  | I-Inventory | FG-Finish Good | C | Spares | Scaler-Spares | Dental Equiment | Main Location |  |  | FIFO | Bonart | [8 empty] | 0 | 0 | 0 | 1 | [9 empty] | 1
| Dental Surgical Laser System-Biolase EPIC 10W |  |  | A Class |  |  | I-Inventory | FG-Finish Good | R | Equipment | Soft Tissue Laser | Dental Equiment | Main Location |  |  | FIFO | Biolase | [8 empty] | 0 | 0 | 0 | 1 | [9 empty] | 1
| Dental Surgical Laser-Elexon- Laser System Nano |  |  | A Class |  |  | I-Inventory | FG-Finish Good | R | Equipment | Soft Tissue Laser | Dental Equiment | Main Location |  |  | FIFO | Elexon | [5 empty] | FEATURES:*15 Watts*The 810 nm wave length provides a well balanced absorption profile resulting in low penetration depth with excellent coagulation*User Friendly Touch Screen*12 Preset + 24 Customizable Programs *Customizable Continuous/Pulsed Modes*Multiple Languages Menu*An ultra-fast digital pulse time allows for an extended pause between pulses to enhance tissue relaxation and minimize thermal damage*Combine this fast pulse, long pause pattern with up to 15 watts of power *The patented pulse and power combination virtually eliminates carbonization of surrounding tissue*Technical Data*Wavelength:*810 nm*Energy output:*0 - 15 W*CW operation:*7 W*Repetition rate:*CW - 20.000 Hz*Pulse duration:*16 µs / CW*Dimensions:*H 34 cm, B 18 cm, T 20 cm*Weight:* 3.7 kg*Laser class:*4*CE 0535*The basic system includes the laser unit with:*1 Document folder*1 elexxion nano step (foot switch)*1 elexxion Ergo flex plus hand piece*1 elexxion claros ergoT hand piece*1 claros ergoT8 glass rod (applicator)*1 bending tool*8 soft metal tips (2 different sizes)*3 claros protect protective glasses*1 starter set of fibers (replaceable, reusable fibers:*2 x 200µm,2 x 300µm,3 x 400µm,2 x 600µm)*1 power cable*1 Quick card holder* |  |  | 0 | 0 | 0 | 1 | [9 empty] | 1
| Dental Surgical Laser-Elexon- Laser System Pico 5W |  |  | A Class |  |  | I-Inventory | FG-Finish Good | R | Equipment | Soft Tissue Laser | Dental Equiment | Main Location |  |  | FIFO | Elexon | [5 empty] | FEATURES:*The 5W elexxion claros pico dental diode laser is a portable and efficient dental laser for surgery, disinfection and therapy of soft tissue.*The 810 nm wave length provides a well balanced absorption profile resulting in low penetration depth with excellent coagulation*User Friendly Touch Screen*5 buttons allow for over 25 scientifically acknowledged treatment modes for surgery, disinfection and therapy with simple and intuitive installation and operation.*Inbuilt Continuous/Pulsed Modes*Simply battery powered, the pico can be used anywhere, improving laser treatment accessibility for your team.*Autoclavable fiber tips for multiple uses*Technical Data*Wavelength:*810 nm +/- 10 nm*Energy output:*5 W*CW operation:*1 W*Repetition rate:*12.000 - 20.000 Hz*Pulse duration:*26 Ã??Ã?Âµs / CW*Dimensions:*H 11,5 cm, B 9 cm, T 2,8 cm*Weight:* 590 g*Laser class:*4*CE 0535*The basic system includes the pico laser unit with:*3 protective safety glasses*1 applicator, glass rod 6 mm in diameter*7 application fibers*pico Surgery / 200: application tip 200 Micron*pico Surgery / 300: application tip 300 Micorn*pico Surgery / 400: application tip 400 Micron*pico Surgery / 600: application tip 600 Micron*pico Endo / 200: application tip 200 Micron*pico Paro / 300: application tip 300 Micron*pico Paro / 400: application tip 400 Micron*1 table stand*1 battery charger*1 rechargeable battery* |  |  | 0 | 0 | 0 | 1 | [9 empty] | 1
| Dental Surgical Laser-Elexon- Laser System Pico 5W F/C |  |  | A Class |  |  | I-Inventory | FG-Finish Good | R | Equipment | Soft Tissue Laser | Dental Equiment | Main Location |  |  | FIFO | Elexon | [8 empty] | 0 | 0 | 0 | 1 | [9 empty] | 1
| Dental Surigcal Laser Accessories-Boxes For Claros Pico 11841 |  |  | A Class |  |  | I-Inventory | FG-Finish Good | R | Accessories | Soft Tissue Laser-Accessories | Dental Equiment | Main Location |  |  | FIFO | Elexon | [8 empty] | 0 | 0 | 0 | 1 | [9 empty] | 1
| Dental Surigcal Laser Accessories-Laser Google |  |  | A Class |  |  | I-Inventory | FG-Finish Good | R | Accessories | Soft Tissue Laser-Accessories | Dental Equiment | Main Location |  |  | FIFO | Elexon | [8 empty] | 0 | 0 | 0 | 1 | [9 empty] | 1
| Dental Surigcal Laser Accessories-Laser Tip Set |  |  | A Class |  |  | I-Inventory | FG-Finish Good | R | Accessories | Soft Tissue Laser-Accessories | Dental Equiment | Main Location |  |  | FIFO | Elexon | [8 empty] | 0 | 0 | 0 | 1 | [9 empty] | 1
| Dental Surigcal Laser Accessories-Biolase- Perio Tip- E3-7 MM |  |  | A Class |  |  | I-Inventory | FG-Finish Good | R | Accessories | Soft Tissue Laser-Accessories | Dental Equiment | Main Location |  |  | FIFO | Biolase | [8 empty] | 0 | 0 | 0 | 1 | [9 empty] | 1
| Dental Surgical Laser Spares Biolase- Pressure Switch |  |  | A Class |  |  | I-Inventory | TG-Trading Good |  | Spares | Soft Tissue Laser-Spares | Dental Equiment | Main Location |  |  | FIFO | Biolase | [5 empty] | . |  |  | 0 | 0 | 0 | 1 | [9 empty] | 1
| Software-3 Shape-New-Tem IP TRF-Seat Licence |  |  | A Class |  |  | I-Inventory | FG-Finish Good | R | Consumables | Software | CAD CAM | Main Location |  |  | FIFO | 3 Shape | [8 empty] | 0 | 0 | 0 | 1 | [9 empty] | 1
| Software-3 Shape-Renew-Temp IP TRF- RPD and Full Denture Add on Pack |  |  | A Class |  |  | I-Inventory | FG-Finish Good | C | Consumables | Software | CAD CAM | Main Location |  |  | FIFO | 3 Shape | [8 empty] | 0 | 0 | 0 | 1 | [9 empty] | 1
| Spares-Local- Clamp For Fixing X-Ray Viewer With S/G Chair |  |  | A Class |  |  | I-Inventory | TG-Trading Good |  | Spares | Spares-Local- | Dental Equiment | Main Location |  |  | FIFO | Indian Product | [8 empty] | 0 | 0 | 0 | 1 | [9 empty] | 1
| Spares-Local- 3 Pin Top 5 Amp |  |  | A Class |  |  | I-Inventory | TG-Trading Good |  | Spares | Spares-Local- | Dental Equiment | Main Location |  |  | FIFO | Indian Product | [8 empty] | 0 | 0 | 0 | 1 | [9 empty] | 1
| Spares-Local- Motorised Suction Silencer (Vidya Entp) |  |  | A Class |  |  | I-Inventory | FG-Finish Good | R | Spares | Spares-Local- | Dental Equiment | Main Location |  |  | FIFO | Indian Product | [8 empty] | 0 | 0 | 0 | 1 | [9 empty] | 1
| Spares-Local- Shrinkable Sleeve |  |  | A Class |  |  | I-Inventory | FG-Finish Good | R | Spares | Spares-Local- | Dental Equiment | Main Location |  |  | FIFO | Indian Product | [8 empty] | 0 | 0 | 0 | 1 | [9 empty] | 1
| Spares-Local- X-Press Dg Small Arm |  |  | A Class |  |  | I-Inventory | FG-Finish Good | R | Spares | Spares-Local- | Dental Equiment | Main Location |  |  | FIFO | Indian Product | [8 empty] | 0 | 0 | 0 | 1 | [9 empty] | 1
| Spares-Local-Indian Platinum Dg Timer Ixpd-6 |  |  | A Class |  |  | I-Inventory | FG-Finish Good | R | Spares | Spares-Local- | Dental Equiment | Main Location |  |  | FIFO | Indian Product | [8 empty] | 0 | 0 | 0 | 1 | [9 empty] | 1
| TFT Clamp -Runyes TFT Clamp |  |  | A Class |  |  | I-Inventory | FG-Finish Good | R | Equipment | TFT Clamp | Dental Equiment | Main Location |  |  | FIFO | Runyes | [8 empty] | 0 | 0 | 0 | 1 | [9 empty] | 1
| Spares-Indian-Tray- Indig. U.V. Chamberss Trays Only |  |  | A Class |  |  | I-Inventory | FG-Finish Good | R | Spares | U.V. Chamber-Spares | Dental Equiment | Main Location |  |  | FIFO | Indian Product | [5 empty] | -It has Autoclavable stainless steel tray*-Power consumption is less than 10 watts*-It has Ultra Violet blue Light 8W*-It is wall mounted and Powder Coated body*-Micro - switch ON / OFF Control for Ultra Violet Light*-It is Electronically Operated to avoid the flickering and consume* Less Electricity*-It is Electronically Operated with see through door*-Inside body covered by stainless steel *-It has safety fuse for voltage fluctuation* |  |  | 0 | 0 | 0 | 1 | [9 empty] | 1
| Ultrasonic Cleaner Spares- Cristofolio-Upper Cover |  |  | A Class |  |  | I-Inventory | FG-Finish Good | R | Spares | Ultrasonic Cleaner-Spares | Dental Equiment | Main Location |  |  | FIFO | Cristofolio | [8 empty] | 0 | 0 | 0 | 1 | [9 empty] | 1
| Ultrasonic Cleaner- Codyson Model CD-4831 Display PCB |  |  | A Class |  |  | I-Inventory | FG-Finish Good | R | Spares | Ultrasonic Cleaner-Spares | Dental Equiment | Main Location |  |  | FIFO | Codyson | [8 empty] | 0 | 0 | 0 | 1 | [9 empty] | 1
| Ultrasugery Spares-Woodpecker- Osteotomy Tip- Us1R |  |  | A Class |  |  | I-Inventory | FG-Finish Good | R | Spares | Ultrasurgery-Spares | Dental Equiment | Main Location |  |  | FIFO | Gulin Woodpecker | [8 empty] | 0 | 0 | 0 | 1 | [9 empty] | 1
| UPS-Indian-3Kva Ups- Ml 11 |  |  | A Class |  |  | I-Inventory | FG-Finish Good | R | Equipment | UPS | Dental Equiment | Main Location |  |  | FIFO | Indian Product | [8 empty] | 0 | 0 | 0 | 1 | [9 empty] | 1
| UPS-Indian-3Kva Ups With Inbuilt Battery |  |  | A Class |  |  | I-Inventory | FG-Finish Good | R | Equipment | UPS | Dental Equiment | Main Location |  |  | FIFO | Indian Product | [8 empty] | 0 | 0 | 0 | 1 | [9 empty] | 1
| Water Distiller-Cristofolio Water Distiller Puro |  |  | A Class |  |  | I-Inventory | FG-Finish Good | R | Equipment | Water Distiller | Dental Equiment | Main Location |  |  | FIFO | Cristofolio | [8 empty] | 0 | 0 | 0 | 1 | [9 empty] | 1
| Water Distiller-Runyes Water Distiller |  |  | A Class |  |  | I-Inventory | FG-Finish Good | R | Equipment | Water Distiller | Dental Equiment | Main Location |  |  | FIFO | Runyes | [8 empty] | 0 | 0 | 0 | 1 | [9 empty] | 1
| Dental X Ray- Indian Xray -Xpress DG Xray Floor Mount |  |  | A Class |  |  | I-Inventory | FG-Finish Good | R | Equipment | X-Ray | Radiogoloy Product | Main Location |  |  | FIFO | Indian Product | [5 empty] | Time range between 0.01 seconds to 0.99 seconds*Imported X-ray tube head*Internally lead coated X-Ray and Tube head*Digital display and soft touch buttons*Soft scissor Arms for easy positioning*High efficiency for sharp radiography * |  |  | 0 | 0 | 0 | 1 | [9 empty] | 1
| X-Ray Accessories-Indian-Ledapr-Led Apron For Xray (Indian) |  |  | A Class |  |  | I-Inventory | FG-Finish Good | R | Accessories | X-Ray-Accesssories | Radiogoloy Product | Main Location |  |  | FIFO | Indian Product | [8 empty] | 0 | 0 | 0 | 1 | [9 empty] | 1