## Sheet1
Item_Code | Item_Name | Item_Part_No | Item_Drawing_No | Inventory_Class_Name | Main_UOM_Code | ALT_UOM_Code | Item_Type_Code | Material_Type_Code_OR_GL_Code | Item_Description | Item_Group_Name | Item_Sub_Group_Name | Item_Category_Name | Default_Store_Name | HSN_Code | Standard_Custom_Duty_Rate_Percentage | Inventory_Valuation_Method | Business_Unit_Name | Standard_Rate | Standard_SWS_Rate_Percentage | Minimum_Level | Reorder_Level | Maximum_Level | Item_Specification | Attribute_Attribute_Code | Attribute_Value | Check_Flag_QC_Applicable | Check_Flag_Serial_No_Applicable | Check_Flag_Batch_No_Lot_No_Applicable | Check_Flag_Inventory_Maintain | check_flag_barcode_applicable | check_flag_serialno_mode | check_flag_serialno_prefix | check_flag_serialno_starts_from | check_flag_serialno_suffix | check_flag_serialno_max_length | Technical_Specification_TS_Type | Technical_Specification_Value | UOM_Conversion_To_UOM_Code | UOM_Conversion_Qty | ALPS_Specific_SAP_Customer_Code | ALPS_Specific_SAP_Customer_Name | ALPS_Specific_SAP_Part_Number | ALPS_Specific_SAP_Part_Description | ALPS_Specific_SAP_Customer_Part_No | ALPS_Specific_SAP_Market_Set_Code | ALPS_Specific_Rounding_Value_LOT_Size_Qty | ALPS_Specific_ALPS_Part_No | ALPS_Specific_Customer_Part_No | ALPS_Specific_OEM_Part_No | UDF_UDF_Label | UDF_VALUE
IM00409 | 3D Printer-Anycubic-3D Dental Imaging System-Ptr |  |  | A Class | NOS | NOS | I-Inventory | FG-Finish Good |  | Equipment | 3D Printer | CAD CAM | Main Location | 90184900 |  | FIFO | Anycubic | [8 empty] | 0 | 0 | 0 | 1 | 0 | 0 | [6 empty] | NOS | 1 |  | SD/MC/ANYCUBIC/3D DENTAL IMAGING SYSTEM/PTR
IM00410 | 3D Printer-Flashforge- Dental Imaging System Model Adverturer 3 |  |  | A Class | NOS | NOS | I-Inventory | FG-Finish Good |  | Equipment | 3D Printer | CAD CAM | Main Location | 90184900 |  | FIFO | Flashforge | [8 empty] | 0 | 0 | 0 | 1 | 0 | 0 | [6 empty] | NOS | 1 |  | ZF/3DP/MC/PTR/FLASHFORGE/DENTAL IMAGING SYS. ADVERTURER 3
IM00411 | 3D Printer-Flashforge- Dental Imaging System Model Creator 3 |  |  | A Class | NOS | NOS | I-Inventory | FG-Finish Good |  | Equipment | 3D Printer | CAD CAM | Main Location | 90184900 |  | FIFO | Flashforge | [8 empty] | 0 | 0 | 0 | 1 | 0 | 0 | [6 empty] | NOS | 1 |  | ZF/3DP/MC/PTR/FLASHFORGE/DENTAL IMAGING SYS. CREATOR3
IM00412 | 3D Printer-Flashforge- Dental Imaging System Model Finder |  |  | A Class | NOS | NOS | I-Inventory | FG-Finish Good |  | Equipment | 3D Printer | CAD CAM | Main Location | 90184900 |  | FIFO | Flashforge | [8 empty] | 0 | 0 | 0 | 1 | 0 | 0 | [6 empty] | NOS | 1 |  | ZF/3DP/MC/PTR/FLASHFORGE/DENTAL IMAGING SYS. FINDER
IM00413 | 3D Printer-Flashforge- Dental Imaging System Model Inventor |  |  | A Class | NOS | NOS | I-Inventory | FG-Finish Good |  | Equipment | 3D Printer | CAD CAM | Main Location | 90184900 |  | FIFO | Flashforge | [8 empty] | 0 | 0 | 0 | 1 | 0 | 0 | [6 empty] | NOS | 1 |  | ZF/3DP/MC/PTR/FLASHFORGE/DENTAL IMAGING SYS. INVENTOR
IM00414 | 3D Printer-Formlabs-Desktop 3D Printer-Service Unit |  |  | A Class | NOS | NOS | I-Inventory | FG-Finish Good |  | Equipment | 3D Printer | CAD CAM | Main Location | 90184900 |  | FIFO | Formlabs | [8 empty] | 0 | 0 | 0 | 1 | 0 | 0 | [6 empty] | NOS | 1 |  | FL/3D/MC/FORMLABS/DESKTOP 3D PRINTER/SERVICE UNIT
IM00415 | 3D Printer-Formlabs-Desktop 3D Printer |  |  | A Class | NOS | NOS | I-Inventory | FG-Finish Good |  | Equipment | 3D Printer | CAD CAM | Main Location | 90184900 |  | FIFO | Formlabs | [8 empty] | 0 | 0 | 0 | 1 | 0 | 0 | [6 empty] | NOS | 1 |  | FL/MC/FORMLABS/DESKTOP 3D PRINTER
IM00416 | 3D Printer-Moonray-Dental Imaging System Moonray-Tilting Motor |  |  | A Class | NOS | NOS | I-Inventory | FG-Finish Good |  | Equipment | 3D Printer | CAD CAM | Main Location | 90330000 |  | FIFO | MoonRay | [8 empty] | 0 | 0 | 0 | 1 | 0 | 0 | [6 empty] | NOS | 1 |  | ZH/3DP/MC/PTR/DENTAL IMAGING SYS. MOONRAY/TILTING MOTOR
IM00417 | 3D Printer-MoonRay-Dental Imaging System |  |  | A Class | NOS | NOS | I-Inventory | FG-Finish Good |  | Equipment | 3D Printer | CAD CAM | Main Location | 90184900 |  | FIFO | MoonRay | [8 empty] | 0 | 0 | 0 | 1 | 0 | 0 | [6 empty] | NOS | 1 |  | ZH/3DP/MC/PTR/DENTAL IMAGING SYS. MOONRAY
IM00418 | 3D Printer-MoonRay-Dental Imaging System Sprintray Pro |  |  | A Class | NOS | NOS | I-Inventory | FG-Finish Good |  | Equipment | 3D Printer | CAD CAM | Main Location | 90184900 |  | FIFO | MoonRay | [8 empty] | 0 | 0 | 0 | 1 | 0 | 0 | [6 empty] | NOS | 1 |  | ZH/3DP/MC/PTR/DENTAL IMAGING SYS. SPRINTRAY PRO
IM00419 | 3D Printer- Nextdent-Dental Imaging System-PTR-5100 |  |  | A Class | NOS | NOS | I-Inventory | FG-Finish Good |  | Equipment | 3D Printer | CAD CAM | Main Location | 90184900 |  | FIFO | Next Dent | [8 empty] | 0 | 0 | 0 | 1 | 0 | 0 | [6 empty] | NOS | 1 |  | 3D/AC/NEXTDENT/DENTAL IMAGING SYSTEM/PTR/5100
IM00420 | 3D Printer-Phrozern-Phrozen/Rapit Proto Type Sys. Sonic Mini |  |  | A Class | NOS | NOS | I-Inventory | FG-Finish Good |  | Equipment | 3D Printer | CAD CAM | Main Location | 84778090 |  | FIFO | Phorozen | [8 empty] | 0 | 0 | 0 | 1 | 0 | 0 | [6 empty] | NOS | 1 |  | PH/3DP/MC/PTR/PHROZEN/RAPIT PROTO TYPE SYS. SONIC MINI
IM00421 | 3D Printer-Phrozern-Phrozen/Rapid Proto Type Sys. Sonic Xl 4K Lcd Module |  |  | A Class | NOS | NOS | I-Inventory | FG-Finish Good |  | Equipment | 3D Printer | CAD CAM | Main Location | 90330000 |  | FIFO | Phorozen | [8 empty] | 0 | 0 | 0 | 1 | 0 | 0 | [6 empty] | NOS | 1 |  | PH/3DP/MC/PTR/PHROZEN/RAPID PROTO TYPE SYS. SONIC XL 4K LCD MODULE
IM00422 | 3D Printer-Phrozern-Phrozen/Rapid Proto Type Sys. Sonic Mini 4K |  |  | A Class | NOS | NOS | I-Inventory | FG-Finish Good |  | Equipment | 3D Printer | CAD CAM | Main Location | 84778090 |  | FIFO | Phorozen | [8 empty] | 0 | 0 | 0 | 1 | 0 | 0 | [6 empty] | NOS | 1 |  | PH/3DP/MC/PTR/PHROZEN/RAPID PROTO TYPE SYS. SONIC MINI 4K
IM00423 | 3D Printer-Phrozern-Phrozen/Rapit Proto Type Sys. Shuffle Xl Lite |  |  | A Class | NOS | NOS | I-Inventory | FG-Finish Good |  | Equipment | 3D Printer | CAD CAM | Main Location | 84778090 |  | FIFO | Phorozen | [8 empty] | 0 | 0 | 0 | 1 | 0 | 0 | [6 empty] | NOS | 1 |  | PH/3DP/MC/PTR/PHROZEN/RAPIT PROTO TYPE SYS. SHUFFLE XL LITE
IM00424 | 3D Printer-Phrozern-Phrozen/Rapid Proto Type Sys. Sonic Xl 4K |  |  | A Class | NOS | NOS | I-Inventory | FG-Finish Good |  | Equipment | 3D Printer | CAD CAM | Main Location | 84778090 |  | FIFO | Phorozen | [8 empty] | 0 | 0 | 0 | 1 | 0 | 0 | [6 empty] | NOS | 1 |  | PH/3DP/MC/PTR/PHROZEN/RAPID PROTO TYPE SYS. SONIC XL 4K
IM00425 | 3D Printer Spares-Uniontech-Rapid Proto Type System With Accessories Model Lite 600-10100102 |  |  | A Class | NOS | NOS | I-Inventory | FG-Finish Good |  | Equipment | 3D Printer | CAD CAM | Main Location | 84778090 |  | FIFO | Uniontech | [8 empty] | 0 | 0 | 0 | 1 | 0 | 0 | [6 empty] | NOS | 1 |  | SU/3DP/MC/PTR/UNIONTECH/RAPID PROTO TYPE SYSTEM WITH ACC/ MODEL LITE 600-10100102
IM00426 | 3D Printer Spares-Uniontech-Rapid Proto Type System With Accessories Model Lite 600-10100145 |  |  | A Class | NOS | NOS | I-Inventory | FG-Finish Good |  | Equipment | 3D Printer | CAD CAM | Main Location | 84778090 |  | FIFO | Uniontech | [8 empty] | 0 | 0 | 0 | 1 | 0 | 0 | [6 empty] | NOS | 1 |  | SU/3DP/MC/PTR/UNIONTECH/RAPID PROTO TYPE SYSTEM WITH ACC/ MODEL LITE 600-10100145
IM00427 | 3D Printer-Anycubic- Dental Imaging System- PhotonS PTR |  |  | A Class | NOS | NOS | I-Inventory | FG-Finish Good |  | Equipment | 3D Printer | CAD CAM | Main Location | 90184900 |  | FIFO | Anycubic | [8 empty] | 0 | 0 | 0 | 1 | 0 | 0 | [6 empty] | NOS | 1 |  | SD/3DP/MC/ANYCUBIC 3D DENTAL IMAGING SYSTEM/PHOTON S PTR
IM00428 | 3D Printer-Anycubic- Dental Imaging System-Model Chiron |  |  | A Class | NOS | NOS | I-Inventory | FG-Finish Good |  | Equipment | 3D Printer | CAD CAM | Main Location | 90184900 |  | FIFO | Anycubic | [8 empty] | 0 | 0 | 0 | 1 | 0 | 0 | [6 empty] | NOS | 1 |  | SD/MC/ANYCUBIC/3D DENTAL IMAGING SYS/PTR MOD. CHIRON
IM00429 | 3D Printer-Anycubic- Dental Imaging System-Model Mega |  |  | A Class | NOS | NOS | I-Inventory | FG-Finish Good |  | Equipment | 3D Printer | CAD CAM | Main Location | 90184900 |  | FIFO | Anycubic | [8 empty] | 0 | 0 | 0 | 1 | 0 | 0 | [6 empty] | NOS | 1 |  | SD/MC/ANYCUBIC/3D DENTAL IMAGING SYS/PTR MOD. MEGA
IM00430 | 3D Printer- Nextdent Dental Imaging System Fabpro 1000 |  |  | A Class | NOS | NOS | I-Inventory | FG-Finish Good |  | Equipment | 3D Printer | CAD CAM | Main Location | 90184900 |  | FIFO | Next Dent | [8 empty] | 0 | 0 | 0 | 1 | 0 | 0 | [6 empty] | NOS | 1 |  | 3D/3DP/MC/NEXTDENT/DENTAL IMAGING SYSTEM/PTR/FABPRO 1000
IM00431 | 3D Printer Spares-Moonray-Dental Build Platform |  |  | A Class | NOS | NOS | I-Inventory | FG-Finish Good |  | Spares | 3D Printer-Spares | CAD CAM | Main Location | 39019090 |  | FIFO | MoonRay | [8 empty] | 0 | 0 | 0 | 1 | 0 | 0 | [6 empty] | NOS | 1 |  | ZH/3DP/AC/MOONRAY/DENTAL BUILD PLATFORM
IM00432 | 3D Printer Spares-Monocure 3D-Unicorn Arcbeam-FEP Film 100 Micron |  |  | A Class | NOS | NOS | I-Inventory | FG-Finish Good |  | Accessories | 3D Printer-Accessoreis | CAD CAM | Main Location | 39109090 |  | FIFO | MonoCure 3D | [8 empty] | 0 | 0 | 0 | 1 | 0 | 0 | [6 empty] | NOS | 1 |  | M3D/3DP/UNICORN ARCBEAM/FEP FILM 100 MICRON
IM00433 | 3D Printer Accessories-Next Dent-3D System-Roller LD Mixer LC-3D |  |  | A Class | NOS | NOS | I-Inventory | FG-Finish Good |  | Accessories | 3D Printer-Accessoreis | CAD CAM | Main Location | 90330000 |  | FIFO | Next Dent | [8 empty] | 0 | 0 | 0 | 1 | 0 | 0 | [6 empty] | NOS | 1 |  | 3D/3DP/AC/3D SYSTEM/ROLLER LD MIXER/LC-3D
IM00434 | 3D Printer Accessories-Next Dent- N5100 3D System- Resin Catch Tray |  |  | A Class | NOS | NOS | I-Inventory | FG-Finish Good |  | Accessories | 3D Printer-Accessoreis | CAD CAM | Main Location | 90158080 |  | FIFO | Next Dent | [8 empty] | 0 | 0 | 0 | 1 | 0 | 0 | [6 empty] | NOS | 1 |  | 3D/3DP/AC/NEXDENT N5100 3D SYS/RESIN CATCH TRAY
IM00435 | 3D Printer Accessories-Next Dent- N5100 3D System- Resin Tray |  |  | A Class | NOS | NOS | I-Inventory | TG-Trading Good |  | Accessories | 3D Printer-Accessoreis | CAD CAM | Main Location | 90330000 |  | FIFO | Next Dent | [8 empty] | 0 | 0 | 0 | 1 | 0 | 0 | [6 empty] | NOS | 1 |  | 3D/3DP/AC/NEXDENT N5100 3D SYS/RESIN TRAY
IM00436 | 3D Printer Accessories-Next Dent- N5100 3D System- Resin Tray Garbage |  |  | A Class | NOS | NOS | I-Inventory | FG-Finish Good | R | Accessories | 3D Printer-Accessoreis | CAD CAM | Main Location | 90330000 |  | FIFO | Next Dent | [8 empty] | 0 | 0 | 0 | 1 | 0 | 0 | [6 empty] | NOS | 1 |  | 3D/3DP/AC/NEXDENT N5100 3D SYS/RESIN TRAY GARBAGE
IM00437 | 3D Printer Accessories-Next Dent- N5100 3D System- Resin Tray Kit |  |  | A Class | NOS | NOS | I-Inventory | FG-Finish Good | R | Accessories | 3D Printer-Accessoreis | CAD CAM | Main Location | 90330000 |  | FIFO | Next Dent | [8 empty] | 0 | 0 | 0 | 1 | 0 | 0 | [6 empty] | NOS | 1 |  | 3D/3DP/AC/NEXDENT N5100 3D SYSTEM/RESIN TRAY KIT
IM00438 | 3D Printer Accessories-Next Dent- N5100 3D System- Wheels Base-Trolly |  |  | A Class | NOS | NOS | I-Inventory | FG-Finish Good | R | Accessories | 3D Printer-Accessoreis | CAD CAM | Main Location | 90330000 |  | FIFO | Next Dent | [8 empty] | 0 | 0 | 0 | 1 | 0 | 0 | [6 empty] | NOS | 1 |  | 3D/3DP/AC/NEXTDENT N5100 WHEEL BASE/TROLLY
IM00439 | 3D Printer Accessories-Next Dent- Dental LC-3D Pritner UV Post Curing Light |  |  | A Class | NOS | NOS | I-Inventory | FG-Finish Good | R | Accessories | 3D Printer-Accessoreis | CAD CAM | Main Location | 90184900 |  | FIFO | Next Dent | [8 empty] | 0 | 0 | 0 | 1 | 0 | 0 | [6 empty] | NOS | 1 |  | 3D/3DP/MC/NEXTDENT/DENTAL LC-3D PRINT UV POST CURING UNIT
IM00440 | 3D Printer Accessories-3DDX- FEP Film 100 Micron |  |  | A Class | NOS | NOS | I-Inventory | FG-Finish Good | R | Accessories | 3D Printer-Accessoreis | CAD CAM | Main Location | 39109090 |  | FIFO | 3DDX | [8 empty] | 0 | 0 | 0 | 1 | 0 | 0 | [6 empty] | NOS | 1 |  | 3D/UNICORN ARCBEAM/FEP FILM 100 MICRON
IM00441 | 3D Printer Accessories-MoonRay-Dental Resin Tank |  |  | A Class | NOS | NOS | I-Inventory | FG-Finish Good | C | Accessories | 3D Printer-Accessoreis | CAD CAM | Main Location | 39019090 |  | FIFO | MoonRay | [8 empty] | 0 | 0 | 0 | 1 | 0 | 0 | [6 empty] | NOS | 1 |  | ZH/3DP/AC/MOONRAY/DENTAL RESIN TANK
IM00442 | 3D Printer Accessories-Phorozen-Dental Fep Film A4 |  |  | A Class | NOS | NOS | I-Inventory | FG-Finish Good | C | Accessories | 3D Printer-Accessoreis | CAD CAM | Main Location | 90330000 |  | FIFO | Phorozen | [8 empty] | 0 | 0 | 0 | 1 | 0 | 0 | [6 empty] | NOS | 1 |  | PH/3DP/CM/DENTAL FEP FILM A4
IM00443 | 3D Printer Accessories-Phorozen-Dental Fep Film Tf |  |  | A Class | NOS | NOS | I-Inventory | FG-Finish Good | C | Accessories | 3D Printer-Accessoreis | CAD CAM | Main Location | 90330000 |  | FIFO | Phorozen | [8 empty] | 0 | 0 | 0 | 1 | 0 | 0 | [6 empty] | NOS | 1 |  | PH/3DP/CM/DENTAL FEP FILM TF
IM00444 | 3D Printer-Accessories- 3DDX- 3D Diagnostix- Dental Surgical KIT |  |  | A Class | NOS | NOS | I-Inventory | FG-Finish Good | R | Accessories | 3D Printer-Accessoreis | Dental Equiment | Main Location | 90184900 |  | FIFO | 3DDX | [8 empty] | 0 | 0 | 0 | 1 | 0 | 0 | [6 empty] | NOS | 1 |  | 3D/SK/3D DIAGNOSTIX/DENTAL SURGICAL KIT 3DDX
IM00445 | 3D Printer Spares-Anycubic-Photon Main Board- Zhp003 |  |  | A Class | NOS | NOS | I-Inventory | FG-Finish Good | R | Spares | 3D Printer-Spares | CAD CAM | Main Location | 90330000 |  | FIFO | Anycubic | [8 empty] | 0 | 0 | 0 | 1 | 0 | 0 | [6 empty] | NOS | 1 |  | SD/AC/ANYCUBIC PHOTON MAIN BOARD- ZHP003
IM00446 | 3D Printer Spares-Anycubic 3D Imaging System Tank Without Fep Film |  |  | A Class | NOS | NOS | I-Inventory | FG-Finish Good | R | Spares | 3D Printer-Spares | CAD CAM | Main Location | 90184900 |  | FIFO | Anycubic | [8 empty] | 0 | 0 | 0 | 1 | 0 | 0 | [6 empty] | NOS | 1 |  | SD/MC/ANYCUBIC/3D IMAGING SYS/TANK WITHOUT FEP FILM
IM00447 | 3D Printer Spares-Anycubic-Led Projector With PCB |  |  | A Class | NOS | NOS | I-Inventory | FG-Finish Good | R | Spares | 3D Printer-Spares | CAD CAM | Main Location | 90330000 |  | FIFO | Anycubic | [8 empty] | 0 | 0 | 0 | 1 | 0 | 0 | [6 empty] | NOS | 1 |  | ANYCUBIC/3DP/SP/ LED PROJECTOR WITH PCB
IM00448 | 3D Printer Spares-Anycubic- Motor & Motor Assembly |  |  | A Class | NOS | NOS | I-Inventory | FG-Finish Good | R | Spares | 3D Printer-Spares | CAD CAM | Main Location | 90330000 |  | FIFO | Anycubic | [8 empty] | 0 | 0 | 0 | 1 | 0 | 0 | [6 empty] | NOS | 1 |  | ANYCUBIC/3DP/SP/ MOTOR & MOTOR ASSEMBLY
IM00449 | 3D Printer Spares-Anycubic-Exhaust Fan Big |  |  | A Class | NOS | NOS | I-Inventory | FG-Finish Good | R | Spares | 3D Printer-Spares | CAD CAM | Main Location | 90330000 |  | FIFO | Anycubic | [8 empty] | 0 | 0 | 0 | 1 | 0 | 0 | [6 empty] | NOS | 1 |  | ANYCUBIC/3DP/SP/EXHAUST FAN BIG
IM00450 | 3D Printer Spares-Anycubic-Exhaust Fan Small Set |  |  | A Class | NOS | NOS | I-Inventory | FG-Finish Good | R | Spares | 3D Printer-Spares | CAD CAM | Main Location | 90330000 |  | FIFO | Anycubic | [8 empty] | 0 | 0 | 0 | 1 | 0 | 0 | [6 empty] | NOS | 1 |  | ANYCUBIC/3DP/SP/EXHAUST FAN SMALL SET
IM00451 | 3D Printer Spares-Anycubic-Printer 2K Lcd |  |  | A Class | NOS | NOS | I-Inventory | FG-Finish Good | R | Spares | 3D Printer-Spares | CAD CAM | Main Location | 90330000 |  | FIFO | Anycubic | [8 empty] | 0 | 0 | 0 | 1 | 0 | 0 | [6 empty] | NOS | 1 |  | ANYCUBIC/3DP/SP/PRINTER 2K LCD
IM00452 | 3D Printer Spares-Anycubic-Printer 2K Lcd Photon S |  |  | A Class | NOS | NOS | I-Inventory | FG-Finish Good | R | Spares | 3D Printer-Spares | CAD CAM | Main Location | 90330000 |  | FIFO | Anycubic | [8 empty] | 0 | 0 | 0 | 1 | 0 | 0 | [6 empty] | NOS | 1 |  | ANYCUBIC/3DP/SP/PRINTER 2K LCD PHOTON S
IM00453 | 3D Printer Spares-Anycubic-Printer Resin Tank |  |  | A Class | NOS | NOS | I-Inventory | FG-Finish Good | R | Spares | 3D Printer-Spares | CAD CAM | Main Location | 90330000 |  | FIFO | Anycubic | [8 empty] | 0 | 0 | 0 | 1 | 0 | 0 | [6 empty] | NOS | 1 |  | ANYCUBIC/3DP/SP/PRINTER RESIN TANK
IM00454 | 3D Printer Spares-Anycubic-Printer Tft Touch Screen |  |  | A Class | NOS | NOS | I-Inventory | FG-Finish Good | R | Spares | 3D Printer-Spares | CAD CAM | Main Location | 90330000 |  | FIFO | Anycubic | [8 empty] | 0 | 0 | 0 | 1 | 0 | 0 | [6 empty] | NOS | 1 |  | ANYCUBIC/3DP/SP/PRINTER TFT TOUCH SCREEN
IM00455 | 3D Printer Spares-Anycubic-Printer Uv Led Set |  |  | A Class | NOS | NOS | I-Inventory | FG-Finish Good | R | Spares | 3D Printer-Spares | CAD CAM | Main Location | 90330000 |  | FIFO | Anycubic | [8 empty] | 0 | 0 | 0 | 1 | 0 | 0 | [6 empty] | NOS | 1 |  | ANYCUBIC/3DP/SP/PRINTER UV LED SET
IM00456 | 3D Printer Spares-Anycubic-Printing Platform Complete Set |  |  | A Class | NOS | NOS | I-Inventory | FG-Finish Good | R | Spares | 3D Printer-Spares | CAD CAM | Main Location | 90330000 |  | FIFO | Anycubic | [8 empty] | 0 | 0 | 0 | 1 | 0 | 0 | [6 empty] | NOS | 1 |  | ANYCUBIC/3DP/SP/PRINTING PLATFORM COMPLETE SET
IM00457 | 3D Printer Spares-Anycubic-Printing Platform Complete Set Photon S |  |  | A Class | NOS | NOS | I-Inventory | FG-Finish Good | C | Spares | 3D Printer-Spares | CAD CAM | Main Location | 90330000 |  | FIFO | Anycubic | [8 empty] | 0 | 0 | 0 | 1 | 0 | 0 | [6 empty] | NOS | 1 |  | ANYCUBIC/3DP/SP/PRINTING PLATFORM COMPLETE SET PHOTON S
IM00458 | 3D Printer Spares-Anycubic-Supply Connector And Switch |  |  | A Class | NOS | NOS | I-Inventory | FG-Finish Good | R | Spares | 3D Printer-Spares | CAD CAM | Main Location | 90330000 |  | FIFO | Anycubic | [8 empty] | 0 | 0 | 0 | 1 | 0 | 0 | [6 empty] | NOS | 1 |  | ANYCUBIC/3DP/SP/SUPPLY CONNECTOR AND SWITCH
IM00459 | 3D Printer Spares-Anycubic-USB Cable |  |  | A Class | NOS | NOS | I-Inventory | FG-Finish Good | R | Spares | 3D Printer-Spares | CAD CAM | Main Location | 90330000 |  | FIFO | Anycubic | [8 empty] | 0 | 0 | 0 | 1 | 0 | 0 | [6 empty] | NOS | 1 |  | ANYCUBIC/3DP/SP/USB CABLE
IM00460 | 3D Printer Spares-Anycubic-Z Axis Screw Motor Photon S |  |  | A Class | NOS | NOS | I-Inventory | FG-Finish Good | R | Spares | 3D Printer-Spares | CAD CAM | Main Location | 90330000 |  | FIFO | Anycubic | [8 empty] | 0 | 0 | 0 | 1 | 0 | 0 | [6 empty] | NOS | 1 |  | ANYCUBIC/3DP/SP/Z AXIS SCREW MOTOR PHOTON S
IM00461 | 3D Printer Spares- Anycubic-Photon Main Board Photon S |  |  | A Class | NOS | NOS | I-Inventory | FG-Finish Good | R | Spares | 3D Printer-Spares | CAD CAM | Main Location | 90330000 |  | FIFO | Anycubic | [8 empty] | 0 | 0 | 0 | 1 | 0 | 0 | [6 empty] | NOS | 1 |  | ANYCUBIC/AC/ANYCUBIC PHOTON MAIN BOARD PHOTON S
IM00462 | 3D Printer Spares-Flashforge-Creator 3 Hardened Nozzle 0.4 MM |  |  | A Class | NOS | NOS | I-Inventory | FG-Finish Good | R | Spares | 3D Printer-Spares | CAD CAM | Main Location | 90330000 |  | FIFO | Flashforge | [8 empty] | 0 | 0 | 0 | 1 | 0 | 0 | [6 empty] | NOS | 1 |  | ZF/3DP/SP/ FLASHFORGE PRINTER/CREATOR 3 HARDENED NOZZLE 0.4MM
IM00463 | 3D Printer Spares-Flashforge-Creator Flexible Spring Build Plate |  |  | A Class | NOS | NOS | I-Inventory | FG-Finish Good | C | Spares | 3D Printer-Spares | CAD CAM | Main Location | 90330000 |  | FIFO | Flashforge | [8 empty] | 0 | 0 | 0 | 1 | 0 | 0 | [6 empty] | NOS | 1 |  | ZF/3DP/SP/ FLASHFORGE PRINTER/CREATOR FLEXIBLE SPRING BUILD PLATE
IM00464 | 3D Printer Spares-Flashforge-Creator Nozzle Carbon Fiber Filament |  |  | A Class | NOS | NOS | I-Inventory | FG-Finish Good | R | Spares | 3D Printer-Spares | CAD CAM | Main Location | 90330000 |  | FIFO | Flashforge | [8 empty] | 0 | 0 | 0 | 1 | 0 | 0 | [6 empty] | NOS | 1 |  | ZF/3DP/SP/ FLASHFORGE PRINTER/CREATOR NOZZLE CARBON FIBER FILAMENT
IM00465 | 3D Printer Spares-Flashforge-Creator X Axis Left Motor Wire |  |  | A Class | NOS | NOS | I-Inventory | FG-Finish Good | R | Spares | 3D Printer-Spares | CAD CAM | Main Location | 90330000 |  | FIFO | Flashforge | [8 empty] | 0 | 0 | 0 | 1 | 0 | 0 | [6 empty] | NOS | 1 |  | ZF/3DP/SP/ FLASHFORGE PRINTER/CREATOR X AXIS LEFT MOTOR WIRE
IM00466 | 3D Printer Spares-Flashforge-Creator Screen Cable |  |  | A Class | NOS | NOS | I-Inventory | FG-Finish Good | R | Spares | 3D Printer-Spares | CAD CAM | Main Location | 90330000 |  | FIFO | Flashforge | [8 empty] | 0 | 0 | 0 | 1 | 0 | 0 | [6 empty] | NOS | 1 |  | ZF/3DP/SP/ FLASHFORGE PRINTER/CREATORÃÂ SCREEN CABLE
IM00467 | 3D Printer Spares-Flashforge-Creator Touchscreen |  |  | A Class | NOS | NOS | I-Inventory | FG-Finish Good | R | Spares | 3D Printer-Spares | CAD CAM | Main Location | 90330000 |  | FIFO | Flashforge | [8 empty] | 0 | 0 | 0 | 1 | 0 | 0 | [6 empty] | NOS | 1 |  | ZF/3DP/SP/ FLASHFORGE PRINTER/CREATORÃÂ TOUCHSCREEN
IM00468 | 3D Printer Spares-Flashforge-Creator X Axis Motor |  |  | A Class | NOS | NOS | I-Inventory | FG-Finish Good | R | Spares | 3D Printer-Spares | CAD CAM | Main Location | 90330000 |  | FIFO | Flashforge | [8 empty] | 0 | 0 | 0 | 1 | 0 | 0 | [6 empty] | NOS | 1 |  | ZF/3DP/SP/ FLASHFORGE PRINTER/CREATORÃÂ X AXIS MOTOR
IM00469 | 3D Printer Spares-Flashforge-Creator X Axis Right Motor Wire |  |  | A Class | NOS | NOS | I-Inventory | FG-Finish Good | R | Spares | 3D Printer-Spares | CAD CAM | Main Location | 90330000 |  | FIFO | Flashforge | [8 empty] | 0 | 0 | 0 | 1 | 0 | 0 | [6 empty] | NOS | 1 |  | ZF/3DP/SP/ FLASHFORGE PRINTER/CREATORÃÂ X AXIS RIGHT MOTOR WIRE
IM00470 | 3D Printer Spares-Formlabs- Form 2-Build Plateform |  |  | A Class | NOS | NOS | I-Inventory | FG-Finish Good | R | Spares | 3D Printer-Spares | CAD CAM | Main Location | 90184900 |  | FIFO | Formlabs | [8 empty] | 0 | 0 | 0 | 1 | 0 | 0 | [6 empty] | NOS | 1 |  | FL/AC/3D PRINTER/FORM 2/BUILD PLATEFORM
IM00471 | 3D Printer Spares-Formlabs- Form Cure |  |  | A Class | NOS | NOS | I-Inventory | FG-Finish Good | R | Spares | 3D Printer-Spares | CAD CAM | Main Location | 90184900 |  | FIFO | Formlabs | [8 empty] | 0 | 0 | 0 | 1 | 0 | 0 | [6 empty] | NOS | 1 |  | FL/AC/FORMLABS 3D PRINTER/FORM CURE
IM00472 | 3D Printer Spares- Formlbas-Form Wash |  |  | A Class | NOS | NOS | I-Inventory | FG-Finish Good | R | Spares | 3D Printer-Spares | CAD CAM | Main Location | 90184900 |  | FIFO | Formlabs | [8 empty] | 0 | 0 | 0 | 1 | 0 | 0 | [6 empty] | NOS | 1 |  | FL/AC/FORMLABS 3D PRINTER/FORM WASH
IM00473 | 3D Printer Spares-Formlabs-Tank For 3D Printer |  |  | A Class | NOS | NOS | I-Inventory | FG-Finish Good | R | Spares | 3D Printer-Spares | CAD CAM | Main Location | 90184900 |  | FIFO | Formlabs | [8 empty] | 0 | 0 | 0 | 1 | 0 | 0 | [6 empty] | NOS | 1 |  | FL/CA/AC/RESIN LT-TANK FOR 3D PRINTER
IM00474 | 3D Printer Spares-Formlab-Glass Panel Assembly |  |  | A Class | NOS | NOS | I-Inventory | FG-Finish Good | R | Spares | 3D Printer-Spares | CAD CAM | Main Location | 84439990 |  | FIFO | Formlabs | [8 empty] | 0 | 0 | 0 | 1 | 0 | 0 | [6 empty] | NOS | 1 |  | FL/3DP/SP/FORMLAB 2/GLASS PANEL ASSEMBLY
IM00475 | 3D Printer Spares-Formlab-Resin Tank For 3D Printer |  |  | A Class | NOS | NOS | I-Inventory | FG-Finish Good | R | Spares | 3D Printer-Spares | CAD CAM | Main Location | 39269099 |  | FIFO | Formlabs | [8 empty] | 0 | 0 | 0 | 1 | 0 | 0 | [6 empty] | NOS | 1 |  | FL/CA/AC/RESIN TANK FOR 3D PRINTER
IM00476 | 3D Printer Spares-Moonray-Projector |  |  | A Class | NOS | NOS | I-Inventory | FG-Finish Good | R | Spares | 3D Printer-Spares | CAD CAM | Main Location | 90184900 |  | FIFO | MoonRay | [8 empty] | 0 | 0 | 0 | 1 | 0 | 0 | [6 empty] | NOS | 1 |  | ZH/3DP/SP/MOONRAY PROJECTOR
IM00477 | 3D Printer Spares- Next Dent- N5100 Carbon Filter-480220 |  |  | A Class | NOS | NOS | I-Inventory | FG-Finish Good | C | Spares | 3D Printer-Spares | CAD CAM | Main Location | 90330000 |  | FIFO | Next Dent | [8 empty] | 0 | 0 | 0 | 1 | 0 | 0 | [6 empty] | NOS | 1 |  | 3D/3DP/SP/NEXTDENT N5100 CARBON FILTER-480220
IM00478 | 3D Printer Spares- Next Dent- N5100 Intake Filter-480225 |  |  | A Class | NOS | NOS | I-Inventory | FG-Finish Good | C | Spares | 3D Printer-Spares | CAD CAM | Main Location | 90330000 |  | FIFO | Next Dent | [8 empty] | 0 | 0 | 0 | 1 | 0 | 0 | [6 empty] | NOS | 1 |  | 3D/3DP/SP/NEXTDENT N5100 INTAKE FILTER-480225
IM00479 | 3D Printer Spares-Phorozen-Phrozen 3D Printer Sonic Mighty 4K End Stop Sensor |  |  | A Class | NOS | NOS | I-Inventory | FG-Finish Good | R | Spares | 3D Printer-Spares | CAD CAM | Main Location | 90330000 |  | FIFO | Phorozen | [8 empty] | 0 | 0 | 0 | 1 | 0 | 0 | [6 empty] | NOS | 1 |  | PH/3DP/MC/PHROZEN 3D PRINTER SONIC MIGHTY 4K END STOP SENSOR
IM00481 | 3D Printer Spares-Phorozen-Phrozen 3D Printer Fep Film |  |  | A Class | NOS | NOS | I-Inventory | FG-Finish Good | C | Spares | 3D Printer-Spares | CAD CAM | Main Location | 90330000 |  | FIFO | Phorozen | [8 empty] | 0 | 0 | 0 | 1 | 0 | 0 | [6 empty] | NOS | 1 |  | PH/3DP/MC/PHROZEN 3D PRINTER FEP FILM
IM00482 | 3D Printer Spares-Phorozen-Phrozen 3D Printer Sonic Mighty 4K Touch Panel |  |  | A Class | NOS | NOS | I-Inventory | FG-Finish Good | R | Spares | 3D Printer-Spares | CAD CAM | Main Location | 90330000 |  | FIFO | Phorozen | [8 empty] | 0 | 0 | 0 | 1 | 0 | 0 | [6 empty] | NOS | 1 |  | PH/3DP/MC/PHROZEN 3D PRINTER SONIC MIGHTY 4K TOUCH PANEL
IM00483 | 3D Printer Spares-Phorozen-Phrozen 3D Printer Sonic Mini 4K Touch Panel |  |  | A Class | NOS | NOS | I-Inventory | FG-Finish Good | R | Spares | 3D Printer-Spares | CAD CAM | Main Location | 90330000 |  | FIFO | Phorozen | [8 empty] | 0 | 0 | 0 | 1 | 0 | 0 | [6 empty] | NOS | 1 |  | PH/3DP/MC/PHROZEN 3D PRINTER SONIC MINI 4K TOUCH PANEL
IM00484 | 3D Printer Spares-Phorozen-Phrozen 3D Printer Transform Fast Touch Panel |  |  | A Class | NOS | NOS | I-Inventory | FG-Finish Good | R | Spares | 3D Printer-Spares | CAD CAM | Main Location | 90330000 |  | FIFO | Phorozen | [8 empty] | 0 | 0 | 0 | 1 | 0 | 0 | [6 empty] | NOS | 1 |  | PH/3DP/MC/PHROZEN 3D PRINTER TRANSFORM FAST TOUCH PANEL
IM00485 | 3D Printer Spares-Phorozen-Phrozen 3D Printer Transform Fast Motor |  |  | A Class | NOS | NOS | I-Inventory | FG-Finish Good | R | Spares | 3D Printer-Spares | CAD CAM | Main Location | 90330000 |  | FIFO | Phorozen | [8 empty] | 0 | 0 | 0 | 1 | 0 | 0 | [6 empty] | NOS | 1 |  | PH/3DP/MC/PHROZEN 3D PRINTER TRANSFORM FAST MOTOR
IM00486 | 3D Printer Spares-Phorozen-Phrozen/Dental Curing Box |  |  | A Class | NOS | NOS | I-Inventory | FG-Finish Good | C | Spares | 3D Printer-Spares | CAD CAM | Main Location | 84778090 |  | FIFO | Phorozen | [8 empty] | 0 | 0 | 0 | 1 | 0 | 0 | [6 empty] | NOS | 1 |  | PH/3DP/MC/PHROZEN/DENTAL CURING BOX
IM00487 | 3D Printer Spares-Phorozen-Ptr/Phrozen/Rapid Proto Type Sys. Mighty 4K 84778090 |  |  | A Class | NOS | NOS | I-Inventory | FG-Finish Good | R | Spares | 3D Printer-Spares | CAD CAM | Main Location | 84778090 |  | FIFO | Phorozen | [8 empty] | 0 | 0 | 0 | 1 | 0 | 0 | [6 empty] | NOS | 1 |  | PH/3DP/MC/PTR/PHROZEN/RAPID PROTO TYPE SYS. MIGHTY 4K 84778090
IM00488 | 3D Printer Spares-Phorozen-Ptr/Phrozen/Rapid Proto Type Sys. Sonic Xl 4K End Stop Sensor |  |  | A Class | NOS | NOS | I-Inventory | FG-Finish Good | R | Spares | 3D Printer-Spares | CAD CAM | Main Location | 90330000 |  | FIFO | Phorozen | [8 empty] | 0 | 0 | 0 | 1 | 0 | 0 | [6 empty] | NOS | 1 |  | PH/3DP/MC/PTR/PHROZEN/RAPID PROTO TYPE SYS. SONIC XL 4K END STOP SENSOR
IM00489 | 3D Printer Spares-Phorozen-Ptr/Phrozen/Rapid Proto Type Sys. Sonic Xl 4K Touch Panel |  |  | A Class | NOS | NOS | I-Inventory | FG-Finish Good | R | Spares | 3D Printer-Spares | CAD CAM | Main Location | 90330000 |  | FIFO | Phorozen | [8 empty] | 0 | 0 | 0 | 1 | 0 | 0 | [6 empty] | NOS | 1 |  | PH/3DP/MC/PTR/PHROZEN/RAPID PROTO TYPE SYS. SONIC XL 4K TOUCH PANEL
IM00490 | 3D Printer Spares-Phorozen-Phrozen 3D Printer Sonic Mighty 4K Z-Axis Screw With Motor |  |  | A Class | NOS | NOS | I-Inventory | FG-Finish Good | R | Spares | 3D Printer-Spares | CAD CAM | Main Location | 90330000 |  | FIFO | Phorozen | [8 empty] | 0 | 0 | 0 | 1 | 0 | 0 | [6 empty] | NOS | 1 |  | 3D Printer Spares-Phorozen-PHROZEN 3D PRINTER SONIC MIGHTY 4K Z-AXIS SCREW WITH MOTOR
IM00491 | 3D Printer Spres-Phrozen-3D Printer Aluminium Resin Tank Vat 6.1 Sonic Mini 4K-Csrv61Al |  |  | A Class | NOS | NOS | I-Inventory | FG-Finish Good | R | Spares | 3D Printer-Spares | CAD CAM | Main Location | 90330000 |  | FIFO | Phorozen | [8 empty] | 0 | 0 | 0 | 1 | 0 | 0 | [6 empty] | NOS | 1 |  | PH/3DP/MC/PHROZEN 3D PRINTER ALUMINIUM RESIN TANK VAT 6.1 SONIC MINI 4K-CSRV61AL
IM00492 | 3D Printer Spares-Phorozen-Phrozen 3D Printer Transform Fast Power Supply |  |  | A Class | NOS | NOS | I-Inventory | FG-Finish Good | R | Spares | 3D Printer-Spares | CAD CAM | Main Location | 90330000 |  | FIFO | Phorozen | [8 empty] | 0 | 0 | 0 | 1 | 0 | 0 | [6 empty] | NOS | 1 |  | PH/3DP/MC/PHROZEN 3D PRINTER TRANSFORM FAST POWER SUPPLY
IM00493 | 3D Printer Spares-Phorozen-Phrozen 3D Printer Lcd Module Shuffle Xl |  |  | A Class | NOS | NOS | I-Inventory | FG-Finish Good | C | Spares | 3D Printer-Spares | CAD CAM | Main Location | 90330000 |  | FIFO | Phorozen | [8 empty] | 0 | 0 | 0 | 1 | 0 | 0 | [6 empty] | NOS | 1 |  | PH/3DP/MC/PHROZEN 3D PRINTER LCD MODULE SHUFFLE XL
IM00494 | 3D Printer Spares-Phorozen-Phrozen 3D Printer Lcd Module Sonic Mini |  |  | A Class | NOS | NOS | I-Inventory | FG-Finish Good | C | Spares | 3D Printer-Spares | CAD CAM | Main Location | 90330000 |  | FIFO | Phorozen | [8 empty] | 0 | 0 | 0 | 1 | 0 | 0 | [6 empty] | NOS | 1 |  | PH/3DP/MC/PHROZEN 3D PRINTER LCD MODULE SONIC MINI
IM00495 | 3D Printer Spares-Phorozen-Phrozen 3D Printer Sonic Mini 4K Lcd Module |  |  | A Class | NOS | NOS | I-Inventory | FG-Finish Good | R | Spares | 3D Printer-Spares | CAD CAM | Main Location | 90330000 |  | FIFO | Phorozen | [8 empty] | 0 | 0 | 0 | 1 | 0 | 0 | [6 empty] | NOS | 1 |  | PH/3DP/MC/PHROZEN 3D PRINTER SONIC MINI 4K LCD MODULE
IM00496 | 3D Printer Spares-Phorzen -3D Printer Aluminium Resin Tank Vat 9.3 Mighty/Sonic Xl 4K Csrv93Al-1 |  |  | A Class | NOS | NOS | I-Inventory | FG-Finish Good | R | Spares | 3D Printer-Spares | CAD CAM | Main Location | 90330000 |  | FIFO | Phorozen | [8 empty] | 0 | 0 | 0 | 1 | 0 | 0 | [6 empty] | NOS | 1 |  | PH/3DP/MC/PHROZEN 3D PRINTER ALUMINIUM RESIN TANK VAT 9.3 MIGHTY/SONIC XL 4K CSRV93AL-1
IM00497 | 3D Printer Spares-Phorozen-Ptr/Phrozen/Rapid Proto Type Sys. Sonic Xl 4K Power Supply |  |  | A Class | NOS | NOS | I-Inventory | FG-Finish Good | R | Spares | 3D Printer-Spares | CAD CAM | Main Location | 90330000 |  | FIFO | Phorozen | [8 empty] | 0 | 0 | 0 | 1 | 0 | 0 | [6 empty] | NOS | 1 |  | PH/3DP/MC/PTR/PHROZEN/RAPID PROTO TYPE SYS. SONIC XL 4K POWER SUPPLY
IM00498 | 3D Printer Spares-Phorozen-Ptr/Phrozen/Rapid Proto Type Sys. Sonic Xl 4K Lcd Driver |  |  | A Class | NOS | NOS | I-Inventory | FG-Finish Good | R | Spares | 3D Printer-Spares | CAD CAM | Main Location | 90330000 |  | FIFO | Phorozen | [8 empty] | 0 | 0 | 0 | 1 | 0 | 0 | [6 empty] | NOS | 1 |  | PH/3DP/MC/PTR/PHROZEN/RAPID PROTO TYPE SYS. SONIC XL 4K LCD DRIVER
IM00499 | 3D Printer Spares-Phorozen-Phrozen 3D Printer Transform Fast Lcb Driver |  |  | A Class | NOS | NOS | I-Inventory | FG-Finish Good | R | Spares | 3D Printer-Spares | CAD CAM | Main Location | 90330000 |  | FIFO | Phorozen | [8 empty] | 0 | 0 | 0 | 1 | 0 | 0 | [6 empty] | NOS | 1 |  | PH/3DP/MC/PHROZEN 3D PRINTER TRANSFORM FAST LCB DRIVER
IM00501 | 3D Printer Spares-Phorozen-Phrozen 3D Printer Sonic Mighty 4K Main Board |  |  | A Class | NOS | NOS | I-Inventory | FG-Finish Good | R | Spares | 3D Printer-Spares | CAD CAM | Main Location | 90330000 |  | FIFO | Phorozen | [8 empty] | 0 | 0 | 0 | 1 | 0 | 0 | [6 empty] | NOS | 1 |  | PH/3DP/MC/PHROZEN 3D PRINTER SONIC MIGHTY 4K MAIN BOARD
IM00502 | 3D Printer Spares-Phorozen-Phrozen 3D Printer Sonic Mini 4K Main Board |  |  | A Class | NOS | NOS | I-Inventory | FG-Finish Good | R | Spares | 3D Printer-Spares | CAD CAM | Main Location | 90330000 |  | FIFO | Phorozen | [8 empty] | 0 | 0 | 0 | 1 | 0 | 0 | [6 empty] | NOS | 1 |  | PH/3DP/MC/PHROZEN 3D PRINTER SONIC MINI 4K MAIN BOARD
IM00503 | 3D Printer Spares-Phorozen-Phrozen 3D Printer Sonic Mini Main Board |  |  | A Class | NOS | NOS | I-Inventory | FG-Finish Good | R | Spares | 3D Printer-Spares | CAD CAM | Main Location | 90330000 |  | FIFO | Phorozen | [8 empty] | 0 | 0 | 0 | 1 | 0 | 0 | [6 empty] | NOS | 1 |  | PH/3DP/MC/PHROZEN 3D PRINTER SONIC MINI MAIN BOARD
IM00504 | 3D Printer Spares-Phorozen-Phrozen 3D Printer Sonic Mighty 4K Lcd Module |  |  | A Class | NOS | NOS | I-Inventory | FG-Finish Good | R | Spares | 3D Printer-Spares | CAD CAM | Main Location | 90330000 |  | FIFO | Phorozen | [8 empty] | 0 | 0 | 0 | 1 | 0 | 0 | [6 empty] | NOS | 1 |  | PH/3DP/MC/PHROZEN 3D PRINTER SONIC MIGHTY 4K LCD MODULE
IM00505 | 3D Printer Spares-Phorozen-Ptr/Phrozen/Rapid Proto Type Sys. Sonic Xl 4K Main Board |  |  | A Class | NOS | NOS | I-Inventory | FG-Finish Good | R | Spares | 3D Printer-Spares | CAD CAM | Main Location | 90330000 |  | FIFO | Phorozen | [8 empty] | 0 | 0 | 0 | 1 | 0 | 0 | [6 empty] | NOS | 1 |  | PH/3DP/MC/PTR/PHROZEN/RAPID PROTO TYPE SYS. SONIC XL 4K MAIN BOARD
IM00506 | 3D Printer Spres-Shining 3D- 3D Printer Motherboard |  |  | A Class | NOS | NOS | I-Inventory | FG-Finish Good | R | Spares | 3D Printer-Spares | CAD CAM | Main Location | 90330000 |  | FIFO | Shining 3D | [8 empty] | 0 | 0 | 0 | 1 | 0 | 0 | [6 empty] | NOS | 1 |  | SHENZHENCREALITY/SP/ 3D PRINTER MOTHERBOARD
IM00507 | 3D Printer Spares-Uniontech-Pcu-60/Post Curing Unit |  |  | A Class | NOS | NOS | I-Inventory | FG-Finish Good | R | Spares | 3D Printer-Spares | CAD CAM | Main Location | 84778090 |  | FIFO | Uniontech | [8 empty] | 0 | 0 | 0 | 1 | 0 | 0 | [6 empty] | NOS | 1 |  | SU/3DP/AC/PCU-60/POST CURING UNIT
IM00508 | 3D Printer Spares-Uniontech-Calibration Bd-600 With Beam Cmr |  |  | A Class | NOS | NOS | I-Inventory | FG-Finish Good | R | Spares | 3D Printer-Spares | CAD CAM | Main Location | 84778090 |  | FIFO | Uniontech | [8 empty] | 0 | 0 | 0 | 1 | 0 | 0 | [6 empty] | NOS | 1 |  | SU/3DP/AC/CALIBRATION BD-600 WITH BEAM CMR
IM00509 | 3D Printer Spares-Uniontech-Resin Re-Cycling Tank Rrt-60 |  |  | A Class | NOS | NOS | I-Inventory | FG-Finish Good | R | Spares | 3D Printer-Spares | CAD CAM | Main Location | 84778090 |  | FIFO | Uniontech | [8 empty] | 0 | 0 | 0 | 1 | 0 | 0 | [6 empty] | NOS | 1 |  | SU/3DP/AC/RESIN RE-CYCLING TANK RRT-60
IM00510 | 3D Printer Spares-Anycubic- 3D Imging System FEP Flim |  |  | A Class | NOS | NOS | I-Inventory | FG-Finish Good | R | Spares | 3D Printer-Spares | CAD CAM | Main Location | 90184900 |  | FIFO | Anycubic | [8 empty] | 0 | 0 | 0 | 1 | 0 | 0 | [6 empty] | NOS | 1 |  | SD/AC/ANYCUBIC/3D IMAGING SYSTEM/FEP FILM
IM00511 | 3D Printer Spares-Anycubic-3D Imaing System Tank |  |  | A Class | NOS | NOS | I-Inventory | FG-Finish Good | R | Spares | 3D Printer-Spares | CAD CAM | Main Location | 73269099 |  | FIFO | Anycubic | [8 empty] | 0 | 0 | 0 | 1 | 0 | 0 | [6 empty] | NOS | 1 |  | SD/MC/ANYCUBIC 3D IMAGING SYSTEM TANK
IM00512 | Air Compressor Spares-Gnatus- Manometer 40Mm Compressor 20300054679 |  |  | A Class | NOS | NOS | I-Inventory | FG-Finish Good | R | Spares | Air Compressor-Spares | Dental Equiment | Main Location | 90330000 |  | FIFO | Gnatus | [8 empty] | 0 | 0 | 0 | 1 | 0 | 0 | [6 empty] | NOS | 1 |  | GN/CO/ COMM MANOMETER 40mm COMPRESSOR 20300054679
IM00513 | Air Compressor Spares-Gnatus-Compresser Flexible Metal 300054691 |  |  | A Class | NOS | NOS | I-Inventory | FG-Finish Good | R | Spares | Air Compressor-Spares | Dental Equiment | Main Location | 90330000 |  | FIFO | Gnatus | [8 empty] | 0 | 0 | 0 | 1 | 0 | 0 | [6 empty] | NOS | 1 |  | GN/CO/SP COMPRESSER FLEXIBLE METAL 300054691
IM00514 | Air Compressor Spares-Gnatus-Compressor Connecting Rod Big 20300054721 |  |  | A Class | NOS | NOS | I-Inventory | FG-Finish Good | R | Spares | Air Compressor-Spares | Dental Equiment | Main Location | 90330000 |  | FIFO | Gnatus | [8 empty] | 0 | 0 | 0 | 1 | 0 | 0 | [6 empty] | NOS | 1 |  | GN/CO/COMPRESSOR CONNECTING ROD BIG 20300054721
IM00515 | Air Compressor Spares-Gnatus-Compressor Flexible Conduit 20300054690 |  |  | A Class | NOS | NOS | I-Inventory | FG-Finish Good | R | Spares | Air Compressor-Spares | Dental Equiment | Main Location | 90330000 |  | FIFO | Gnatus | [8 empty] | 0 | 0 | 0 | 1 | 0 | 0 | [6 empty] | NOS | 1 |  | GN/CO/COMPRESSOR FLEXIBLE CONDUIT 20300054690
IM00516 | Air Compressor Spares-Gnatus-Compressor Left Comp Head 21000000262 |  |  | A Class | NOS | NOS | I-Inventory | FG-Finish Good | R | Spares | Air Compressor-Spares | Dental Equiment | Main Location | 90330000 |  | FIFO | Gnatus | [8 empty] | 0 | 0 | 0 | 1 | 0 | 0 | [6 empty] | NOS | 1 |  | GN/CO/COMPRESSOR LEFT COMP HEAD 21000000262
IM00517 | Air Compressor Spares-Gnatus-Compressor Left Housing 20300054717 |  |  | A Class | NOS | NOS | I-Inventory | FG-Finish Good | R | Spares | Air Compressor-Spares | Dental Equiment | Main Location | 90330000 |  | FIFO | Gnatus | [8 empty] | 0 | 0 | 0 | 1 | 0 | 0 | [6 empty] | NOS | 1 |  | GN/CO/COMPRESSOR LEFT HOUSING 20300054717
IM00518 | Air Compressor Spares-Gnatus-Compressor Motor Bearing-Small 20300054729 |  |  | A Class | NOS | NOS | I-Inventory | FG-Finish Good | R | Spares | Air Compressor-Spares | Dental Equiment | Main Location | 90330000 |  | FIFO | Gnatus | [8 empty] | 0 | 0 | 0 | 1 | 0 | 0 | [6 empty] | NOS | 1 |  | GN/CO/COMPRESSOR MOTOR BEARING-SMALL 20300054729
IM00519 | Air Compressor Spares-Gnatus-Compressor O Ring For Tube 20300054713 |  |  | A Class | NOS | NOS | I-Inventory | FG-Finish Good | C | Spares | Air Compressor-Spares | Dental Equiment | Main Location | 90330000 |  | FIFO | Gnatus | [8 empty] | 0 | 0 | 0 | 1 | 0 | 0 | [6 empty] | NOS | 1 |  | GN/CO/COMPRESSOR O RING FOR TUBE 20300054713
IM00520 | Air Compressor Spares-Gnatus-Compressor O Ring For Valve Plate 20300054725 |  |  | A Class | NOS | NOS | I-Inventory | FG-Finish Good | C | Spares | Air Compressor-Spares | Dental Equiment | Main Location | 90330000 |  | FIFO | Gnatus | [8 empty] | 0 | 0 | 0 | 1 | 0 | 0 | [6 empty] | NOS | 1 |  | GN/CO/COMPRESSOR O RING FOR VALVE PLATE 20300054725
IM00521 | Air Compressor Spares-Gnatus-Compressor Piston Bearing-Big 20300054728 |  |  | A Class | NOS | NOS | I-Inventory | FG-Finish Good | R | Spares | Air Compressor-Spares | Dental Equiment | Main Location | 90330000 |  | FIFO | Gnatus | [8 empty] | 0 | 0 | 0 | 1 | 0 | 0 | [6 empty] | NOS | 1 |  | GN/CO/COMPRESSOR PISTON BEARING-BIG 20300054728
IM00522 | Air Compressor Spares-Gnatus-Compressor Piston Cap 20300054727 |  |  | A Class | NOS | NOS | I-Inventory | FG-Finish Good | R | Spares | Air Compressor-Spares | Dental Equiment | Main Location | 90330000 |  | FIFO | Gnatus | [8 empty] | 0 | 0 | 0 | 1 | 0 | 0 | [6 empty] | NOS | 1 |  | GN/CO/COMPRESSOR PISTON CAP 20300054727
IM00523 | Air Compressor Spares-Gnatus-Compressor Pressure Plate Big |  |  | A Class | NOS | NOS | I-Inventory | FG-Finish Good | R | Spares | Air Compressor-Spares | Dental Equiment | Main Location | 90330000 |  | FIFO | Gnatus | [8 empty] | 0 | 0 | 0 | 1 | 0 | 0 | [6 empty] | NOS | 1 |  | GN/CO/COMPRESSOR PRESSURE PLATE BIG
IM00524 | Air Compressor Spares-Gnatus-Compressor Pressure Plate Screw |  |  | A Class | NOS | NOS | I-Inventory | FG-Finish Good | C | Spares | Air Compressor-Spares | Dental Equiment | Main Location | 90330000 |  | FIFO | Gnatus | [8 empty] | 0 | 0 | 0 | 1 | 0 | 0 | [6 empty] | NOS | 1 |  | GN/CO/COMPRESSOR PRESSURE PLATE SCREW
IM00525 | Air Compressor Spares-Gnatus-Compressor Pressure Plate Small |  |  | A Class | NOS | NOS | I-Inventory | FG-Finish Good | R | Spares | Air Compressor-Spares | Dental Equiment | Main Location | 90330000 |  | FIFO | Gnatus | [8 empty] | 0 | 0 | 0 | 1 | 0 | 0 | [6 empty] | NOS | 1 |  | GN/CO/COMPRESSOR PRESSURE PLATE SMALL
IM00526 | Air Compressor Spares-Gnatus-Compressor Red Gasket Cylinder Headset 20300054711 |  |  | A Class | NOS | NOS | I-Inventory | FG-Finish Good | R | Spares | Air Compressor-Spares | Dental Equiment | Main Location | 90330000 |  | FIFO | Gnatus | [8 empty] | 0 | 0 | 0 | 1 | 0 | 0 | [6 empty] | NOS | 1 |  | GN/CO/COMPRESSOR RED GASKET CYLINDER HEADSET 20300054711
IM00527 | Air Compressor Spares-Gnatus-Compressor Right Comp Head 21000000027 |  |  | A Class | NOS | NOS | I-Inventory | FG-Finish Good | R | Spares | Air Compressor-Spares | Dental Equiment | Main Location | 90330000 |  | FIFO | Gnatus | [8 empty] | 0 | 0 | 0 | 1 | 0 | 0 | [6 empty] | NOS | 1 |  | GN/CO/COMPRESSOR RIGHT COMP HEAD 21000000027
IM00528 | Air Compressor Spares-Gnatus-Compressor Right Housing 20300054718 |  |  | A Class | NOS | NOS | I-Inventory | FG-Finish Good | R | Spares | Air Compressor-Spares | Dental Equiment | Main Location | 90330000 |  | FIFO | Gnatus | [8 empty] | 0 | 0 | 0 | 1 | 0 | 0 | [6 empty] | NOS | 1 |  | GN/CO/COMPRESSOR RIGHT HOUSING 20300054718
IM00529 | Air Compressor Spares-Gnatus-Compressor Safety Valve 10 Bar 20300054677 |  |  | A Class | NOS | NOS | I-Inventory | FG-Finish Good | R | Spares | Air Compressor-Spares | Dental Equiment | Main Location | 90330000 |  | FIFO | Gnatus | [8 empty] | 0 | 0 | 0 | 1 | 0 | 0 | [6 empty] | NOS | 1 |  | GN/CO/COMPRESSOR SAFETY VALVE 10 BAR 20300054677
IM00530 | Air Compressor Spares-Gnatus-Compressor Thermal Relay Compres 21000000202 |  |  | A Class | NOS | NOS | I-Inventory | FG-Finish Good | C | Spares | Air Compressor-Spares | Dental Equiment | Main Location | 90330000 |  | FIFO | Gnatus | [8 empty] | 0 | 0 | 0 | 1 | 0 | 0 | [6 empty] | NOS | 1 |  | GN/CO/COMPRESSOR THERMAL RELAY COMPRES 21000000202
IM00531 | Air Compressor Spares-Gnatus-Knee Connection Compressor Check Valve 300054703 |  |  | A Class | NOS | NOS | I-Inventory | FG-Finish Good | R | Spares | Air Compressor-Spares | Dental Equiment | Main Location | 90330000 |  | FIFO | Gnatus | [8 empty] | 0 | 0 | 0 | 1 | 0 | 0 | [6 empty] | NOS | 1 |  | GN/CO/SP/KNEE CONNECTION COMPRESSOR CHECK VALVE 300054703
IM00532 | Air Compressor Spares-Gnatus-Stator 60Hz-220V 20300054732 |  |  | A Class | NOS | NOS | I-Inventory | FG-Finish Good | R | Spares | Air Compressor-Spares | Dental Equiment | Main Location | 90330000 |  | FIFO | Gnatus | [8 empty] | 0 | 0 | 0 | 1 | 0 | 0 | [6 empty] | NOS | 1 |  | GN/CO/STATOR 60HZ-220V 20300054732
IM00533 | Air Compressor Spares-Gnatus- Bioqy-65L-2.4 Hp Dryer Only |  |  | A Class | NOS | NOS | I-Inventory | FG-Finish Good | R | Spares | Air Compressor-Spares | Dental Equiment | Main Location | 90330000 |  | FIFO | Gnatus | [8 empty] | 0 | 0 | 0 | 1 | 0 | 0 | [6 empty] | NOS | 1 |  | GN/CR/MC/GNATUS BIOQY/65L/ AIR COMP/ 2.4 HP DRYER ONLY
IM00534 | Air Compressor Spares-Gnatus-Compressor 1/4Th Nozzle |  |  | A Class | NOS | NOS | I-Inventory | FG-Finish Good | R | Spares | Air Compressor-Spares | Dental Equiment | Main Location | 90330000 |  | FIFO | Gnatus | [8 empty] | 0 | 0 | 0 | 1 | 0 | 0 | [6 empty] | NOS | 1 |  | Gn/Co/Compressor 1/4th Nozzle
IM00535 | Air Compressor Spares-Local-Dynair Pressure Control Dac-1 |  |  | A Class | NOS | NOS | I-Inventory | FG-Finish Good | R | Spares | Air Compressor-Spares | Dental Equiment | Main Location | 90330000 |  | FIFO | Indian Product | [8 empty] | 0 | 0 | 0 | 1 | 0 | 0 | [6 empty] | NOS | 1 |  | LP/CO/SP/DYNAIR PRESSURE CONTROL DAC-1
IM00536 | Air Compressor Spares-Local-Set Of Components 1 Relay |  |  | A Class | NOS | NOS | I-Inventory | FG-Finish Good | C | Spares | Air Compressor-Spares | Dental Equiment | Main Location | 90330000 |  | FIFO | Indian Product | [8 empty] | 0 | 0 | 0 | 1 | 0 | 0 | [6 empty] | NOS | 1 |  | LP/CO/SP/SET OF COMPONENTS 1 RELAY
IM00537 | Air Compressor Spares-Local-Set Of Components 2 Relay With Capacitor |  |  | A Class | NOS | NOS | I-Inventory | FG-Finish Good | C | Spares | Air Compressor-Spares | Dental Equiment | Main Location | 90330000 |  | FIFO | Indian Product | [8 empty] | 0 | 0 | 0 | 1 | 0 | 0 | [6 empty] | NOS | 1 |  | LP/CO/SP/SET OF COMPONENTS 2 RELAY WITH CAPACITOR
IM00538 | Dental Air Motor-Being Tornado Air Motor 201AM-B2 |  |  | A Class | NOS | NOS | I-Inventory | FG-Finish Good | R | Equipment | Air Motor | Dental Equiment | Main Location | 90184900 |  | FIFO | Being-Tornado | [8 empty] | 0 | 0 | 0 | 1 | 0 | 0 | [6 empty] | NOS | 1 |  | BE/AM/MC/BEING TORNADO AIR MOTOR 201AM-B2
IM00539 | Dental Air Motor-Gnatus Air Motor 32MM |  |  | A Class | NOS | NOS | I-Inventory | FG-Finish Good | R | Accessories | Air Motor-Accessories | Dental Equiment | Main Location | 90184900 |  | FIFO | Gnatus | [5 empty] | . |  |  | 0 | 0 | 0 | 1 | 0 | 0 | [6 empty] | NOS | 1 |  | GN/AM/AC/32MM -GNATUS AIR MOTOR 32MM
IM00540 | Air Polisher-NSK-Perio Mate Tooth Polishing System-Y1002654 |  |  | A Class | NOS | NOS | I-Inventory | FG-Finish Good | R | Equipment | Air Polisher | Dental Equiment | Main Location | 90184900 |  | FIFO | NSK Nakanishi | [8 empty] | 0 | 0 | 0 | 1 | 0 | 0 | [6 empty] | NOS | 1 |  | NSK/PERIO-MATE TOOTH POLISHING SYS. Y1002654
IM00541 | Air Polisher-NSK-Prophy Mate Tooth Polishing Neo System-Y135029 |  |  | A Class | NOS | NOS | I-Inventory | FG-Finish Good | R | Equipment | Air Polisher | Dental Equiment | Main Location | 90184900 |  | FIFO | NSK Nakanishi | [8 empty] | 0 | 0 | 0 | 1 | 0 | 0 | [6 empty] | NOS | 1 |  | NSK/PROPHY-MATE TOOTH POLISHING NEO SYS. Y135029
IM00542 | Air Polisher-Coxo Air Polisher Model Profy DB-828 |  |  | A Class | NOS | NOS | I-Inventory | FG-Finish Good | R | Equipment | Air Polisher | Dental Equiment | Main Location | 90184900 |  | FIFO | Hongkong Coxo | [8 empty] | 0 | 0 | 0 | 1 | 0 | 0 | [6 empty] | NOS | 1 |  | CO/MC/AC/COXO-PROFY AIR-POLISHER DB-828
IM00543 | Aligner Trimmer Machine-Robot ND-Model Atm-10 |  |  | A Class | NOS | NOS | I-Inventory | FG-Finish Good | R | Equipment | Aligner Trimming Machine | CAD CAM | Main Location | 90184900 |  | FIFO | Robot ND | [8 empty] | 0 | 0 | 0 | 1 | 0 | 0 | [6 empty] | NOS | 1 |  | RD/MC/ALIGNER TRIMMER MACHINE/MODEL ATM-10
IM00544 | Amalgamator- Fomos-Amalgamator Model IMIX-M3 |  |  | A Class | NOS | NOS | I-Inventory | FG-Finish Good | R | Equipment | Amalgamator | Dental Equiment | Main Location | 90184900 |  | FIFO | Fomos Zhejiang | [8 empty] | 0 | 0 | 0 | 1 | 0 | 0 | [6 empty] | NOS | 1 |  | FM/AM/MC/FOMOS- AMALGAMATOR MODEL IMIX-M3
IM00545 | Amalgamator- Coxo Amalgamator DB-338 |  |  | A Class | NOS | NOS | I-Inventory | FG-Finish Good | R | Equipment | Amalgamator | Dental Equiment | Main Location | 90184900 |  | FIFO | Hongkong Coxo | [5 empty] | . |  |  | 0 | 0 | 0 | 1 | 0 | 0 | [6 empty] | NOS | 1 |  | CO/AM/MC/COXO AMALGAMATOR DB 338
IM00546 | Amalgamator-Gnatus Amalgamtor |  |  | A Class | NOS | NOS | I-Inventory | FG-Finish Good | R | Equipment | Amalgamator | Dental Equiment | Main Location | 90184900 |  | FIFO | Gnatus | [8 empty] | 0 | 0 | 0 | 1 | 0 | 0 | [6 empty] | NOS | 1 |  | GN/AM/MC/AMALAGAMOTOR-GNATUS, AMALGAMATOR
IM00547 | Apex Locator- NSK- Apex Locator Model IPEX-II-Y1002208 |  |  | A Class | NOS | NOS | I-Inventory | FG-Finish Good | R | Equipment | Apex Locator | Dental Equiment | Main Location | 90184900 |  | FIFO | NSK Nakanishi | [5 empty] | NSK advanced IPEX II provides high-precision root canal measurement generated by using Smart Logic*Auto Detects the apex accurately in any conditions , dry or wet*A stylish and compact body requiring only a small space*Three different alert sounds depending on the location of the file tip, ensuring precise procedures*A three color LCD panel with very low reflectivity and instantly monitor procedure progress*Energy saving and low operation cost*Auto power shut off* AAA battery operation* Push-button type file clip for one-touch operation |  |  | 0 | 0 | 0 | 1 | 0 | 0 | [6 empty] | NOS | 1 |  | NSK/AL/MC/NSK APEX LOCATOR NEW IPEX-II Y1002208
IM00548 | Apex Locator-Woodpacker Model Dpex III Plus |  |  | A Class | NOS | NOS | I-Inventory | FG-Finish Good | R | Equipment | Apex Locator | Dental Equiment | Main Location | 90184900 |  | FIFO | Gulin Woodpecker | [8 empty] | 0 | 0 | 0 | 1 | 0 | 0 | [6 empty] | NOS | 1 |  | GW/AL/MC/WOODPACKER/APEX LOCATOR MOD. DPEX III PLUS
IM00549 | Apex Locator-Woodpacker Model Dpex V |  |  | A Class | NOS | NOS | I-Inventory | FG-Finish Good | R | Equipment | Apex Locator | Dental Equiment | Main Location | 90184900 |  | FIFO | Gulin Woodpecker | [8 empty] | 0 | 0 | 0 | 1 | 0 | 0 | [6 empty] | NOS | 1 |  | GW/AL/MC/WOODPACKER/APEX LOCATOR MOD. DPEX V
IM00550 | Apex Locator-Woodpacker Model Dpex I |  |  | A Class | NOS | NOS | I-Inventory | FG-Finish Good | R | Equipment | Apex Locator | Dental Equiment | Main Location | 90184900 |  | FIFO | Gulin Woodpecker | [8 empty] | 0 | 0 | 0 | 1 | 0 | 0 | [6 empty] | NOS | 1 |  | GW/AL/MC/WOODPACKER/APEX LOCATOR MODEL DPEX I
IM00551 | Apex Locator-Woodpacker Model Dpex III |  |  | A Class | NOS | NOS | I-Inventory | FG-Finish Good | R | Equipment | Apex Locator | Dental Equiment | Main Location | 90184900 |  | FIFO | Gulin Woodpecker | [8 empty] | 0 | 0 | 0 | 1 | 0 | 0 | [6 empty] | NOS | 1 |  | GW/AL/MC/WOODPACKER/APEX LOCATOR MODEL DPEX III
IM00552 | Apex Locator Spares-Woodpecker-Apex Locator Model DPEX-III Display Pcb |  |  | A Class | NOS | NOS | I-Inventory | FG-Finish Good | R | Spares | Apex Locator-Spares | Dental Equiment | Main Location | 90330000 |  | FIFO | Gulin Woodpecker | [8 empty] | 0 | 0 | 0 | 1 | 0 | 0 | [6 empty] | NOS | 1 |  | GW/AL/MC/WOODPACKER/APEX LOCATOR MODEL DPEX-III DISPLAY PCB
IM00553 | Apex Locator Spares-Woodpecker-Apex Locator Model Dpex V Display Pcb |  |  | A Class | NOS | NOS | I-Inventory | FG-Finish Good | R | Spares | Apex Locator-Spares | Dental Equiment | Main Location | 90330000 |  | FIFO | Gulin Woodpecker | [8 empty] | 0 | 0 | 0 | 1 | 0 | 0 | [6 empty] | NOS | 1 |  | GW/AL/MC/WOODPACKER/APEX LOCATOR MODEL DPEX V DISPLAY PCB
IM00554 | Apex Locator Spares-Woodpecker-DPEX-III Locator Measuring Wire |  |  | A Class | NOS | NOS | I-Inventory | FG-Finish Good | R | Spares | Apex Locator-Spares | Dental Equiment | Main Location | 90330000 |  | FIFO | Gulin Woodpecker | [8 empty] | 0 | 0 | 0 | 1 | 0 | 0 | [6 empty] | NOS | 1 |  | GW/IP/SP/WOODPECKER DPEX-III LOCATOR MEASURING WIRE
IM00555 | Apex Locator Spares-Woodpecker-DPEX-III Locator Battery |  |  | A Class | NOS | NOS | I-Inventory | FG-Finish Good | R | Spares | Apex Locator-Spares | Dental Equiment | Main Location | 90330000 |  | FIFO | Gulin Woodpecker | [8 empty] | 0 | 0 | 0 | 1 | 0 | 0 | [6 empty] | NOS | 1 |  | GW/SP/WOODPECKER DPEX-III LOCATOR BATTERY
IM00556 | Apex Locator Spares-Woodpecker-Lux V/DPEX-III Endo Radar Handpiece Battery-750Mah |  |  | A Class | NOS | NOS | I-Inventory | FG-Finish Good | R | Spares | Apex Locator-Spares | Dental Equiment | Main Location | 90330000 |  | FIFO | Gulin Woodpecker | [8 empty] | 0 | 0 | 0 | 1 | 0 | 0 | [6 empty] | NOS | 1 |  | GW/LC/SP/WOODPECKER LUX V/DPEX-III ENDO RADAR HANDPIECE BATTERY-750MAH
IM00557 | Apex Locator Spares-Woodpecker-Main Unit Apex Locator PCB Module |  |  | A Class | NOS | NOS | I-Inventory | FG-Finish Good | R | Spares | Apex Locator-Spares | Dental Equiment | Main Location | 90330000 |  | FIFO | Gulin Woodpecker | [8 empty] | 0 | 0 | 0 | 1 | 0 | 0 | [6 empty] | NOS | 1 |  | GW/AL/MC/WOODPACKER/APEX LOCATOR MAIN UNIT APEX LOCATOR PCB MODULE
IM00558 | Articulator Spares-Gnatus-Arm Articulation Cover 365004639 |  |  | A Class | NOS | NOS | I-Inventory | FG-Finish Good | R | Spares | Articulator-Spares | Dental Equiment | Main Location | 90330000 |  | FIFO | Gnatus | [8 empty] | 0 | 0 | 0 | 1 | 0 | 0 | [6 empty] | NOS | 1 |  | GN/AR/SP/ARM ARTICULATION COVER 365004639
IM00559 | Articulator Spares-Gnatus-Arm Articulator 365004640 |  |  | A Class | NOS | NOS | I-Inventory | FG-Finish Good | R | Spares | Articulator-Spares | Dental Equiment | Main Location | 90330000 |  | FIFO | Gnatus | [8 empty] | 0 | 0 | 0 | 1 | 0 | 0 | [6 empty] | NOS | 1 |  | GN/AR/SP/ARM ARTICULATOR 365004640
IM00560 | Articulator Spares-Gnatus-Articulated Arm Tray Delivery Unit G8 704007362 |  |  | A Class | NOS | NOS | I-Inventory | FG-Finish Good | R | Spares | Articulator-Spares | Dental Equiment | Main Location | 90330000 |  | FIFO | Gnatus | [8 empty] | 0 | 0 | 0 | 1 | 0 | 0 | [6 empty] | NOS | 1 |  | GN/AR/SP/ARTICULATED ARM TRAY DELIVERY UNIT G8 704007362
IM00561 | Articulator Spares-Gnatus-Articulation Dental Light Cylinder Head Finished 603006359 |  |  | A Class | NOS | NOS | I-Inventory | FG-Finish Good | R | Spares | Articulator-Spares | Dental Equiment | Main Location | 90330000 |  | FIFO | Gnatus | [8 empty] | 0 | 0 | 0 | 1 | 0 | 0 | [6 empty] | NOS | 1 |  | GN/AR/SP/ARTICULATION DENTAL LIGHT CYLINDER HEAD FINISHED 603006359
IM00562 | Articulator Spares-Gnatus-Articulator Bennet Angle Locking Screw |  |  | A Class | NOS | NOS | I-Inventory | FG-Finish Good | R | Spares | Articulator-Spares | Dental Equiment | Main Location | 90330000 |  | FIFO | Gnatus | [8 empty] | 0 | 0 | 0 | 1 | 0 | 0 | [6 empty] | NOS | 1 |  | GN/AR/SP/ARTICULATOR BENNET ANGLE LOCKING SCREW
IM00563 | Articulator Spares-Gnatus-Articulator Bite Fork Clamp |  |  | A Class | NOS | NOS | I-Inventory | FG-Finish Good | R | Spares | Articulator-Spares | Dental Equiment | Main Location | 90330000 |  | FIFO | Gnatus | [8 empty] | 0 | 0 | 0 | 1 | 0 | 0 | [6 empty] | NOS | 1 |  | GN/AR/SP/ARTICULATOR BITE FORK CLAMP
IM00564 | Articulator Spares-Gnatus-Articulator Clamp |  |  | A Class | NOS | NOS | I-Inventory | FG-Finish Good | R | Spares | Articulator-Spares | Dental Equiment | Main Location | 90330000 |  | FIFO | Gnatus | [8 empty] | 0 | 0 | 0 | 1 | 0 | 0 | [6 empty] | NOS | 1 |  | GN/AR/SP/ARTICULATOR CLAMP
IM00565 | Articulator Spares-Gnatus-Articulator Condyle Locking Screw |  |  | A Class | NOS | NOS | I-Inventory | FG-Finish Good | C | Spares | Articulator-Spares | Dental Equiment | Main Location | 90330000 |  | FIFO | Gnatus | [8 empty] | 0 | 0 | 0 | 1 | 0 | 0 | [6 empty] | NOS | 1 |  | GN/AR/SP/ARTICULATOR CONDYLE LOCKING SCREW
IM00566 | Articulator Spares-Gnatus-Articulator Finishing Actuator Eye 601009390 |  |  | A Class | NOS | NOS | I-Inventory | FG-Finish Good | R | Spares | Articulator-Spares | Dental Equiment | Main Location | 90330000 |  | FIFO | Gnatus | [8 empty] | 0 | 0 | 0 | 1 | 0 | 0 | [6 empty] | NOS | 1 |  | Gn/Ar/Sp/Articulator Finishing Actuator Eye 601009390
IM00567 | Articulator Spares-Gnatus-Articulator Incisal Locking Screw |  |  | A Class | NOS | NOS | I-Inventory | FG-Finish Good | C | Spares | Articulator-Spares | Dental Equiment | Main Location | 90330000 |  | FIFO | Gnatus | [8 empty] | 0 | 0 | 0 | 1 | 0 | 0 | [6 empty] | NOS | 1 |  | Gn/Ar/Sp/Articulator Incisal Locking Screw
IM00568 | Articulator Spares-Gnatus-Articulator Incisal Pin |  |  | A Class | NOS | NOS | I-Inventory | FG-Finish Good | R | Spares | Articulator-Spares | Dental Equiment | Main Location | 90330000 |  | FIFO | Gnatus | [8 empty] | 0 | 0 | 0 | 1 | 0 | 0 | [6 empty] | NOS | 1 |  | Gn/Ar/Sp/Articulator Incisal Pin
IM00569 | Articulator Spares-Gnatus-Articulator Incisal Table |  |  | A Class | NOS | NOS | I-Inventory | FG-Finish Good | R | Spares | Articulator-Spares | Dental Equiment | Main Location | 90330000 |  | FIFO | Gnatus | [8 empty] | 0 | 0 | 0 | 1 | 0 | 0 | [6 empty] | NOS | 1 |  | Gn/Ar/Sp/Articulator Incisal Table
IM00570 | Articulator Spares-Gnatus-Articulator Incisal Tables Nut |  |  | A Class | NOS | NOS | I-Inventory | FG-Finish Good | C | Spares | Articulator-Spares | Dental Equiment | Main Location | 90330000 |  | FIFO | Gnatus | [8 empty] | 0 | 0 | 0 | 1 | 0 | 0 | [6 empty] | NOS | 1 |  | GN/AR/SP/ARTICULATOR INCISAL TABLES NUT
IM00571 | Articulator Spares-Gnatus-Articulator Left Bennet Angle |  |  | A Class | NOS | NOS | I-Inventory | FG-Finish Good | R | Spares | Articulator-Spares | Dental Equiment | Main Location | 90330000 |  | FIFO | Gnatus | [8 empty] | 0 | 0 | 0 | 1 | 0 | 0 | [6 empty] | NOS | 1 |  | GN/AR/SP/ARTICULATOR LEFT BENNET ANGLE
IM00572 | Articulator Spares-Gnatus-Articulator Left Bennett Angel Grey 709000661 |  |  | A Class | NOS | NOS | I-Inventory | FG-Finish Good | R | Spares | Articulator-Spares | Dental Equiment | Main Location | 90330000 |  | FIFO | Gnatus | [8 empty] | 0 | 0 | 0 | 1 | 0 | 0 | [6 empty] | NOS | 1 |  | GN/AR/SP/ARTICULATOR LEFT BENNETT ANGEL GREY 709000661
IM00573 | Articulator Spares-Gnatus-Articulator Left Condyle Inclination Sub Assembly |  |  | A Class | NOS | NOS | I-Inventory | FG-Finish Good | R | Spares | Articulator-Spares | Dental Equiment | Main Location | 90330000 |  | FIFO | Gnatus | [8 empty] | 0 | 0 | 0 | 1 | 0 | 0 | [6 empty] | NOS | 1 |  | Gn/Ar/Sp/Articulator Left Condyle Inclination Sub Assembly
IM00574 | Articulator Spares-Gnatus-Articulator Mounting Plate 709000663 |  |  | A Class | NOS | NOS | I-Inventory | FG-Finish Good | R | Spares | Articulator-Spares | Dental Equiment | Main Location | 90330000 |  | FIFO | Gnatus | [8 empty] | 0 | 0 | 0 | 1 | 0 | 0 | [6 empty] | NOS | 1 |  | GN/AR/SP/ARTICULATOR MOUNTING PLATE 709000663
IM00575 | Articulator Spares-Gnatus-Articulator Mounting Plate Screw |  |  | A Class | NOS | NOS | I-Inventory | FG-Finish Good | C | Spares | Articulator-Spares | Dental Equiment | Main Location | 90330000 |  | FIFO | Gnatus | [8 empty] | 0 | 0 | 0 | 1 | 0 | 0 | [6 empty] | NOS | 1 |  | Gn/Ar/Sp/Articulator Mounting Plate Screw
IM00576 | Articulator Spares-Gnatus-Articulator Nozzle 365001730 |  |  | A Class | NOS | NOS | I-Inventory | FG-Finish Good | C | Spares | Articulator-Spares | Dental Equiment | Main Location | 90330000 |  | FIFO | Gnatus | [8 empty] | 0 | 0 | 0 | 1 | 0 | 0 | [6 empty] | NOS | 1 |  | GN/AR/SP/ARTICULATOR NOZZLE 365001730
IM00577 | Articulator Spares-Gnatus-Articulator Nozzle 365004180 |  |  | A Class | NOS | NOS | I-Inventory | FG-Finish Good | C | Spares | Articulator-Spares | Dental Equiment | Main Location | 90330000 |  | FIFO | Gnatus | [8 empty] | 0 | 0 | 0 | 1 | 0 | 0 | [6 empty] | NOS | 1 |  | GN/AR/SP/ARTICULATOR NOZZLE 365004180
IM00578 | Articulator Spares-Gnatus-Articulator Nozzle 365004190 |  |  | A Class | NOS | NOS | I-Inventory | FG-Finish Good | C | Spares | Articulator-Spares | Dental Equiment | Main Location | 90330000 |  | FIFO | Gnatus | [8 empty] | 0 | 0 | 0 | 1 | 0 | 0 | [6 empty] | NOS | 1 |  | GN/AR/SP/ARTICULATOR NOZZLE 365004190
IM00579 | Articulator Spares-Gnatus-Articulator Nozzle 609000242 |  |  | A Class | NOS | NOS | I-Inventory | FG-Finish Good | R | Spares | Articulator-Spares | Dental Equiment | Main Location | 90330000 |  | FIFO | Gnatus | [8 empty] | 0 | 0 | 0 | 1 | 0 | 0 | [6 empty] | NOS | 1 |  | GN/AR/SP/ARTICULATOR NOZZLE 609000242
IM00580 | Articulator Spares-Gnatus-Articulator Nut 365004416 |  |  | A Class | NOS | NOS | I-Inventory | FG-Finish Good | R | Spares | Articulator-Spares | Dental Equiment | Main Location | 90330000 |  | FIFO | Gnatus | [8 empty] | 0 | 0 | 0 | 1 | 0 | 0 | [6 empty] | NOS | 1 |  | GN/AR/SP/ARTICULATOR NUT 365004416
IM00581 | Articulator Spares-Gnatus-Articulator Right Bennet Angle |  |  | A Class | NOS | NOS | I-Inventory | FG-Finish Good | R | Spares | Articulator-Spares | Dental Equiment | Main Location | 90330000 |  | FIFO | Gnatus | [8 empty] | 0 | 0 | 0 | 1 | 0 | 0 | [6 empty] | NOS | 1 |  | GN/AR/SP/ARTICULATOR RIGHT BENNET ANGLE
IM00582 | Articulator Spares-Gnatus-Articulator Right Condyle Inclination Sub Assembly |  |  | A Class | NOS | NOS | I-Inventory | FG-Finish Good | R | Spares | Articulator-Spares | Dental Equiment | Main Location | 90330000 |  | FIFO | Gnatus | [8 empty] | 0 | 0 | 0 | 1 | 0 | 0 | [6 empty] | NOS | 1 |  | Gn/Ar/Sp/Articulator Right Condyle Inclination Sub Assembly
IM00583 | Articulator Spares-Gnatus-Articulator Suppport Rod Clamp |  |  | A Class | NOS | NOS | I-Inventory | FG-Finish Good | R | Spares | Articulator-Spares | Dental Equiment | Main Location | 90330000 |  | FIFO | Gnatus | [8 empty] | 0 | 0 | 0 | 1 | 0 | 0 | [6 empty] | NOS | 1 |  | GN/AR/SP/ARTICULATOR SUPPPORT ROD CLAMP
IM00584 | Articulator Spares-Gnatus-Articulator Upper Frame Sub Assembly |  |  | A Class | NOS | NOS | I-Inventory | FG-Finish Good | R | Spares | Articulator-Spares | Dental Equiment | Main Location | 90330000 |  | FIFO | Gnatus | [8 empty] | 0 | 0 | 0 | 1 | 0 | 0 | [6 empty] | NOS | 1 |  | GN/AR/SP/ARTICULATOR UPPER FRAME SUB ASSEMBLY
IM00585 | Articulator Spares-Gnatus-Articulator Upper Frame Support Pin |  |  | A Class | NOS | NOS | I-Inventory | FG-Finish Good | R | Spares | Articulator-Spares | Dental Equiment | Main Location | 90330000 |  | FIFO | Gnatus | [8 empty] | 0 | 0 | 0 | 1 | 0 | 0 | [6 empty] | NOS | 1 |  | GN/AR/SP/ARTICULATOR UPPER FRAME SUPPORT PIN
IM00586 | Articulator Spares-Gnatus-Central Articulation Grey Cover 365004388 |  |  | A Class | NOS | NOS | I-Inventory | FG-Finish Good | R | Spares | Articulator-Spares | Dental Equiment | Main Location | 90330000 |  | FIFO | Gnatus | [8 empty] | 0 | 0 | 0 | 1 | 0 | 0 | [6 empty] | NOS | 1 |  | GN/AR/SP/CENTRAL ARTICULATION GREY COVER 365004388
IM00587 | Articulator Spares-Gnatus-Intermediary Articulation Lid 365004655 |  |  | A Class | NOS | NOS | I-Inventory | FG-Finish Good | R | Spares | Articulator-Spares | Dental Equiment | Main Location | 90330000 |  | FIFO | Gnatus | [8 empty] | 0 | 0 | 0 | 1 | 0 | 0 | [6 empty] | NOS | 1 |  | GN/AR/SP/INTERMEDIARY ARTICULATION LID 365004655
IM00588 | Articulator Spares-Gnatus-New Light Arm Rear Head Lid Articulation 365004660 |  |  | A Class | NOS | NOS | I-Inventory | FG-Finish Good | R | Spares | Articulator-Spares | Dental Equiment | Main Location | 90330000 |  | FIFO | Gnatus | [8 empty] | 0 | 0 | 0 | 1 | 0 | 0 | [6 empty] | NOS | 1 |  | GN/AR/SP/NEW LIGHT ARM REAR HEAD LID ARTICULATION 365004660
IM00589 | Articulator Spares-Gnatus-PB Handpiece Cartridge High Rotation Rotor Kit 996000048 |  |  | A Class | NOS | NOS | I-Inventory | FG-Finish Good | R | Spares | Articulator-Spares | Dental Equiment | Main Location | 90330000 |  | FIFO | Gnatus | [8 empty] | 0 | 0 | 0 | 1 | 0 | 0 | [6 empty] | NOS | 1 |  | Gn/Ar/Sp/PB H/p Cartridge High Rotation Rotor Kit 996000048
IM00590 | Articulator Spares-Gnatus-Rear Articulation 365004656 |  |  | A Class | NOS | NOS | I-Inventory | FG-Finish Good | R | Spares | Articulator-Spares | Dental Equiment | Main Location | 90330000 |  | FIFO | Gnatus | [8 empty] | 0 | 0 | 0 | 1 | 0 | 0 | [6 empty] | NOS | 1 |  | GN/AR/SP/REAR ARTICULATION 365004656
IM00591 | Articulator Spares-Gnatus-Rear Articulation Lid 365004657 |  |  | A Class | NOS | NOS | I-Inventory | FG-Finish Good | R | Spares | Articulator-Spares | Dental Equiment | Main Location | 90330000 |  | FIFO | Gnatus | [5 empty] | . |  |  | 0 | 0 | 0 | 1 | 0 | 0 | [6 empty] | NOS | 1 |  | GN/AR/SP/REAR ARTICULATION LID 365004657
IM00592 | Articulator Spares-Gnatus-Upper Arm Articulator 365004641 |  |  | A Class | NOS | NOS | I-Inventory | FG-Finish Good | R | Spares | Articulator-Spares | Dental Equiment | Main Location | 90330000 |  | FIFO | Gnatus | [8 empty] | 0 | 0 | 0 | 1 | 0 | 0 | [6 empty] | NOS | 1 |  | GN/AR/SP/UPPER ARM ARTICULATOR 365004641
IM00593 | Articulator-Gnatus Model JP 30 |  |  | A Class | NOS | NOS | I-Inventory | FG-Finish Good | R | Equipment | Articulator | Dental Equiment | Main Location | 90184900 |  | FIFO | Gnatus | [5 empty] | Semi adjustable,easy to operate articulator from GNATUS, Brazil* Ideal for prosthetic laboratory procedures Important tool for diagnosis and treatment Planning ** Easy to make patient impression and finally mount the model * Records taken easily and transferred accurately * Better access and visualisation of operating field * Removabale and autoclavable ear pieces and bite forks* Nasal support for perfect adaptation * Better performance and high precision |  |  | 0 | 0 | 0 | 1 | 0 | 0 | [6 empty] | NOS | 1 |  | GN/AC/MC/JP-30-GNATUS -ARTICULATOR MOD-JP-30
IM00613 | Blank-Indian-Zircoza Color-High Transtucent Zirconia Disc -Is-Tr-Czd9814-Shade-A2 |  |  | A Class | NOS | NOS | I-Inventory | FG-Finish Good | C | Consumables | Blank | CAD CAM | Main Location | 69091200 |  | FIFO | Jyoti Ceremic | [8 empty] | 0 | 0 | 0 | 1 | 0 | 0 | [6 empty] | NOS | 1 |  | JC/ZIRCOZA COLOR/HIGH TRANSTUCENT ZIRCONIA DISC /IS-TR-CZD9814/SHADE-A2
IM00614 | Blank-Indian-Zircoza Color-High Transtucent Zirconia Disc -Is-Tr-Czd9814-Shade-A3 |  |  | A Class | NOS | NOS | I-Inventory | FG-Finish Good | C | Consumables | Blank | CAD CAM | Main Location | 69091200 |  | FIFO | Jyoti Ceremic | [8 empty] | 0 | 0 | 0 | 1 | 0 | 0 | [6 empty] | NOS | 1 |  | JC/ZIRCOZA COLOR/HIGH TRANSTUCENT ZIRCONIA DISC /IS-TR-CZD9814/SHADE-A3
IM00615 | Blank-Indian-Zircoza Pro-High Transtucent Zirconia Disc -Is-Zd9810 |  |  | A Class | NOS | NOS | I-Inventory | FG-Finish Good | C | Consumables | Blank | CAD CAM | Main Location | 69091200 |  | FIFO | Jyoti Ceremic | [8 empty] | 0 | 0 | 0 | 1 | 0 | 0 | [6 empty] | NOS | 1 |  | JC/ZIRCOZA PRO/HIGH TRANSTUCENT ZIRCONIA DISC /IS-ZD9810
IM00616 | Blank-Indian-Zircoza Pro-High Transtucent Zirconia Disc -Is-Zd9812 |  |  | A Class | NOS | NOS | I-Inventory | FG-Finish Good | C | Consumables | Blank | CAD CAM | Main Location | 69091200 |  | FIFO | Jyoti Ceremic | [8 empty] | 0 | 0 | 0 | 1 | 0 | 0 | [6 empty] | NOS | 1 |  | JC/ZIRCOZA PRO/HIGH TRANSTUCENT ZIRCONIA DISC /IS-ZD9812
IM00617 | Blank-Indian-Zircoza Pro-High Transtucent Zirconia Disc -Is-Zd9814 |  |  | A Class | NOS | NOS | I-Inventory | FG-Finish Good | C | Consumables | Blank | CAD CAM | Main Location | 69091200 |  | FIFO | Jyoti Ceremic | [8 empty] | 0 | 0 | 0 | 1 | 0 | 0 | [6 empty] | NOS | 1 |  | JC/ZIRCOZA PRO/HIGH TRANSTUCENT ZIRCONIA DISC /IS-ZD9814
IM00618 | Blank-Indian-Zircoza Pro-High Transtucent Zirconia Disc -Is-Zd9816 |  |  | A Class | NOS | NOS | I-Inventory | FG-Finish Good | C | Consumables | Blank | CAD CAM | Main Location | 69091200 |  | FIFO | Jyoti Ceremic | [8 empty] | 0 | 0 | 0 | 1 | 0 | 0 | [6 empty] | NOS | 1 |  | JC/ZIRCOZA PRO/HIGH TRANSTUCENT ZIRCONIA DISC /IS-ZD9816
IM00619 | Blank-Indian-Zircoza Plus-High Transtucent Zirconia Disc -Is-Tr-Zd9810 |  |  | A Class | NOS | NOS | I-Inventory | FG-Finish Good | C | Consumables | Blank | CAD CAM | Main Location | 69091200 |  | FIFO | Jyoti Ceremic | [8 empty] | 0 | 0 | 0 | 1 | 0 | 0 | [6 empty] | NOS | 1 |  | JC/ZIRCOZA PLUS/HIGH TRANSTUCENT ZIRCONIA DISC /IS-TR-ZD9810
IM00620 | Blank-Indian-Zircoza Plus-High Transtucent Zirconia Disc-Is-Tr-Zd9812 |  |  | A Class | NOS | NOS | I-Inventory | FG-Finish Good | C | Consumables | Blank | CAD CAM | Main Location | 69091200 |  | FIFO | Jyoti Ceremic | [8 empty] | 0 | 0 | 0 | 1 | 0 | 0 | [6 empty] | NOS | 1 |  | JC/ZIRCOZA PLUS/HIGH TRANSTUCENT ZIRCONIA DISC/IS-TR-ZD9812
IM00621 | Blank-Indian-Zircoza Plus-High Transtucent Zirconia Disc-Is-Tr-Zd9814 |  |  | A Class | NOS | NOS | I-Inventory | FG-Finish Good | C | Consumables | Blank | CAD CAM | Main Location | 69091200 |  | FIFO | Jyoti Ceremic | [8 empty] | 0 | 0 | 0 | 1 | 0 | 0 | [6 empty] | NOS | 1 |  | JC/ZIRCOZA PLUS/HIGH TRANSTUCENT ZIRCONIA DISC/IS-TR-ZD9814
IM00622 | Blank-Indian-Zircoza Plus-High Transtucent Zirconia Disc-Is-Tr-Zd9816 |  |  | A Class | NOS | NOS | I-Inventory | FG-Finish Good | C | Consumables | Blank | CAD CAM | Main Location | 69091200 |  | FIFO | Jyoti Ceremic | [8 empty] | 0 | 0 | 0 | 1 | 0 | 0 | [6 empty] | NOS | 1 |  | JC/ZIRCOZA PLUS/HIGH TRANSTUCENT ZIRCONIA DISC/IS-TR-ZD9816
IM00623 | Blank-Indian-Zircoza Premium-High Transtucent Zirconia Disc-Is-Etr-Zd9810 |  |  | A Class | NOS | NOS | I-Inventory | FG-Finish Good | C | Consumables | Blank | CAD CAM | Main Location | 69091200 |  | FIFO | Jyoti Ceremic | [8 empty] | 0 | 0 | 0 | 1 | 0 | 0 | [6 empty] | NOS | 1 |  | JC/ZIRCOZA PREMIUM/HIGH TRANSTUCENT ZIRCONIA DISC/IS-ETR-ZD9810
IM00624 | Blank-Indian-Zircoza Premium-High Transtucent Zirconia Disc-Is-Etr-Zd9812 |  |  | A Class | NOS | NOS | I-Inventory | FG-Finish Good | C | Consumables | Blank | CAD CAM | Main Location | 69091200 |  | FIFO | Jyoti Ceremic | [8 empty] | 0 | 0 | 0 | 1 | 0 | 0 | [6 empty] | NOS | 1 |  | JC/ZIRCOZA PREMIUM/HIGH TRANSTUCENT ZIRCONIA DISC/IS-ETR-ZD9812
IM00625 | Blank-Indian-Zircoza Premium-High Transtucent Zirconia Disc-Is-Etr-Zd9814 |  |  | A Class | NOS | NOS | I-Inventory | FG-Finish Good | C | Consumables | Blank | CAD CAM | Main Location | 69091200 |  | FIFO | Jyoti Ceremic | [8 empty] | 0 | 0 | 0 | 1 | 0 | 0 | [6 empty] | NOS | 1 |  | JC/ZIRCOZA PREMIUM/HIGH TRANSTUCENT ZIRCONIA DISC/IS-ETR-ZD9814
IM00626 | Blank-Indian-Zircoza Premium-High Transtucent Zirconia Disc-Is-Etr-Zd9816 |  |  | A Class | NOS | NOS | I-Inventory | FG-Finish Good | C | Consumables | Blank | CAD CAM | Main Location | 69091200 |  | FIFO | Jyoti Ceremic | [8 empty] | 0 | 0 | 0 | 1 | 0 | 0 | [6 empty] | NOS | 1 |  | JC/ZIRCOZA PREMIUM/HIGH TRANSTUCENT ZIRCONIA DISC/IS-ETR-ZD9816
IM00627 | Blank- Aidite-PMMA Blank Round 98X16MM Shade A1 |  |  | A Class | NOS | NOS | I-Inventory | TG-Trading Good |  | Consumables | Blank | CAD CAM | Main Location | 30069100 |  | FIFO | Aidite | [8 empty] | 0 | 0 | 0 | 1 | 0 | 0 | [6 empty] | NOS | 1 |  | AD/PMMA BLANK/ROUND 98X16MM/SHADE A1
IM00628 | Blank-Aidite- PMMA Blank Round 98X16MM Shade A2 |  |  | A Class | NOS | NOS | I-Inventory | FG-Finish Good | R | Consumables | Blank | CAD CAM | Main Location | 30069100 |  | FIFO | Aidite | [8 empty] | 0 | 0 | 0 | 1 | 0 | 0 | [6 empty] | NOS | 1 |  | AD/PMMA BLANK/ROUND 98X16MM/SHADE A2
IM00629 | Blank-Aidite-Wax Blank Round 98X16MM |  |  | A Class | NOS | NOS | I-Inventory | FG-Finish Good | R | Consumables | Blank | CAD CAM | Main Location | 90184900 |  | FIFO | Aidite | [8 empty] | 0 | 0 | 0 | 1 | 0 | 0 | [6 empty] | NOS | 1 |  | AD/WAX BLANK/ ROUND/98x 16MM
IM00630 | Blank-Aidite-Zirconia-High Translucent Round Blank 98X10MM |  |  | A Class | NOS | NOS | I-Inventory | FG-Finish Good | C | Consumables | Blank | CAD CAM | Main Location | 30069100 |  | FIFO | Aidite | [8 empty] | 0 | 0 | 0 | 1 | 0 | 0 | [6 empty] | NOS | 1 |  | ZIRC /AD/ BLANK/HIGH TRANSLUCENT/ ROUND/98x 10MM
IM00631 | Blank-Aidite-Zirconia-High Translucent Round Blank 98X12MM |  |  | A Class | NOS | NOS | I-Inventory | FG-Finish Good | C | Consumables | Blank | CAD CAM | Main Location | 30069100 |  | FIFO | Aidite | [8 empty] | 0 | 0 | 0 | 1 | 0 | 0 | [6 empty] | NOS | 1 |  | ZIRC /AD/ BLANK/HIGH TRANSLUCENT/ ROUND/98x 12MM
IM00632 | Blank-Aidite-Zirconia-High Translucent Round Blank 98X14MM |  |  | A Class | NOS | NOS | I-Inventory | FG-Finish Good | C | Consumables | Blank | CAD CAM | Main Location | 30069100 |  | FIFO | Aidite | [8 empty] | 0 | 0 | 0 | 1 | 0 | 0 | [6 empty] | NOS | 1 |  | ZIRC /AD/ BLANK/HIGH TRANSLUCENT/ ROUND/98x 14MM
IM00633 | Blank-Aidite-Zirconia-High Translucent Round Blank 98X16MM |  |  | A Class | NOS | NOS | I-Inventory | FG-Finish Good | C | Consumables | Blank | CAD CAM | Main Location | 30069100 |  | FIFO | Aidite | [8 empty] | 0 | 0 | 0 | 1 | 0 | 0 | [6 empty] | NOS | 1 |  | ZIRC /AD/ BLANK/HIGH TRANSLUCENT/ ROUND/98x 16MM
IM00634 | Blank-Aidite-Zirconia-High Translucent Round Blank 98X18MM |  |  | A Class | NOS | NOS | I-Inventory | FG-Finish Good | C | Consumables | Blank | CAD CAM | Main Location | 30069100 |  | FIFO | Aidite | [8 empty] | 0 | 0 | 0 | 1 | 0 | 0 | [6 empty] | NOS | 1 |  | ZIRC /AD/ BLANK/HIGH TRANSLUCENT/ ROUND/98x 18MM
IM00635 | Blank-Aidite-Zirconia- Super High Translucent Round Blank 98X10MM |  |  | A Class | NOS | NOS | I-Inventory | FG-Finish Good | R | Consumables | Blank | CAD CAM | Main Location | 30069100 |  | FIFO | Aidite | [8 empty] | 0 | 0 | 0 | 1 | 0 | 0 | [6 empty] | NOS | 1 |  | ZIRC /AD/ BLANK/SUPER HIGH TRANSLT/ ROUND/98x 10MM
IM00655 | Bleaching Machine- A Top Chair Mount-AT115 |  |  | A Class | NOS | NOS | I-Inventory | FG-Finish Good | R | Equipment | Bleaching Machine | Dental Equiment | Main Location | 90184900 |  | FIFO | A Top | [8 empty] | 0 | 0 | 0 | 1 | 0 | 0 | [6 empty] | NOS | 1 |  | AT/BL/MC/A TOP/BLEACHING MACHINE CHAIR MOUNT/AT115
IM00656 | Bleaching Machine-Coxo Bleaching Machine Chair Mount Model C Bright 1B |  |  | A Class | NOS | NOS | I-Inventory | FG-Finish Good | R | Equipment | Bleaching Machine | Dental Equiment | Main Location | 90330000 |  | FIFO | Hongkong Coxo | [8 empty] | 0 | 0 | 0 | 1 | 0 | 0 | [6 empty] | NOS | 1 |  | CO/BL/MC/C-BRIGHT-1B BLEACHING MACHINE CHAIR MOUNT
IM00657 | Bleaching Machine-Gnatus Optilight CL Chair Mount |  |  | A Class | NOS | NOS | I-Inventory | FG-Finish Good | R | Equipment | Bleaching Machine | Dental Equiment | Main Location | 90184900 |  | FIFO | Gnatus | [8 empty] | 0 | 0 | 0 | 1 | 0 | 0 | [6 empty] | NOS | 1 |  | GN/BL/MC/OPTILIGHT CL-GNATUS BLEACHING UNIT CHAIRMO
IM00658 | Grinding Burr-VHF-1.0MM-L-35MM (Z100-R2-35) |  |  | A Class | NOS | NOS | I-Inventory | FG-Finish Good | R | Consumables | Grinding Burr | CAD CAM | Main Location | 90184900 |  | FIFO | VHF | [8 empty] | 0 | 0 | 0 | 1 | 0 | 0 | [6 empty] | NOS | 1 |  | VHF/AC/GRINDING BURR/1.0MM/L-35MM (Z100-R2-35)
IM00659 | Grinding Burr-VHF-2.0MM-L-35Mm (Z200-R3-35) |  |  | A Class | NOS | NOS | I-Inventory | FG-Finish Good | R | Consumables | Grinding Burr | CAD CAM | Main Location | 90184900 |  | FIFO | VHF | [8 empty] | 0 | 0 | 0 | 1 | 0 | 0 | [6 empty] | NOS | 1 |  | VHF/AC/GRINDING BURR/2.0MM/L-35MM (Z200-R3-35)
IM00660 | Camera-Accessoires-Local-Canon-Slr Camera-750 D |  |  | A Class | NOS | NOS | I-Inventory | FG-Finish Good | R | Accessories | Camera-Accessoires | Dental Equiment | Main Location | 8525 |  | FIFO | Indian Product | [8 empty] | 0 | 0 | 0 | 1 | 0 | 0 | [6 empty] | NOS | 1 |  | IN/AC/CANON-SLR CAMERA/750 D
IM00661 | Clinical Engine- Strong- Micro Motor Engine EI COIL CORD 108E |  |  | A Class | NOS | NOS | I-Inventory | FG-Finish Good | R | Equipment | Clincal Engine | Dental Equiment | Main Location | 90184900 |  | FIFO | Strong | [5 empty] | Speed upto 35,000 RPM* One spare carbon brush set* Low heat generation suitable for long use |  |  | 0 | 0 | 0 | 1 | 0 | 0 | [6 empty] | NOS | 1 |  | ST/CE/AC/MICRO MOTOR ENGINE EI COIL CORD 108E
IM00662 | Clinical Engine Spares-Strong-108E-1 O Ring |  |  | A Class | NOS | NOS | I-Inventory | FG-Finish Good | C | Spares | Clinical Engine-Spares | Dental Equiment | Main Location | 90330000 |  | FIFO | Strong | [8 empty] | 0 | 0 | 0 | 1 | 0 | 0 | [6 empty] | NOS | 1 |  | ST/CE/SP/108E-1 O RING
IM00663 | Clinical Engine Spares-Strong-108E-10 Terminal B |  |  | A Class | NOS | NOS | I-Inventory | FG-Finish Good | R | Spares | Clinical Engine-Spares | Dental Equiment | Main Location | 90330000 |  | FIFO | Strong | [8 empty] | 0 | 0 | 0 | 1 | 0 | 0 | [6 empty] | NOS | 1 |  | ST/CE/SP/108E-10 TERMINAL B
IM00664 | Clinical Engine Spares-Strong-108E-13 Bush Holder B Ass,Y |  |  | A Class | NOS | NOS | I-Inventory | FG-Finish Good | R | Spares | Clinical Engine-Spares | Dental Equiment | Main Location | 90330000 |  | FIFO | Strong | [8 empty] | 0 | 0 | 0 | 1 | 0 | 0 | [6 empty] | NOS | 1 |  | ST/CE/SP/108E-13 BUSH HOLDER B ASS,Y
IM00665 | Clinical Engine Spares-Strong-108E-14 Washer |  |  | A Class | NOS | NOS | I-Inventory | FG-Finish Good | R | Spares | Clinical Engine-Spares | Dental Equiment | Main Location | 90330000 |  | FIFO | Strong | [8 empty] | 0 | 0 | 0 | 1 | 0 | 0 | [6 empty] | NOS | 1 |  | ST/CE/SP/108E-14 WASHER
IM00666 | Clinical Engine Spares-Strong-108E-15 O Ring |  |  | A Class | NOS | NOS | I-Inventory | FG-Finish Good | C | Spares | Clinical Engine-Spares | Dental Equiment | Main Location | 90330000 |  | FIFO | Strong | [8 empty] | 0 | 0 | 0 | 1 | 0 | 0 | [6 empty] | NOS | 1 |  | ST/CE/SP/108E-15 O RING
IM00667 | Clinical Engine Spares-Strong-108E-16 Brush Hold |  |  | A Class | NOS | NOS | I-Inventory | FG-Finish Good | R | Spares | Clinical Engine-Spares | Dental Equiment | Main Location | 90330000 |  | FIFO | Strong | [8 empty] | 0 | 0 | 0 | 1 | 0 | 0 | [6 empty] | NOS | 1 |  | ST/CE/SP/108E-16 BRUSH HOLD
IM00668 | Clinical Engine Spares-Strong-108E-17 Cord Ass,Y |  |  | A Class | NOS | NOS | I-Inventory | FG-Finish Good | R | Spares | Clinical Engine-Spares | Dental Equiment | Main Location | 90330000 |  | FIFO | Strong | [8 empty] | 0 | 0 | 0 | 1 | 0 | 0 | [6 empty] | NOS | 1 |  | ST/CE/SP/108E-17 CORD ASS,Y
IM00669 | Clinical Engine Spares-Strong-108E-3 Bolt |  |  | A Class | NOS | NOS | I-Inventory | FG-Finish Good | R | Spares | Clinical Engine-Spares | Dental Equiment | Main Location | 90330000 |  | FIFO | Strong | [8 empty] | 0 | 0 | 0 | 1 | 0 | 0 | [6 empty] | NOS | 1 |  | ST/CE/SP/108E-3 BOLT
IM00670 | Clinical Engine Spares-Strong-108E-4 Coupling |  |  | A Class | NOS | NOS | I-Inventory | FG-Finish Good | R | Spares | Clinical Engine-Spares | Dental Equiment | Main Location | 90330000 |  | FIFO | Strong | [8 empty] | 0 | 0 | 0 | 1 | 0 | 0 | [6 empty] | NOS | 1 |  | ST/CE/SP/108E-4 COUPLING
IM00671 | Clinical Engine Spares-Strong-108E-6 Front Bearing Flat Washer |  |  | A Class | NOS | NOS | I-Inventory | FG-Finish Good | R | Spares | Clinical Engine-Spares | Dental Equiment | Main Location | 90330000 |  | FIFO | Strong | [8 empty] | 0 | 0 | 0 | 1 | 0 | 0 | [6 empty] | NOS | 1 |  | ST/CE/SP/108E-6 FRONT BEARING FLAT WASHER
IM00672 | Clinical Engine Spares-Strong-108E-7 Armature Ass,Y |  |  | A Class | NOS | NOS | I-Inventory | FG-Finish Good | R | Spares | Clinical Engine-Spares | Dental Equiment | Main Location | 90330000 |  | FIFO | Strong | [8 empty] | 0 | 0 | 0 | 1 | 0 | 0 | [6 empty] | NOS | 1 |  | ST/CE/SP/108E-7 ARMATURE ASS,Y
IM00673 | Clinical Engine Spares-Strong-108E-8 Front Bearing Flat Washer B |  |  | A Class | NOS | NOS | I-Inventory | FG-Finish Good | R | Spares | Clinical Engine-Spares | Dental Equiment | Main Location | 90330000 |  | FIFO | Strong | [8 empty] | 0 | 0 | 0 | 1 | 0 | 0 | [6 empty] | NOS | 1 |  | ST/CE/SP/108E-8 FRONT BEARING FLAT WASHER B
IM00674 | Clinical Engine Spares-Strong-108E-9 Ball Bearing 830Zz |  |  | A Class | NOS | NOS | I-Inventory | FG-Finish Good | C | Spares | Clinical Engine-Spares | Dental Equiment | Main Location | 90330000 |  | FIFO | Strong | [8 empty] | 0 | 0 | 0 | 1 | 0 | 0 | [6 empty] | NOS | 1 |  | ST/CE/SP/108E-9 BALL BEARING 830ZZ
IM00675 | Colouring Liquid-Aidite-Super High Trans-50 ML- A1 |  |  | A Class | NOS | NOS | I-Inventory | FG-Finish Good | R | Consumables | Coloring Liquid | CAD CAM | Main Location | 30064000 |  | FIFO | Aidite | [8 empty] | 0 | 0 | 0 | 1 | 0 | 0 | [6 empty] | NOS | 1 |  | AIDITE COLORING LIQ/SUPER HIGH TRANS./50 ML/ A1
IM00676 | Colouring Liquid-Aidite-Super High Trans.-50 ML- A2 |  |  | A Class | NOS | NOS | I-Inventory | FG-Finish Good | R | Consumables | Coloring Liquid | CAD CAM | Main Location | 30064000 |  | FIFO | Aidite | [8 empty] | 0 | 0 | 0 | 1 | 0 | 0 | [6 empty] | NOS | 1 |  | AIDITE COLORING LIQ/SUPER HIGH TRANS./50 ML/ A2
IM00677 | Colouring Liquid-Aidite-Super High Trans-50 ML-A3 |  |  | A Class | NOS | NOS | I-Inventory | FG-Finish Good | R | Consumables | Coloring Liquid | CAD CAM | Main Location | 30064000 |  | FIFO | Aidite | [8 empty] | 0 | 0 | 0 | 1 | 0 | 0 | [6 empty] | NOS | 1 |  | AIDITE COLORING LIQ/SUPER HIGH TRANS./50 ML/ A3
IM00678 | Colouring Liquid-Aidite- Super High Trans. 100 Ml A2 |  |  | A Class | NOS | NOS | I-Inventory | FG-Finish Good | C | Consumables | Coloring Liquid | CAD CAM | Main Location | 81099000 |  | FIFO | Aidite | [8 empty] | 0 | 0 | 0 | 1 | 0 | 0 | [6 empty] | NOS | 1 |  | CAD/MT/CM/AIDITE COLORING LIQ SUPER HIGH TRANS. 100 ML A2
IM00679 | Colouring Liquid-Aidite- Super High Trans. 100 Ml C2 |  |  | A Class | NOS | NOS | I-Inventory | FG-Finish Good | C | Consumables | Coloring Liquid | CAD CAM | Main Location | 81099000 |  | FIFO | Aidite | [8 empty] | 0 | 0 | 0 | 1 | 0 | 0 | [6 empty] | NOS | 1 |  | CAD/MT/CM/AIDITE COLORING LIQ SUPER HIGH TRANS. 100 ML C2
IM00680 | Colouring Liquid-Aidite- Super High Trans.100 Ml B2 |  |  | A Class | NOS | NOS | I-Inventory | FG-Finish Good | R | Consumables | Coloring Liquid | CAD CAM | Main Location | 81099000 |  | FIFO | Aidite | [8 empty] | 0 | 0 | 0 | 1 | 0 | 0 | [6 empty] | NOS | 1 |  | CAD/MT/CM/AIDITE COLORING LIQ SUPER HIGH TRANS.100 ML B2
IM00681 | Colouring Liquid-Aidite- Incisal Coloring Liquid T1 |  |  | A Class | NOS | NOS | I-Inventory | FG-Finish Good | C | Consumables | Coloring Liquid | CAD CAM | Main Location | 81099000 |  | FIFO | Aidite | [8 empty] | 0 | 0 | 0 | 1 | 0 | 0 | [6 empty] | NOS | 1 |  | CAD/MT/CM/AIDITE INCISAL COLORING LIQUID T1
IM00682 | Colouring Liquid-Aidite- Indicator Liquid Blue |  |  | A Class | NOS | NOS | I-Inventory | FG-Finish Good | R | Consumables | Coloring Liquid | CAD CAM | Main Location | 81099000 |  | FIFO | Aidite | [8 empty] | 0 | 0 | 0 | 1 | 0 | 0 | [6 empty] | NOS | 1 |  | CAD/MT/CM/AIDITE INDICATOR LIQUID BLUE
IM00683 | Colouring Liquid-Aidite- Indicator Liquid Green |  |  | A Class | NOS | NOS | I-Inventory | FG-Finish Good | R | Consumables | Coloring Liquid | CAD CAM | Main Location | 81099000 |  | FIFO | Aidite | [8 empty] | 0 | 0 | 0 | 1 | 0 | 0 | [6 empty] | NOS | 1 |  | CAD/MT/CM/AIDITE INDICATOR LIQUID GREEN
IM00684 | Colouring Liquid-Aidite- Indicator Liquid Red |  |  | A Class | NOS | NOS | I-Inventory | FG-Finish Good | C | Consumables | Coloring Liquid | CAD CAM | Main Location | 81099000 |  | FIFO | Aidite | [8 empty] | 0 | 0 | 0 | 1 | 0 | 0 | [6 empty] | NOS | 1 |  | CAD/MT/CM/AIDITE INDICATOR LIQUID RED
IM00685 | Colouring Liquid-Aidite- Indicator Liquid Yellow |  |  | A Class | NOS | NOS | I-Inventory | FG-Finish Good | C | Consumables | Coloring Liquid | CAD CAM | Main Location | 81099000 |  | FIFO | Aidite | [8 empty] | 0 | 0 | 0 | 1 | 0 | 0 | [6 empty] | NOS | 1 |  | CAD/MT/CM/AIDITE INDICATOR LIQUID YELLOW
IM00686 | Colouring Liquid- Aidite-UPCERA 100 ML D4 |  |  | A Class | NOS | NOS | I-Inventory | FG-Finish Good | R | Consumables | Coloring Liquid | CAD CAM | Main Location | 30064000 |  | FIFO | Aidite | [8 empty] | 0 | 0 | 0 | 1 | 0 | 0 | [6 empty] | NOS | 1 |  | ADITE UPCERA COLORING LIQUID 100 ML D4
IM00687 | Colouring Liquid- Aidite- 25ML B1 |  |  | A Class | NOS | NOS | I-Inventory | FG-Finish Good | R | Consumables | Coloring Liquid | CAD CAM | Main Location | 30064000 |  | FIFO | Aidite | [8 empty] | 0 | 0 | 0 | 1 | 0 | 0 | [6 empty] | NOS | 1 |  | AIDITE COLORING LIQUID 25 ML B1
IM00688 | Colouring Liquid- Aidite- 25ML D2 |  |  | A Class | NOS | NOS | I-Inventory | FG-Finish Good | R | Consumables | Coloring Liquid | CAD CAM | Main Location | 30064000 |  | FIFO | Aidite | [8 empty] | 0 | 0 | 0 | 1 | 0 | 0 | [6 empty] | NOS | 1 |  | AIDITE COLORING LIQUID 25 ML D2
IM00689 | Colouring Liquid- Aidite- 25ML D4 |  |  | A Class | NOS | NOS | I-Inventory | FG-Finish Good | R | Consumables | Coloring Liquid | CAD CAM | Main Location | 30064000 |  | FIFO | Aidite | [8 empty] | 0 | 0 | 0 | 1 | 0 | 0 | [6 empty] | NOS | 1 |  | AIDITE COLORING LIQUID 25 ML D4
IM00690 | Component-Local-10 Om-0.5 Watt Resistant |  |  | A Class | NOS | NOS | I-Inventory | FG-Finish Good | C | Spares | Component | Dental Equiment | Main Location | 90330000 |  | FIFO | Indian Product | [8 empty] | 0 | 0 | 0 | 1 | 0 | 0 | [6 empty] | NOS | 1 |  | Component-Local-10 Om-0.5 Watt Resistant
IM00691 | Component-Local-100 Mfd Capacitor |  |  | A Class | NOS | NOS | I-Inventory | FG-Finish Good | C | Spares | Component | Dental Equiment | Main Location | 90330000 |  | FIFO | Indian Product | [8 empty] | 0 | 0 | 0 | 1 | 0 | 0 | [6 empty] | NOS | 1 |  | Component-Local-100 MFD Capacitor
IM00692 | Component-Local-10 Ohms 2W Carbon Resistor |  |  | A Class | NOS | NOS | I-Inventory | FG-Finish Good | C | Spares | Component | Dental Equiment | Main Location | 90330000 |  | FIFO | Indian Product | [8 empty] | 0 | 0 | 0 | 1 | 0 | 0 | [6 empty] | NOS | 1 |  | Local Component-Local-10 OHMS 2w Carbon Resistor
IM00693 | Component-Local-100Uf 50V Capacitor |  |  | A Class | NOS | NOS | I-Inventory | FG-Finish Good | C | Spares | Component | Dental Equiment | Main Location | 90330000 |  | FIFO | Indian Product | [8 empty] | 0 | 0 | 0 | 1 | 0 | 0 | [6 empty] | NOS | 1 |  | Local Component-Local-100uf 50v Capacitor
IM00694 | Component-Local-In-5408 |  |  | A Class | NOS | NOS | I-Inventory | FG-Finish Good | C | Spares | Component | Dental Equiment | Main Location | 90330000 |  | FIFO | Indian Product | [8 empty] | 0 | 0 | 0 | 1 | 0 | 0 | [6 empty] | NOS | 1 |  | Local-Indian Component-Local-In-5408
IM00695 | Component-Local-Lm-7805 Regulator Ic |  |  | A Class | NOS | NOS | I-Inventory | FG-Finish Good | C | Spares | Component | Dental Equiment | Main Location | 90330000 |  | FIFO | Indian Product | [8 empty] | 0 | 0 | 0 | 1 | 0 | 0 | [6 empty] | NOS | 1 |  | Local-Indian Component-Local-Lm-7805 Regulator IC
IM00696 | Component-Local- 103(10Kilo Ohm) Pot Adjuster |  |  | A Class | NOS | NOS | I-Inventory | FG-Finish Good | C | Spares | Component | Dental Equiment | Main Location | 90330000 |  | FIFO | Indian Product | [8 empty] | 0 | 0 | 0 | 1 | 0 | 0 | [6 empty] | NOS | 1 |  | Component-Local- COMPONENT 103(10KILO OHM) POT ADJUSTER
IM00698 | Component-Local- Micro Switch For Pad Chair |  |  | A Class | NOS | NOS | I-Inventory | FG-Finish Good | C | Spares | Component | Dental Equiment | Main Location | 90330000 |  | FIFO | Indian Product | [8 empty] | 0 | 0 | 0 | 1 | 0 | 0 | [6 empty] | NOS | 1 |  | Component-Local- COMPONENT MICRO SWITCH FOR PAD CHAIR
IM00699 | Component-Local- Tip122 Transistor |  |  | A Class | NOS | NOS | I-Inventory | FG-Finish Good | C | Spares | Component | Dental Equiment | Main Location | 90330000 |  | FIFO | Indian Product | [8 empty] | 0 | 0 | 0 | 1 | 0 | 0 | [6 empty] | NOS | 1 |  | Component-Local- COMPONENT TIP122 TRANSISTOR
IM00700 | Component-Local-2.2 Kilo Ohms 1W Carbon Resistor |  |  | A Class | NOS | NOS | I-Inventory | FG-Finish Good | C | Spares | Component | Dental Equiment | Main Location | 90330000 |  | FIFO | Indian Product | [8 empty] | 0 | 0 | 0 | 1 | 0 | 0 | [6 empty] | NOS | 1 |  | Component-Local- Component-Local-2.2 KILO OHMS 1W CARBON RESISTOR
IM00701 | Component-Local-203(20Kilo Ohm)Pot Adjuster |  |  | A Class | NOS | NOS | I-Inventory | FG-Finish Good | C | Spares | Component | Dental Equiment | Main Location | 90330000 |  | FIFO | Indian Product | [8 empty] | 0 | 0 | 0 | 1 | 0 | 0 | [6 empty] | NOS | 1 |  | Component-Local- Component-Local-203(20KILO OHM)POT ADJUSTER
IM00702 | Component-Local-24V Relay |  |  | A Class | NOS | NOS | I-Inventory | FG-Finish Good | C | Spares | Component | Dental Equiment | Main Location | 90330000 |  | FIFO | Indian Product | [8 empty] | 0 | 0 | 0 | 1 | 0 | 0 | [6 empty] | NOS | 1 |  | Component-Local- Component-Local-24V RELAY
IM00703 | Component-Local-24V Zena Diode 2W |  |  | A Class | NOS | NOS | I-Inventory | FG-Finish Good | C | Spares | Component | Dental Equiment | Main Location | 90330000 |  | FIFO | Indian Product | [8 empty] | 0 | 0 | 0 | 1 | 0 | 0 | [6 empty] | NOS | 1 |  | Component-Local- Component-Local-24V ZENA DIODE 2W
IM00704 | Component-Local-4N25-Ic |  |  | A Class | NOS | NOS | I-Inventory | FG-Finish Good | C | Spares | Component | Dental Equiment | Main Location | 90330000 |  | FIFO | Indian Product | [8 empty] | 0 | 0 | 0 | 1 | 0 | 0 | [6 empty] | NOS | 1 |  | Component-Local- Component-Local-4N25-IC
IM00705 | Component-Local-74 Hc 165-Ic |  |  | A Class | NOS | NOS | I-Inventory | FG-Finish Good | C | Spares | Component | Dental Equiment | Main Location | 90330000 |  | FIFO | Indian Product | [8 empty] | 0 | 0 | 0 | 1 | 0 | 0 | [6 empty] | NOS | 1 |  | Component-Local- Component-Local-74 HC 165-IC
IM00706 | Component-Local-74 Hc104-Ic |  |  | A Class | NOS | NOS | I-Inventory | FG-Finish Good | C | Spares | Component | Dental Equiment | Main Location | 90330000 |  | FIFO | Indian Product | [8 empty] | 0 | 0 | 0 | 1 | 0 | 0 | [6 empty] | NOS | 1 |  | Component-Local- Component-Local-74 HC104-IC
IM00707 | Component-Local-Bc 337 Transistor |  |  | A Class | NOS | NOS | I-Inventory | FG-Finish Good | C | Spares | Component | Dental Equiment | Main Location | 90330000 |  | FIFO | Indian Product | [8 empty] | 0 | 0 | 0 | 1 | 0 | 0 | [6 empty] | NOS | 1 |  | Component-Local- Component-Local-BC 337 TRANSISTOR
IM00708 | Component-Local-Bta-16 |  |  | A Class | NOS | NOS | I-Inventory | FG-Finish Good | C | Spares | Component | Dental Equiment | Main Location | 90330000 |  | FIFO | Indian Product | [8 empty] | 0 | 0 | 0 | 1 | 0 | 0 | [6 empty] | NOS | 1 |  | Component-Local- Component-Local-BTA-16
IM00709 | Component-Local-Bta-24 |  |  | A Class | NOS | NOS | I-Inventory | FG-Finish Good | C | Spares | Component | Dental Equiment | Main Location | 90330000 |  | FIFO | Indian Product | [8 empty] | 0 | 0 | 0 | 1 | 0 | 0 | [6 empty] | NOS | 1 |  | Component-Local- Component-Local-BTA-24
IM00710 | Component-Local-Bv-5248 |  |  | A Class | NOS | NOS | I-Inventory | FG-Finish Good | C | Spares | Component | Dental Equiment | Main Location | 90330000 |  | FIFO | Indian Product | [8 empty] | 0 | 0 | 0 | 1 | 0 | 0 | [6 empty] | NOS | 1 |  | Component-Local- Component-Local-BV-5248
IM00711 | Component-Local-El-3063 Ic |  |  | A Class | NOS | NOS | I-Inventory | FG-Finish Good | C | Spares | Component | Dental Equiment | Main Location | 90330000 |  | FIFO | Indian Product | [8 empty] | 0 | 0 | 0 | 1 | 0 | 0 | [6 empty] | NOS | 1 |  | Component-Local- Component-Local-EL-3063 IC
IM00712 | Component-Local-Ic Base |  |  | A Class | NOS | NOS | I-Inventory | FG-Finish Good | C | Spares | Component | Dental Equiment | Main Location | 90330000 |  | FIFO | Indian Product | [8 empty] | 0 | 0 | 0 | 1 | 0 | 0 | [6 empty] | NOS | 1 |  | Component-Local- Component-Local-IC BASE
IM00713 | Component-Local-Im 358-Ic 8 Pin |  |  | A Class | NOS | NOS | I-Inventory | FG-Finish Good | C | Spares | Component | Dental Equiment | Main Location | 90330000 |  | FIFO | Indian Product | [8 empty] | 0 | 0 | 0 | 1 | 0 | 0 | [6 empty] | NOS | 1 |  | Component-Local- Component-Local-IM 358-IC 8 PIN
IM00714 | Component-Local-In-4148 |  |  | A Class | NOS | NOS | I-Inventory | FG-Finish Good | C | Spares | Component | Dental Equiment | Main Location | 90330000 |  | FIFO | Indian Product | [8 empty] | 0 | 0 | 0 | 1 | 0 | 0 | [6 empty] | NOS | 1 |  | Component-Local- Component-Local-IN-4148
IM00715 | Component-Local-Led-White For Xray Viewer |  |  | A Class | NOS | NOS | I-Inventory | FG-Finish Good | C | Spares | Component | Dental Equiment | Main Location | 90330000 |  | FIFO | Indian Product | [8 empty] | 0 | 0 | 0 | 1 | 0 | 0 | [6 empty] | NOS | 1 |  | Component-Local- Component-Local-LED-WHITE FOR XRAY VIEWER
IM00716 | Component-Local-Lm-7815 |  |  | A Class | NOS | NOS | I-Inventory | FG-Finish Good | C | Spares | Component | Dental Equiment | Main Location | 90330000 |  | FIFO | Indian Product | [8 empty] | 0 | 0 | 0 | 1 | 0 | 0 | [6 empty] | NOS | 1 |  | Component-Local- Component-Local-LM-7815
IM00717 | Component-Local-Mol 3021 |  |  | A Class | NOS | NOS | I-Inventory | FG-Finish Good | C | Spares | Component | Dental Equiment | Main Location | 90330000 |  | FIFO | Indian Product | [8 empty] | 0 | 0 | 0 | 1 | 0 | 0 | [6 empty] | NOS | 1 |  | Component-Local- Component-Local-MOL 3021
IM00718 | Component-Local-Sg5841 Jsz |  |  | A Class | NOS | NOS | I-Inventory | FG-Finish Good | C | Spares | Component | Dental Equiment | Main Location | 90330000 |  | FIFO | Indian Product | [8 empty] | 0 | 0 | 0 | 1 | 0 | 0 | [6 empty] | NOS | 1 |  | Component-Local- Component-Local-SG5841 JSZ
IM00719 | Component-Local-Transistor 3725 |  |  | A Class | NOS | NOS | I-Inventory | FG-Finish Good | C | Spares | Component | Dental Equiment | Main Location | 90330000 |  | FIFO | Indian Product | [8 empty] | 0 | 0 | 0 | 1 | 0 | 0 | [6 empty] | NOS | 1 |  | Component-Local- Component-Local-TRANSISTOR 3725
IM00720 | Component-Local-4700 Small Component |  |  | A Class | NOS | NOS | I-Inventory | FG-Finish Good | C | Spares | Component | Dental Equiment | Main Location | 90330000 |  | FIFO | Indian Product | [8 empty] | 0 | 0 | 0 | 1 | 0 | 0 | [6 empty] | NOS | 1 |  | Component-Local-4700 SMALL COMPONENT
IM00721 | Component-Local- 0-12 Pin Type Trasformer |  |  | A Class | NOS | NOS | I-Inventory | FG-Finish Good | R | Spares | Component | Dental Equiment | Main Location | 90330000 |  | FIFO | Indian Product | [8 empty] | 0 | 0 | 0 | 1 | 0 | 0 | [6 empty] | NOS | 1 |  | Component-Local-COMPONENT 0-12 PIN TYPE TRASFORMER
IM00722 | Component-Local- 1000Uf 25V |  |  | A Class | NOS | NOS | I-Inventory | FG-Finish Good | C | Spares | Component | Dental Equiment | Main Location | 90330000 |  | FIFO | Indian Product | [8 empty] | 0 | 0 | 0 | 1 | 0 | 0 | [6 empty] | NOS | 1 |  | Component-Local-COMPONENT 1000UF 25V
IM00723 | Component-Local- 12V Relay |  |  | A Class | NOS | NOS | I-Inventory | FG-Finish Good | C | Spares | Component | Dental Equiment | Main Location | 90330000 |  | FIFO | Indian Product | [8 empty] | 0 | 0 | 0 | 1 | 0 | 0 | [6 empty] | NOS | 1 |  | Component-Local-Component 12V Relay
IM00724 | Component-Local- 2200 50V Capacitor |  |  | A Class | NOS | NOS | I-Inventory | FG-Finish Good | R | Spares | Component | Dental Equiment | Main Location | 90330000 |  | FIFO | Indian Product | [8 empty] | 0 | 0 | 0 | 1 | 0 | 0 | [6 empty] | NOS | 1 |  | Component-Local-COMPONENT 2200 50V CAPACITOR
IM00725 | Component-Local- 470150V |  |  | A Class | NOS | NOS | I-Inventory | FG-Finish Good | R | Spares | Component | Dental Equiment | Main Location | 90330000 |  | FIFO | Indian Product | [8 empty] | 0 | 0 | 0 | 1 | 0 | 0 | [6 empty] | NOS | 1 |  | Component-Local-COMPONENT 470150V
IM00726 | Component-Local- 6800Uf 50V |  |  | A Class | NOS | NOS | I-Inventory | FG-Finish Good | R | Spares | Component | Dental Equiment | Main Location | 90330000 |  | FIFO | Indian Product | [8 empty] | 0 | 0 | 0 | 1 | 0 | 0 | [6 empty] | NOS | 1 |  | Component-Local-COMPONENT 6800UF 50V
IM00727 | Component-Local- Bta 06 |  |  | A Class | NOS | NOS | I-Inventory | FG-Finish Good | R | Spares | Component | Dental Equiment | Main Location | 90330000 |  | FIFO | Indian Product | [8 empty] | 0 | 0 | 0 | 1 | 0 | 0 | [6 empty] | NOS | 1 |  | Component-Local-COMPONENT BTA 06
IM00728 | Component-Local- Bu 407 |  |  | A Class | NOS | NOS | I-Inventory | FG-Finish Good | R | Spares | Component | Dental Equiment | Main Location | 90330000 |  | FIFO | Indian Product | [8 empty] | 0 | 0 | 0 | 1 | 0 | 0 | [6 empty] | NOS | 1 |  | Component-Local-COMPONENT BU 407
IM00729 | Component-Local- Bu806 |  |  | A Class | NOS | NOS | I-Inventory | FG-Finish Good | C | Spares | Component | Dental Equiment | Main Location | 90330000 |  | FIFO | Indian Product | [8 empty] | 0 | 0 | 0 | 1 | 0 | 0 | [6 empty] | NOS | 1 |  | Component-Local-COMPONENT BU806
IM00730 | Component-Local- Led Green |  |  | A Class | NOS | NOS | I-Inventory | FG-Finish Good | C | Spares | Component | Dental Equiment | Main Location | 90330000 |  | FIFO | Indian Product | [8 empty] | 0 | 0 | 0 | 1 | 0 | 0 | [6 empty] | NOS | 1 |  | Component-Local-COMPONENT LED GREEN
IM00731 | Component-Local- Led Red |  |  | A Class | NOS | NOS | I-Inventory | FG-Finish Good | C | Spares | Component | Dental Equiment | Main Location | 90330000 |  | FIFO | Indian Product | [8 empty] | 0 | 0 | 0 | 1 | 0 | 0 | [6 empty] | NOS | 1 |  | Component-Local-COMPONENT LED RED
IM00732 | Component-Local- Lm 7824 |  |  | A Class | NOS | NOS | I-Inventory | FG-Finish Good | R | Spares | Component | Dental Equiment | Main Location | 90330000 |  | FIFO | Indian Product | [8 empty] | 0 | 0 | 0 | 1 | 0 | 0 | [6 empty] | NOS | 1 |  | Component-Local-COMPONENT LM 7824
IM00733 | Component-Local- Mix Resistance |  |  | A Class | NOS | NOS | I-Inventory | FG-Finish Good | C | Spares | Component | Dental Equiment | Main Location | 90330000 |  | FIFO | Indian Product | [8 empty] | 0 | 0 | 0 | 1 | 0 | 0 | [6 empty] | NOS | 1 |  | Component-Local-COMPONENT MIX RESISTANCE
IM00734 | Component-Local- Moc 3041 |  |  | A Class | NOS | NOS | I-Inventory | FG-Finish Good | C | Spares | Component | Dental Equiment | Main Location | 90330000 |  | FIFO | Indian Product | [8 empty] | 0 | 0 | 0 | 1 | 0 | 0 | [6 empty] | NOS | 1 |  | Component-Local-COMPONENT MOC 3041
IM00736 | Component-Local- Sink Sleev 2Mm |  |  | A Class | NOS | NOS | I-Inventory | FG-Finish Good | R | Spares | Component | Dental Equiment | Main Location | 90330000 |  | FIFO | Indian Product | [8 empty] | 0 | 0 | 0 | 1 | 0 | 0 | [6 empty] | NOS | 1 |  | Component-Local-COMPONENT SINK SLEEV 2MM
IM00737 | Component-Local- Sink Sleev 4Mm |  |  | A Class | NOS | NOS | I-Inventory | FG-Finish Good | C | Spares | Component | Dental Equiment | Main Location | 90330000 |  | FIFO | Indian Product | [8 empty] | 0 | 0 | 0 | 1 | 0 | 0 | [6 empty] | NOS | 1 |  | Component-Local-COMPONENT SINK SLEEV 4MM
IM00739 | Component-Local- X33725 Phipse |  |  | A Class | NOS | NOS | I-Inventory | FG-Finish Good | C | Spares | Component | Dental Equiment | Main Location | 90330000 |  | FIFO | Indian Product | [8 empty] | 0 | 0 | 0 | 1 | 0 | 0 | [6 empty] | NOS | 1 |  | Component-Local-COMPONENT X33725 PHIPSE
IM00740 | Component-Local-1 Ohms 2W Carbon Resistor |  |  | A Class | NOS | NOS | I-Inventory | FG-Finish Good | C | Spares | Component | Dental Equiment | Main Location | 90330000 |  | FIFO | Indian Product | [8 empty] | 0 | 0 | 0 | 1 | 0 | 0 | [6 empty] | NOS | 1 |  | Component-Local-Component-Local-1 OHMS 2W CARBON RESISTOR
IM00741 | Component-Local-1000Uf 35V Capacitor |  |  | A Class | NOS | NOS | I-Inventory | FG-Finish Good | C | Spares | Component | Dental Equiment | Main Location | 90330000 |  | FIFO | Indian Product | [8 empty] | 0 | 0 | 0 | 1 | 0 | 0 | [6 empty] | NOS | 1 |  | Component-Local-Component-Local-1000UF 35V CAPACITOR
IM00742 | Component-Local-1309 |  |  | A Class | NOS | NOS | I-Inventory | FG-Finish Good | C | Spares | Component | Dental Equiment | Main Location | 90330000 |  | FIFO | Indian Product | [8 empty] | 0 | 0 | 0 | 1 | 0 | 0 | [6 empty] | NOS | 1 |  | Component-Local-Component-Local-1309
IM00743 | Component-Local-2200Uf 25V |  |  | A Class | NOS | NOS | I-Inventory | FG-Finish Good | C | Spares | Component | Dental Equiment | Main Location | 90330000 |  | FIFO | Indian Product | [8 empty] | 0 | 0 | 0 | 1 | 0 | 0 | [6 empty] | NOS | 1 |  | Component-Local-Component-Local-2200UF 25V
IM00744 | Component-Local-2200Uf 35V |  |  | A Class | NOS | NOS | I-Inventory | FG-Finish Good | C | Spares | Component | Dental Equiment | Main Location | 90330000 |  | FIFO | Indian Product | [8 empty] | 0 | 0 | 0 | 1 | 0 | 0 | [6 empty] | NOS | 1 |  | Component-Local-Component-Local-2200UF 35V
IM00745 | Component-Local-24V Relay Big |  |  | A Class | NOS | NOS | I-Inventory | FG-Finish Good | C | Spares | Component | Dental Equiment | Main Location | 90330000 |  | FIFO | Indian Product | [8 empty] | 0 | 0 | 0 | 1 | 0 | 0 | [6 empty] | NOS | 1 |  | Component-Local-Component-Local-24V RELAY BIG
IM00746 | Component-Local-4.7K |  |  | A Class | NOS | NOS | I-Inventory | FG-Finish Good | C | Spares | Component | Dental Equiment | Main Location | 90330000 |  | FIFO | Indian Product | [8 empty] | 0 | 0 | 0 | 1 | 0 | 0 | [6 empty] | NOS | 1 |  | Component-Local-Component-Local-4.7K
IM00747 | Component-Local-4700Uf 35V |  |  | A Class | NOS | NOS | I-Inventory | FG-Finish Good | C | Spares | Component | Dental Equiment | Main Location | 90330000 |  | FIFO | Indian Product | [8 empty] | 0 | 0 | 0 | 1 | 0 | 0 | [6 empty] | NOS | 1 |  | Component-Local-Component-Local-4700UF 35V
IM00748 | Component-Local-4700Uf 50V |  |  | A Class | NOS | NOS | I-Inventory | FG-Finish Good | C | Spares | Component | Dental Equiment | Main Location | 90330000 |  | FIFO | Indian Product | [8 empty] | 0 | 0 | 0 | 1 | 0 | 0 | [6 empty] | NOS | 1 |  | Component-Local-Component-Local-4700UF 50V
IM00749 | Component-Local-470Uf 25V |  |  | A Class | NOS | NOS | I-Inventory | FG-Finish Good | C | Spares | Component | Dental Equiment | Main Location | 90330000 |  | FIFO | Indian Product | [8 empty] | 0 | 0 | 0 | 1 | 0 | 0 | [6 empty] | NOS | 1 |  | Component-Local-Component-Local-470UF 25V
IM00750 | Component-Local-47K X2 |  |  | A Class | NOS | NOS | I-Inventory | FG-Finish Good | C | Spares | Component | Dental Equiment | Main Location | 90330000 |  | FIFO | Indian Product | [8 empty] | 0 | 0 | 0 | 1 | 0 | 0 | [6 empty] | NOS | 1 |  | Component-Local-Component-Local-47K X2
IM00751 | Component-Local-7N 60-3 Pin |  |  | A Class | NOS | NOS | I-Inventory | FG-Finish Good | C | Spares | Component | Dental Equiment | Main Location | 90330000 |  | FIFO | Indian Product | [8 empty] | 0 | 0 | 0 | 1 | 0 | 0 | [6 empty] | NOS | 1 |  | Component-Local-Component-Local-7N 60-3 PIN
IM00752 | Component-Local-Bdx33C |  |  | A Class | NOS | NOS | I-Inventory | FG-Finish Good | C | Spares | Component | Dental Equiment | Main Location | 90330000 |  | FIFO | Indian Product | [8 empty] | 0 | 0 | 0 | 1 | 0 | 0 | [6 empty] | NOS | 1 |  | Component-Local-Component-Local-BDX33C
IM00753 | Component-Local-Bdx53C Transistor |  |  | A Class | NOS | NOS | I-Inventory | FG-Finish Good | C | Spares | Component | Dental Equiment | Main Location | 90330000 |  | FIFO | Indian Product | [8 empty] | 0 | 0 | 0 | 1 | 0 | 0 | [6 empty] | NOS | 1 |  | Component-Local-Component-Local-BDX53C TRANSISTOR
IM00754 | Component-Local-Bta41 |  |  | A Class | NOS | NOS | I-Inventory | FG-Finish Good | C | Spares | Component | Dental Equiment | Main Location | 90330000 |  | FIFO | Indian Product | [8 empty] | 0 | 0 | 0 | 1 | 0 | 0 | [6 empty] | NOS | 1 |  | Component-Local-Component-Local-BTA41
IM00755 | Component-Local-Bti-36 |  |  | A Class | NOS | NOS | I-Inventory | FG-Finish Good | C | Spares | Component | Dental Equiment | Main Location | 90330000 |  | FIFO | Indian Product | [8 empty] | 0 | 0 | 0 | 1 | 0 | 0 | [6 empty] | NOS | 1 |  | Component-Local-Component-Local-BTI-36
IM00756 | Component-Local-Bu 406 |  |  | A Class | NOS | NOS | I-Inventory | FG-Finish Good | C | Spares | Component | Dental Equiment | Main Location | 90330000 |  | FIFO | Indian Product | [8 empty] | 0 | 0 | 0 | 1 | 0 | 0 | [6 empty] | NOS | 1 |  | Component-Local-Component-Local-BU 406
IM00757 | Component-Local-Db107 Diode Bridge |  |  | A Class | NOS | NOS | I-Inventory | FG-Finish Good | C | Spares | Component | Dental Equiment | Main Location | 90330000 |  | FIFO | Indian Product | [8 empty] | 0 | 0 | 0 | 1 | 0 | 0 | [6 empty] | NOS | 1 |  | Component-Local-Component-Local-DB107 DIODE BRIDGE
IM00758 | Component-Local-Ic 89C 2051 |  |  | A Class | NOS | NOS | I-Inventory | FG-Finish Good | C | Spares | Component | Dental Equiment | Main Location | 90330000 |  | FIFO | Indian Product | [8 empty] | 0 | 0 | 0 | 1 | 0 | 0 | [6 empty] | NOS | 1 |  | Component-Local-Component-Local-IC 89C 2051
IM00759 | Component-Local-Ira640 |  |  | A Class | NOS | NOS | I-Inventory | FG-Finish Good | C | Spares | Component | Dental Equiment | Main Location | 90330000 |  | FIFO | Indian Product | [8 empty] | 0 | 0 | 0 | 1 | 0 | 0 | [6 empty] | NOS | 1 |  | Component-Local-Component-Local-IRA640
IM00760 | Component-Local-Irl 6407 |  |  | A Class | NOS | NOS | I-Inventory | FG-Finish Good | C | Spares | Component | Dental Equiment | Main Location | 90330000 |  | FIFO | Indian Product | [8 empty] | 0 | 0 | 0 | 1 | 0 | 0 | [6 empty] | NOS | 1 |  | Component-Local-Component-Local-IRL 6407
IM00761 | Component-Local-Lm 2596-5V |  |  | A Class | NOS | NOS | I-Inventory | FG-Finish Good | C | Spares | Component | Dental Equiment | Main Location | 90330000 |  | FIFO | Indian Product | [8 empty] | 0 | 0 | 0 | 1 | 0 | 0 | [6 empty] | NOS | 1 |  | Component-Local-Component-Local-LM 2596-5V
IM00762 | Component-Local-Lm-2576 |  |  | A Class | NOS | NOS | I-Inventory | FG-Finish Good | C | Spares | Component | Dental Equiment | Main Location | 90330000 |  | FIFO | Indian Product | [8 empty] | 0 | 0 | 0 | 1 | 0 | 0 | [6 empty] | NOS | 1 |  | Component-Local-Component-Local-LM-2576
IM00763 | Component-Local-Lm317 Transistor |  |  | A Class | NOS | NOS | I-Inventory | FG-Finish Good | C | Spares | Component | Dental Equiment | Main Location | 90330000 |  | FIFO | Indian Product | [8 empty] | 0 | 0 | 0 | 1 | 0 | 0 | [6 empty] | NOS | 1 |  | Component-Local-Component-Local-LM317 TRANSISTOR
IM00764 | Component-Local-Lm358N |  |  | A Class | NOS | NOS | I-Inventory | FG-Finish Good | C | Spares | Component | Dental Equiment | Main Location | 90330000 |  | FIFO | Indian Product | [8 empty] | 0 | 0 | 0 | 1 | 0 | 0 | [6 empty] | NOS | 1 |  | Component-Local-Component-Local-LM358N
IM00765 | Component-Local-P781 Auto Coupler |  |  | A Class | NOS | NOS | I-Inventory | FG-Finish Good | C | Spares | Component | Dental Equiment | Main Location | 90330000 |  | FIFO | Indian Product | [8 empty] | 0 | 0 | 0 | 1 | 0 | 0 | [6 empty] | NOS | 1 |  | Component-Local-Component-Local-P781 AUTO COUPLER
IM00766 | Component-Local-Resistant 10Om-3W |  |  | A Class | NOS | NOS | I-Inventory | FG-Finish Good | C | Spares | Component | Dental Equiment | Main Location | 90330000 |  | FIFO | Indian Product | [8 empty] | 0 | 0 | 0 | 1 | 0 | 0 | [6 empty] | NOS | 1 |  | Component-Local-Component-Local-RESISTANT 10OM-3W
IM00767 | Component-Local-Transistor 32725 |  |  | A Class | NOS | NOS | I-Inventory | FG-Finish Good | C | Spares | Component | Dental Equiment | Main Location | 90330000 |  | FIFO | Indian Product | [8 empty] | 0 | 0 | 0 | 1 | 0 | 0 | [6 empty] | NOS | 1 |  | Component-Local-Component-Local-TRANSISTOR 32725
IM00768 | Component-Local-Led |  |  | A Class | NOS | NOS | I-Inventory | FG-Finish Good | C | Spares | Component | Dental Equiment | Main Location | 90330000 |  | FIFO | Indian Product | [8 empty] | 0 | 0 | 0 | 1 | 0 | 0 | [6 empty] | NOS | 1 |  | Component-Local-LED
IM00769 | Component-Local-Mix Component |  |  | A Class | NOS | NOS | I-Inventory | FG-Finish Good | R | Spares | Component | Dental Equiment | Main Location | 90330000 |  | FIFO | Indian Product | [8 empty] | 0 | 0 | 0 | 1 | 0 | 0 | [6 empty] | NOS | 1 |  | Component-Local-MIX COMPONENT
IM00770 | Component-Local-Moc 3021 Ic |  |  | A Class | NOS | NOS | I-Inventory | FG-Finish Good | C | Spares | Component | Dental Equiment | Main Location | 90330000 |  | FIFO | Indian Product | [8 empty] | 0 | 0 | 0 | 1 | 0 | 0 | [6 empty] | NOS | 1 |  | Component-Local-MOC 3021 IC
IM00771 | Component-Local-PCB Cutter |  |  | A Class | NOS | NOS | I-Inventory | FG-Finish Good | C | Spares | Component | Dental Equiment | Main Location | 90330000 |  | FIFO | Indian Product | [8 empty] | 0 | 0 | 0 | 1 | 0 | 0 | [6 empty] | NOS | 1 |  | Component-Local-PCB CUTTER
IM00772 | Component-Local-X-Ray Viewer Led Bulb |  |  | A Class | NOS | NOS | I-Inventory | FG-Finish Good | C | Spares | Component | Dental Equiment | Main Location | 90330000 |  | FIFO | Indian Product | [8 empty] | 0 | 0 | 0 | 1 | 0 | 0 | [6 empty] | NOS | 1 |  | Component-Local-X-RAY VIEWER LED BULB
IM00773 | Component-Local-10 Kilo Ohms 1/2W Carbon Resistor |  |  | A Class | NOS | NOS | I-Inventory | FG-Finish Good | C | Spares | Component | Dental Equiment | Main Location | 90330000 |  | FIFO | Indian Product | [8 empty] | 0 | 0 | 0 | 1 | 0 | 0 | [6 empty] | NOS | 1 |  | Local Component-Local-10 Kilo OHMS 1/2w Carbon Resistor
IM00774 | Component-Local-1Mf 100V- Condensor/Capacitor |  |  | A Class | NOS | NOS | I-Inventory | FG-Finish Good | C | Spares | Component | Dental Equiment | Main Location | 90330000 |  | FIFO | Indian Product | [8 empty] | 0 | 0 | 0 | 1 | 0 | 0 | [6 empty] | NOS | 1 |  | Component-Local- Component-Local-1MF 100V- CONDENSOR/CAPACITOR
IM00775 | Component-Local-Bc 327/25 Transistor |  |  | A Class | NOS | NOS | I-Inventory | FG-Finish Good | C | Spares | Component | Dental Equiment | Main Location | 90330000 |  | FIFO | Indian Product | [8 empty] | 0 | 0 | 0 | 1 | 0 | 0 | [6 empty] | NOS | 1 |  | Component-Local- Component-Local-BC 327/25 TRANSISTOR
IM00776 | Component-Local-El-3063/Transistor |  |  | A Class | NOS | NOS | I-Inventory | FG-Finish Good | C | Spares | Component | Dental Equiment | Main Location | 90330000 |  | FIFO | Indian Product | [8 empty] | 0 | 0 | 0 | 1 | 0 | 0 | [6 empty] | NOS | 1 |  | Component-Local- Component-Local-EL-3063/TRANSISTOR
IM00777 | Component-Local-In-4007/Diode Small |  |  | A Class | NOS | NOS | I-Inventory | FG-Finish Good | C | Spares | Component | Dental Equiment | Main Location | 90330000 |  | FIFO | Indian Product | [8 empty] | 0 | 0 | 0 | 1 | 0 | 0 | [6 empty] | NOS | 1 |  | Component-Local- Component-Local-IN-4007/DIODE SMALL
IM00778 | Component-Local-In-5408/Diode Big |  |  | A Class | NOS | NOS | I-Inventory | FG-Finish Good | C | Spares | Component | Dental Equiment | Main Location | 90330000 |  | FIFO | Indian Product | [8 empty] | 0 | 0 | 0 | 1 | 0 | 0 | [6 empty] | NOS | 1 |  | Component-Local- Component-Local-IN-5408/DIODE BIG
IM00779 | Component-Local-Lm-7812/Regulator |  |  | A Class | NOS | NOS | I-Inventory | FG-Finish Good | C | Spares | Component | Dental Equiment | Main Location | 90330000 |  | FIFO | Indian Product | [8 empty] | 0 | 0 | 0 | 1 | 0 | 0 | [6 empty] | NOS | 1 |  | Component-Local- Component-Local-LM-7812/REGULATOR
IM00780 | Component-Local-2200/35 Capacitor |  |  | A Class | NOS | NOS | I-Inventory | FG-Finish Good | C | Spares | Component | Dental Equiment | Main Location | 90330000 |  | FIFO | Indian Product | [8 empty] | 0 | 0 | 0 | 1 | 0 | 0 | [6 empty] | NOS | 1 |  | Component-Local-2200/35 CAPACITOR
IM00781 | Component-Local- /4700 63V |  |  | A Class | NOS | NOS | I-Inventory | FG-Finish Good | R | Spares | Component | Dental Equiment | Main Location | 90330000 |  | FIFO | Indian Product | [8 empty] | 0 | 0 | 0 | 1 | 0 | 0 | [6 empty] | NOS | 1 |  | Component-Local-COMPONENT /4700 63V
IM00782 | Component-Local-220 Ohms 1/4W Carbon Resistor |  |  | A Class | NOS | NOS | I-Inventory | FG-Finish Good | C | Spares | Component | Dental Equiment | Main Location | 90330000 |  | FIFO | Indian Product | [8 empty] | 0 | 0 | 0 | 1 | 0 | 0 | [6 empty] | NOS | 1 |  | Component-Local-Component-Local-220 OHMS 1/4W CARBON RESISTOR
IM00783 | Component-Local-4.7 Ohms 1/2W Carbon Resistor |  |  | A Class | NOS | NOS | I-Inventory | FG-Finish Good | C | Spares | Component | Dental Equiment | Main Location | 90330000 |  | FIFO | Indian Product | [8 empty] | 0 | 0 | 0 | 1 | 0 | 0 | [6 empty] | NOS | 1 |  | Component-Local-Component-Local-4.7 OHMS 1/2W CARBON RESISTOR
IM00784 | Component-Local-560 Ohms 1/2W Carbon Resistor |  |  | A Class | NOS | NOS | I-Inventory | FG-Finish Good | C | Spares | Component | Dental Equiment | Main Location | 90330000 |  | FIFO | Indian Product | [8 empty] | 0 | 0 | 0 | 1 | 0 | 0 | [6 empty] | NOS | 1 |  | Component-Local-Component-Local-560 OHMS 1/2W CARBON RESISTOR
IM00785 | Component-Local-Kilo 1 Ohms 1/2W Carbon Resistor |  |  | A Class | NOS | NOS | I-Inventory | FG-Finish Good | C | Spares | Component | Dental Equiment | Main Location | 90330000 |  | FIFO | Indian Product | [8 empty] | 0 | 0 | 0 | 1 | 0 | 0 | [6 empty] | NOS | 1 |  | Component-Local-KILO 1 OHMS 1/2W CARBON RESISTOR
IM00786 | Component-Local-Micromotor On/Off Switch |  |  | A Class | NOS | NOS | I-Inventory | FG-Finish Good | R | Spares | Component | Dental Equiment | Main Location | 90330000 |  | FIFO | Indian Product | [8 empty] | 0 | 0 | 0 | 1 | 0 | 0 | [6 empty] | NOS | 1 |  | Component-Local-MICROMOTOR ON/OFF SWITCH
IM00787 | API-Composite Gold T.C. Hollow Handle (Set Of 6) |  |  | A Class | NOS | NOS | I-Inventory | FG-Finish Good | R | Equipment | Composite Instrument | Dental Equiment | Main Location | 90184900 |  | FIFO | API | [8 empty] | 0 | 0 | 0 | 1 | 0 | 0 | [6 empty] | NOS | 1 |  | COMPOSITE GOLD T.C. HOLLOW HANDLE (SET OF 6)
IM00788 | API-Composite Blue T.C. Hollow Handle (Set Of 6) |  |  | A Class | NOS | NOS | I-Inventory | FG-Finish Good | R | Equipment | Composite Instrument | Dental Equiment | Main Location | 90184900 |  | FIFO | API | [8 empty] | 0 | 0 | 0 | 1 | 0 | 0 | [6 empty] | NOS | 1 |  | COMPOSITE BLUE T.C. HOLLOW HANDLE (SET OF 6)
IM00790 | Composite Material-Prime Dent-Light Cure Flowable Composite Kit 004-010 |  |  | A Class | NOS | NOS | I-Inventory | FG-Finish Good | R | Consumables | Composite Material | Dental Equiment | Main Location | 30064000 |  | FIFO | Prime Dent | [8 empty] | 0 | 0 | 0 | 1 | 0 | 0 | [6 empty] | NOS | 1 |  | PD/FL/CN/PRIME-DENT-L/C FLOWABLE C.KIT 004-010
IM00793 | Composite Material-Prime Dent-Light Cure Hybrid Composite Kit 004-010 |  |  | A Class | NOS | NOS | I-Inventory | FG-Finish Good | R | Consumables | Composite Material | Dental Equiment | Main Location | 90184900 |  | FIFO | Prime Dent | [5 empty] | Prime Dent - Light Cure Hybrid Standard Composite Kit: 7X4.5 gms. Syringes, 7ml light cure bonding resin 7.5 ml. etchant liquid, |  |  | 0 | 0 | 0 | 1 | 0 | 0 | [6 empty] | NOS | 1 |  | PD/HB/CN/PRIME-DENT(R)-L/C HYBRID C.KIT 001-013
IM00800 | Composite Material-Prime Dent VLC 1 Step Denin Enamel Bonding Adhesive |  |  | A Class | NOS | NOS | I-Inventory | FG-Finish Good | R | Consumables | Composite Material | Dental Equiment | Main Location | 30064000 |  | FIFO | Prime Dent | [8 empty] | 0 | 0 | 0 | 1 | 0 | 0 | [6 empty] | NOS | 1 |  | PD/PRIME-VLC 1 STEP DENTIN ENAMEL BONDING ADHESIVE
IM00802 | Air Compressor-Durr Dental Compressor Model Quattro P20 With Membrance 54852-54 |  |  | A Class | NOS | NOS | I-Inventory | FG-Finish Good | R | Equipment | Air Compressor | Dental Equiment | Main Location | 84144090 |  | FIFO | Durr Dental | [8 empty] | 0 | 0 | 0 | 1 | 0 | 0 | [6 empty] | NOS | 1 |  | DD/CR/AC/DENTAL COMP./QUATTRO P20/4- MEMB 54852-54
IM00803 | Air Compressor-Durr Dental Compressor Model Quattro 2 with Membrance 5452-51 |  |  | A Class | NOS | NOS | I-Inventory | FG-Finish Good | R | Equipment | Air Compressor | Dental Equiment | Main Location | 84144090 |  | FIFO | Durr Dental | [8 empty] | 0 | 0 | 0 | 1 | 0 | 0 | [6 empty] | NOS | 1 |  | DD/CR/AC/DENTAL COMP.QUATTRO 2 WITH MEMB 5452-51
IM00804 | Air Compressor-Durr Dental Compressor Model Tornado 1 Without Membrance with Noise Hood |  |  | A Class | NOS | 24 | I-Inventory | TG-Trading Good |  | Equipment | Air Compressor | Dental Equiment | Main Location | 84144090 |  | FIFO | Durr Dental | [8 empty] | 0 | 0 | 0 | 1 | 0 | 0 | [6 empty] | 24 | 1 |  | DD/CR/AC/DENTAL COMP.TORN 1 W/O MEM WITH NOISE HOOD
IM00805 | Air Compressor-Durr Dental Compressor Model Tornado 1 Without Membrance 5180-01 |  |  | A Class | NOS | NOS | I-Inventory | FG-Finish Good | R | Equipment | Air Compressor | Dental Equiment | Main Location | 84144090 |  | FIFO | Durr Dental | [8 empty] | 0 | 0 | 0 | 1 | 0 | 0 | [6 empty] | NOS | 1 |  | DD/CR/AC/DENTAL COMP.TORNADO 1 W/O MEMB 5180-01/NEW
IM00806 | Air Compressor-Durr Dental Compressor Model Tornado 1 with Membrance 5182-01 |  |  | A Class | NOS | NOS | I-Inventory | FG-Finish Good | R | Equipment | Air Compressor | Dental Equiment | Main Location | 84144090 |  | FIFO | Durr Dental | [8 empty] | 0 | 0 | 0 | 1 | 0 | 0 | [6 empty] | NOS | 1 |  | DD/CR/AC/DENTAL COMP.TORNADO 1 WITH MEMB 5182-01/NEW
IM00807 | Air Compressor-Durr Dental Compressor Model Tornado 2 With Membrance 5282-01 |  |  | A Class | NOS | NOS | I-Inventory | FG-Finish Good | R | Equipment | Air Compressor | Dental Equiment | Main Location | 84144090 |  | FIFO | Durr Dental | [8 empty] | 0 | 0 | 0 | 1 | 0 | 0 | [6 empty] | NOS | 1 |  | DD/CR/AC/DENTAL COMP.TORNADO 2 WITH MEMB 5282 01NEW
IM00808 | Air Compressor-Durr Dental Compressor Model Tornado 2 Without Membrance 5280-01 |  |  | A Class | NOS | NOS | I-Inventory | FG-Finish Good | R | Equipment | Air Compressor | Dental Equiment | Main Location | 84144090 |  | FIFO | Durr Dental | [8 empty] | 0 | 0 | 0 | 1 | 0 | 0 | [6 empty] | NOS | 1 |  | DD/CR/AC/DENTAL COMP.TORNADO 2 WO MEMB 5280 01 NEW
IM00809 | Air Compressor-Durr Dental Compressor Model Tornado 4 With Conden Saperator |  |  | A Class | NOS | NOS | I-Inventory | FG-Finish Good | R | Equipment | Air Compressor | Dental Equiment | Main Location | 84144090 |  | FIFO | Durr Dental | [8 empty] | 0 | 0 | 0 | 1 | 0 | 0 | [6 empty] | NOS | 1 |  | DD/CR/AC/DENTAL COMP.TORNADO 4 WITH CONDEN. SAPERATOR
IM00810 | Air Compressor-Durr Dental Compressor Model Duotandem/1-Aggregate 4152-54 |  |  | A Class | NOS | NOS | I-Inventory | FG-Finish Good | R | Equipment | Air Compressor | Dental Equiment | Main Location | 84144090 |  | FIFO | Durr Dental | [8 empty] | 0 | 0 | 0 | 1 | 0 | 0 | [6 empty] | NOS | 1 |  | DD/CR/AC/DENTAL COMP.DUOTANDEM/ 1-AGGREGATE 4152-54
IM00811 | Air Compressor-Durr Dental Compressor Model Duotandem/1-Aggregate 4252-54 |  |  | A Class | NOS | NOS | I-Inventory | FG-Finish Good | R | Equipment | Air Compressor | Dental Equiment | Main Location | 84144090 |  | FIFO | Durr Dental | [8 empty] | 0 | 0 | 0 | 1 | 0 | 0 | [6 empty] | NOS | 1 |  | DD/CR/AC/DENTAL COMP.DUOTANDEM/2- AGGREGATE 4252-54
IM00812 | Air Compressor- Dynamic Oil & Noise Free Compressor 1HP Model DA-7001 |  |  | A Class | NOS | NOS | I-Inventory | FG-Finish Good | R | Equipment | Air Compressor | Dental Equiment | Main Location | 84144090 |  | FIFO | Dynamic | [5 empty] | OIL FREE: Do not need any lubricated oil, and harmless to the human body.*SUPER SILENT: Noise level lower than 56DB (A) to reduce noise pollution.*MULTI-PHASE FILTERATION: Advanced multi-phase filtration to ensure extremely clean air, and lengthen service life.*SAFETY USING: Air compressor motors equipped with thermal prevention device to avoid overheating and protect motors.*CLEAN TANK: All air receiver tanks have internal epoxy coating applied to avoid corrosion.*AUTOMATIC ADJUSTMENT: High quality pressure switch used to control the power of air compressor automatically by adjustment of pressure level.*PRESSURE ADJUSTMENT: Working pressure could be adjusted to meet the demand of different supporting equipments.*EASY MAINTANANCE: No need of any lubricated oil.*Power: 750W [1.0HP]*Air Flow: 152L/M *Noise Level: 53dB(A)*Max. Pressure: 8Bar [0.8Mpa]*Air Tank: 38L *Net Weight: 23KG*Package Dimension: 440*440*700mm |  |  | 0 | 0 | 0 | 1 | 0 | 0 | [6 empty] | NOS | 1 |  | DA/CR/AC/DA/DA7001-DYNAIR,OAndN/FREE 1HP COMP
IM00813 | Air Compressor- Dynamic Oil & Noise Free Compressor 2HP Model DA-7002 |  |  | A Class | NOS | NOS | I-Inventory | FG-Finish Good | R | Equipment | Air Compressor | Dental Equiment | Main Location | 90184900 |  | FIFO | Dynamic | [5 empty] | OIL FREE: Do not need any lubricated oil, and harmless to the human body.*SUPER SILENT: Noise level lower than 56DB (A) to reduce noise pollution.*MULTI-PHASE FILTERATION: Advanced multi-phase filtration to ensure extremely clean air, and lengthen service life.*SAFETY USING: Air compressor motors equipped with thermal prevention device to avoid overheating and protect motors.*CLEAN TANK: All air receiver tanks have internal epoxy coating applied to avoid corrosion.*AUTOMATIC ADJUSTMENT: High quality pressure switch used to control the power of air compressor automatically by adjustment of pressure level.*PRESSURE ADJUSTMENT: Working pressure could be adjusted to meet the demand of different supporting equipments.*EASY MAINTANANCE: No need of any lubricated oil.*Power: 1500W [2HP]*Air Flow: 304 L/M *Noise Level: 54 dB (A)*Max. Pressure: 8 Bar [0.8Mpa]*Air Tank: 60L *Gross/Net Weight: 53KG *Package Dimension: 800*500*865 mm |  |  | 0 | 0 | 0 | 1 | 0 | 0 | [6 empty] | NOS | 1 |  | DA/CR/AC/DA-7002-DYNAIR,OAndN/FREE 2HP COMP
IM00814 | Air Compressor- Dynamic Oil & Noise Free Compressor 3HP Model DA-7003 |  |  | A Class | NOS | NOS | I-Inventory | FG-Finish Good | R | Equipment | Air Compressor | Dental Equiment | Main Location | 90184900 |  | FIFO | Dynamic | [5 empty] | OIL FREE: Do not need any lubricated oil, and harmless to the human body.*SUPER SILENT: Noise level lower than 56DB (A) to reduce noise pollution.*MULTI-PHASE FILTERATION: Advanced multi-phase filtration to ensure extremely clean air, and lengthen service life.*SAFETY USING: Air compressor motors equipped with thermal prevention device to avoid overheating and protect motors.*CLEAN TANK: All air receiver tanks have internal epoxy coating applied to avoid corrosion.*AUTOMATIC ADJUSTMENT: High quality pressure switch used to control the power of air compressor automatically by adjustment of pressure level.*PRESSURE ADJUSTMENT: Working pressure could be adjusted to meet the demand of different supporting equipments.*EASY MAINTANANCE: No need of any lubricated oil.*Power: 2250W [3HP]*Air displacement: 456L/MIN *Noise: 55 dB(A?*Maximum pressure: 8Bar [0.8Mpa]*Gasholder capacity: 80L [15.4Gallon]*Net weight: 77KG *Dimensions( LXWXH): 1020*500*865MM |  |  | 0 | 0 | 0 | 1 | 0 | 0 | [6 empty] | NOS | 1 |  | DA/CR/AC/DA-7003-DYNAIR O/N/ FREE 3 HP COMP
IM00815 | Air Compressor- Dynamic Oil & Noise Free Compressor 3HP Model DA-7003 with Dryer |  |  | A Class | NOS | NOS | I-Inventory | FG-Finish Good | R | Equipment | Air Compressor | Dental Equiment | Main Location | 84144090 |  | FIFO | Dynamic | [8 empty] | 0 | 0 | 0 | 1 | 0 | 0 | [6 empty] | NOS | 1 |  | DA/CR/AC/DA-7003-DYNAIR O/N/ FREE 3 HP COMP WITH DRYER
IM00817 | Air Compressor-Durr Dental Compressor Model Tornado 2 With Membrance with Noise Hood |  |  | A Class | NOS | NOS | I-Inventory | FG-Finish Good | R | Equipment | Air Compressor | Dental Equiment | Main Location | 84144090 |  | FIFO | Durr Dental | [8 empty] | 0 | 0 | 0 | 1 | 0 | 0 | [6 empty] | NOS | 1 |  | DD/CR/AC/DENTAL COMP.TORNADO 2 WITH MEMB AND NOISE HOOD 5286-01
IM00818 | Air Compressor- Gnatus Bioqualy 0.75 HP-32 LTR |  |  | A Class | NOS | NOS | I-Inventory | FG-Finish Good | R | Equipment | Air Compressor | Dental Equiment | Main Location | 84144090 |  | FIFO | Gnatus | [8 empty] | 0 | 0 | 0 | 1 | 0 | 0 | [6 empty] | NOS | 1 |  | GN/CR/MC/GNATUS BIOQUALY 32L/ AIR COMP/ 0.75 HP/NEW
IM00819 | Air Compressor- Gnatus Bioqualy 0.75 HP-40 LTR |  |  | A Class | NOS | NOS | I-Inventory | FG-Finish Good | R | Equipment | Air Compressor | Dental Equiment | Main Location | 84144090 |  | FIFO | Gnatus | [8 empty] | 0 | 0 | 0 | 1 | 0 | 0 | [6 empty] | NOS | 1 |  | GN/CR/MC/GNATUS BIOQUALY 40L/ AIR COMP. 1.2 HP/NEW
IM00820 | Air Compressor- Gnatus Bioqualy 1.2 HP with Dryer |  |  | A Class | NOS | NOS | I-Inventory | FG-Finish Good | C | Equipment | Air Compressor | Dental Equiment | Main Location | 84144090 |  | FIFO | Gnatus | [8 empty] | 0 | 0 | 0 | 1 | 0 | 0 | [6 empty] | NOS | 1 |  | GN/CR/MC/GNATUS BIOQUALY /AIR COMP/1.2HP WITH DRYER
IM00821 | Air Compressor- Gnatus Bioqualy 2.0 HP with Dryer |  |  | A Class | NOS | NOS | I-Inventory | FG-Finish Good | R | Equipment | Air Compressor | Dental Equiment | Main Location | 84144090 |  | FIFO | Gnatus | [8 empty] | 0 | 0 | 0 | 1 | 0 | 0 | [6 empty] | NOS | 1 |  | GN/CR/MC/GNATUS BIOQUALY /AIR COMP/2HP WITH DRYER/NEW
IM00822 | Air Compressor- Gnatus Bioqualy 2.4 HP with Dryer |  |  | A Class | NOS | NOS | I-Inventory | FG-Finish Good | R | Equipment | Air Compressor | Dental Equiment | Main Location | 84144090 |  | FIFO | Gnatus | [8 empty] | 0 | 0 | 0 | 1 | 0 | 0 | [6 empty] | NOS | 1 |  | GN/CR/MC/GNATUS BIOQY/65L/ AIR COMP/ 2.4 HP WITH DRYER/NEW
IM00823 | Air Compressor- Gnatus Bioqualy 2.4 HP with Dryer |  |  | A Class | NOS | NOS | I-Inventory | FG-Finish Good | R | Equipment | Air Compressor | Dental Equiment | Main Location | 90184900 |  | FIFO | Gnatus | [8 empty] | 0 | 0 | 0 | 1 | 0 | 0 | [6 empty] | NOS | 1 |  | GN/CR /MC /GNATUS BIOQY/65 L /AIR COMP /2.4 HP WITH DRYER
IM00824 | Air Compressor- Gnatus Bioqualy 2.4 HP-65 LTR |  |  | A Class | NOS | NOS | I-Inventory | FG-Finish Good | R | Equipment | Air Compressor | Dental Equiment | Main Location | 84144090 |  | FIFO | Gnatus | [8 empty] | 0 | 0 | 0 | 1 | 0 | 0 | [6 empty] | NOS | 1 |  | GN/CR/MC/GNATUS BIOQUALY 65L/ AIR COMP/ 2.4 HP/NEW
IM00825 | Air Compressor- Gnatus Bioqualy 3 HP |  |  | A Class | NOS | NOS | I-Inventory | FG-Finish Good | R | Equipment | Air Compressor | Dental Equiment | Main Location | 84144090 |  | FIFO | Gnatus | [8 empty] | 0 | 0 | 0 | 1 | 0 | 0 | [6 empty] | NOS | 1 |  | GN/CR/MC/GNATUS BIOQUALY / AIR COMP/ 3 HP
IM00826 | Air Compressor- Gnatus Bioqualy 3 HP with 3 Dryer |  |  | A Class | NOS | NOS | I-Inventory | FG-Finish Good | R | Equipment | Air Compressor | Dental Equiment | Main Location | 84144090 |  | FIFO | Gnatus | [8 empty] | 0 | 0 | 0 | 1 | 0 | 0 | [6 empty] | NOS | 1 |  | GN/CR/MC/GNATUS BIOQUALY / AIR COMP/ 3 HP WITH 3 DRYER
IM00827 | Air Compressor- Gnatus Bioqualy 3 HP with Dryer |  |  | A Class | NOS | NOS | I-Inventory | FG-Finish Good | R | Equipment | Air Compressor | Dental Equiment | Main Location | 84144090 |  | FIFO | Gnatus | [8 empty] | 0 | 0 | 0 | 1 | 0 | 0 | [6 empty] | NOS | 1 |  | GN/CO/MC/GNATUS BIOQUALY / AIR COMP/ 3 HPWITH DRYER
IM00828 | Air Compressor- Gnatus Bioqualy 4 HP with Dryer |  |  | A Class | NOS | NOS | I-Inventory | FG-Finish Good | R | Equipment | Air Compressor | Dental Equiment | Main Location | 84144090 |  | FIFO | Gnatus | [8 empty] | 0 | 0 | 0 | 1 | 0 | 0 | [6 empty] | NOS | 1 |  | GN/CR/MC/GNATUS BIOQUALYY/ AIR COMP/ 4 HP WITH MEM DRYER
IM00831 | Air Compressor Spares -Durr-Filter Set with Fine Filter-5180-980-60 |  |  | A Class | NOS | NOS | I-Inventory | FG-Finish Good | R | Spares | Air Compressor-Spares | Dental Equiment | Main Location | 90330000 |  | FIFO | Durr Dental | [8 empty] | 0 | 0 | 0 | 1 | 0 | 0 | [6 empty] | NOS | 1 |  | DD/SP/FILTER SET WITH FINE FILTER 5180-980-60
IM00832 | Air Compressor Spares-Durr-Piston And Connecting ROD-5110-141-52E |  |  | A Class | NOS | NOS | I-Inventory | FG-Finish Good | R | Spares | Air Compressor-Spares | Dental Equiment | Main Location | 90330000 |  | FIFO | Durr Dental | [8 empty] | 0 | 0 | 0 | 1 | 0 | 0 | [6 empty] | NOS | 1 |  | DR/CO/SP/DUERR PISTON AND CONNECTING ROD-5110-141-52E
IM00833 | Air Compressor Spares-Durr-Sepreator Body Outer CAP-7117-200-06 |  |  | A Class | NOS | NOS | I-Inventory | FG-Finish Good | R | Spares | Air Compressor-Spares | Dental Equiment | Main Location | 90330000 |  | FIFO | Durr Dental | [8 empty] | 0 | 0 | 0 | 1 | 0 | 0 | [6 empty] | NOS | 1 |  | DR/CO/SP/DUERR SEPREATOR BODY OUTER CAP-7117-200-06
IM00834 | Air Compressor Spares-Durr-Cylinder-5150-110-00 |  |  | A Class | NOS | NOS | I-Inventory | FG-Finish Good | R | Spares | Air Compressor-Spares | Dental Equiment | Main Location | 90330000 |  | FIFO | Durr Dental | [8 empty] | 0 | 0 | 0 | 1 | 0 | 0 | [6 empty] | NOS | 1 |  | DR/CO/SP/DURR CYLINDER-5150-110-00
IM00835 | Air Compressor Spares-Durr-Gaskit-5150-981-00 |  |  | A Class | NOS | NOS | I-Inventory | FG-Finish Good | R | Spares | Air Compressor-Spares | Dental Equiment | Main Location | 90330000 |  | FIFO | Durr Dental | [8 empty] | 0 | 0 | 0 | 1 | 0 | 0 | [6 empty] | NOS | 1 |  | DR/CO/SP/DURR GASKIT-5150-981-00
IM00837 | Air Compressor Spares-Anti Twist Devise-7117-420-36 |  |  | A Class | NOS | NOS | I-Inventory | FG-Finish Good | R | Spares | Air Compressor-Spares | Dental Equiment | Main Location | 90330000 |  | FIFO | Durr Dental | [5 empty] | .. |  |  | 0 | 0 | 0 | 1 | 0 | 0 | [6 empty] | NOS | 1 |  | DR/SP/DUERR ANTI TWIST DEVISE 7117-420-36
IM00838 | Air Compressor Spares- Durr-CAS1 Sepreator Rotor 7117-200-04 |  |  | A Class | NOS | NOS | I-Inventory | FG-Finish Good | R | Spares | Air Compressor-Spares | Dental Equiment | Main Location | 90330000 |  | FIFO | Durr Dental | [5 empty] | . |  |  | 0 | 0 | 0 | 1 | 0 | 0 | [6 empty] | NOS | 1 |  | DR/SP/DUERR CAS1 SEPREATOR ROTOR 7117-200-04
IM00839 | Air Compressor Spares-Durr-Cotter 0001-400-04 |  |  | A Class | NOS | NOS | I-Inventory | FG-Finish Good | R | Spares | Air Compressor-Spares | Dental Equiment | Main Location | 90330000 |  | FIFO | Durr Dental | [5 empty] | . |  |  | 0 | 0 | 0 | 1 | 0 | 0 | [6 empty] | NOS | 1 |  | DR/SP/DUERR COTTER 0001-400-04
IM00840 | Air Compressor Spares-Durr-Fan Wheel-7118-100-10E |  |  | A Class | NOS | NOS | I-Inventory | FG-Finish Good | C | Spares | Air Compressor-Spares | Dental Equiment | Main Location | 90330000 |  | FIFO | Durr Dental | [5 empty] | . |  |  | 0 | 0 | 0 | 1 | 0 | 0 | [6 empty] | NOS | 1 |  | DR/SP/DUERR FAN WHEEL 7118-100-10E
IM00841 | Air Compressor Spares- Durr-Pump Impellor-7117-200-05E |  |  | A Class | NOS | NOS | I-Inventory | FG-Finish Good | R | Spares | Air Compressor-Spares | Dental Equiment | Main Location | 90330000 |  | FIFO | Durr Dental | [5 empty] | . |  |  | 0 | 0 | 0 | 1 | 0 | 0 | [6 empty] | NOS | 1 |  | DR/SP/DUERR PUMP IMPELLOR 7117-200-05E
IM00842 | Air Compressor Spares- Durr-Tornado1 Motor Base Stand-5280-200-04 |  |  | A Class | NOS | NOS | I-Inventory | FG-Finish Good | R | Spares | Air Compressor-Spares | Dental Equiment | Main Location | 90330000 |  | FIFO | Durr Dental | [8 empty] | 0 | 0 | 0 | 1 | 0 | 0 | [6 empty] | NOS | 1 |  | DR/SP/DURR TORNADO 1 COMPRESSOR MOTOR BASE STAND-5280-200-04
IM00843 | Air Compressor Spares- Durr-Power Supply-9000-150-54 |  |  | A Class | NOS | NOS | I-Inventory | FG-Finish Good | R | Spares | Air Compressor-Spares | Dental Equiment | Main Location | 90330000 |  | FIFO | Durr Dental | [8 empty] | 0 | 0 | 0 | 1 | 0 | 0 | [6 empty] | NOS | 1 |  | Dr/Sp/Power Supply 9000-150-54
IM00844 | Air Compressor Spares- Durr-Cooling Element-5180-310-50E |  |  | A Class | NOS | NOS | I-Inventory | FG-Finish Good | R | Spares | Air Compressor-Spares | Dental Equiment | Main Location | 90330000 |  | FIFO | Durr Dental | [8 empty] | 0 | 0 | 0 | 1 | 0 | 0 | [6 empty] | NOS | 1 |  | DURR/ COOLING ELEMENT 5180-310-50E
IM00845 | Air Compressor Spares-Durr-Membran Dryer-1650-980-00 |  |  | A Class | NOS | NOS | I-Inventory | FG-Finish Good | R | Spares | Air Compressor-Spares | Dental Equiment | Main Location | 90330000 |  | FIFO | Durr Dental | [8 empty] | 0 | 0 | 0 | 1 | 0 | 0 | [6 empty] | NOS | 1 |  | DURR/ MEMBRAN DRYER 1650-980-00
IM00846 | Air Compressor Spares-Durr-Connection Piece for Large Suction, Grey A Dec-A7600A010-16 |  |  | A Class | NOS | NOS | I-Inventory | FG-Finish Good | R | Spares | Air Compressor-Spares | Dental Equiment | Main Location | 90330000 |  | FIFO | Durr Dental | [8 empty] | 0 | 0 | 0 | 1 | 0 | 0 | [6 empty] | NOS | 1 |  | DURR/CO/SP/ CONNECTION PIECE FOR LARGE SUCTION, GREY A-DEC- A7600A010-16
IM00847 | Air Compressor Spares- Durr-Suction Hand Piece Grey-A7600A010-00 |  |  | A Class | NOS | NOS | I-Inventory | FG-Finish Good | R | Spares | Air Compressor-Spares | Dental Equiment | Main Location | 90330000 |  | FIFO | Durr Dental | [8 empty] | 0 | 0 | 0 | 1 | 0 | 0 | [6 empty] | NOS | 1 |  | DURR/CO/SP/ SUCTION HAND PIECE, GREY- A7600A010-00
IM00848 | Air Compressor Spares-Durr-Bush-7118-100-16E |  |  | A Class | NOS | NOS | I-Inventory | FG-Finish Good | R | Spares | Air Compressor-Spares | Dental Equiment | Main Location | 90330000 |  | FIFO | Durr Dental | [8 empty] | 0 | 0 | 0 | 1 | 0 | 0 | [6 empty] | NOS | 1 |  | DURR/CO/SP/BUSH 7118-100-16E
IM00849 | Air Compressor Spares-Durr-Pressure Switch 5452-011-00E |  |  | A Class | NOS | NOS | I-Inventory | FG-Finish Good | R | Spares | Air Compressor-Spares | Dental Equiment | Main Location | 90330000 |  | FIFO | Durr Dental | [8 empty] | 0 | 0 | 0 | 1 | 0 | 0 | [6 empty] | NOS | 1 |  | DURR/CO/SP/DUERR PRESSURE SWITCH 5452-011-00E
IM00850 | Air Compressor Spares-Durr-Connect 20 Hose Connector-Pack of 5 |  |  | A Class | NOS | NOS | I-Inventory | FG-Finish Good | C | Spares | Air Compressor-Spares | Dental Equiment | Main Location | 90330000 |  | FIFO | Durr Dental | [8 empty] | 0 | 0 | 0 | 1 | 0 | 0 | [6 empty] | NOS | 1 |  | DURR/CO/SP/DURR CONNECT 20 HOSE CONNECTOR (PACK OF 5)
IM00851 | Air Compressor Spares-Durr-Connect 20 Y Joint 0700-700-03E |  |  | A Class | NOS | NOS | I-Inventory | FG-Finish Good | R | Spares | Air Compressor-Spares | Dental Equiment | Main Location | 90330000 |  | FIFO | Durr Dental | [8 empty] | 0 | 0 | 0 | 1 | 0 | 0 | [6 empty] | NOS | 1 |  | DURR/CO/SP/DURR CONNECT 20 Y- JOINT 0700-700-03E
IM00852 | Air Compressor Spares- Durr-Impeller Comp-Spare Part 7151-104-00E |  |  | A Class | NOS | NOS | I-Inventory | FG-Finish Good | R | Spares | Air Compressor-Spares | Dental Equiment | Main Location | 90330000 |  | FIFO | Durr Dental | [8 empty] | 0 | 0 | 0 | 1 | 0 | 0 | [6 empty] | NOS | 1 |  | DURR/CO/SP/IMPELLER COMP-SPARE PART 7151-104-00E
IM00853 | Air Compressor Spares- Durr-Impeller-V-Vs-Vsa 300S Fan |  |  | A Class | NOS | NOS | I-Inventory | FG-Finish Good | R | Spares | Air Compressor-Spares | Dental Equiment | Main Location | 90184900 |  | FIFO | Durr Dental | [8 empty] | 0 | 0 | 0 | 1 | 0 | 0 | [6 empty] | NOS | 1 |  | DURR/CO/SP/IMPELLER-V-VS-VSA 300S FAN
IM00854 | Air Compressor Spares- Durr-O-Ring Set 7151-981-50 |  |  | A Class | NOS | NOS | I-Inventory | FG-Finish Good | C | Spares | Air Compressor-Spares | Dental Equiment | Main Location | 90330000 |  | FIFO | Durr Dental | [8 empty] | 0 | 0 | 0 | 1 | 0 | 0 | [6 empty] | NOS | 1 |  | DURR/CO/SP/O-RING SET 7151-981-50
IM00855 | Air Compressor Spares- Durr-Periomat Plus Thermal Fuse-1307-103-00 |  |  | A Class | NOS | NOS | I-Inventory | FG-Finish Good | R | Spares | Air Compressor-Spares | Dental Equiment | Main Location | 90330000 |  | FIFO | Durr Dental | [8 empty] | 0 | 0 | 0 | 1 | 0 | 0 | [6 empty] | NOS | 1 |  | DURR/CO/SP/PERIOMAT PLUS THERMAL FUSE-1307-103-00
IM00856 | Air Compressor Spares- Durr-Presure Gauge 0-16 Bar-9000-305-08 |  |  | A Class | NOS | NOS | I-Inventory | FG-Finish Good | R | Spares | Air Compressor-Spares | Dental Equiment | Main Location | 90330000 |  | FIFO | Durr Dental | [8 empty] | 0 | 0 | 0 | 1 | 0 | 0 | [6 empty] | NOS | 1 |  | DURR/CO/SP/PRESURE GAUGE 0-16 BAR-9000-305-08
IM00857 | Air Compressor Spares- Durr-Quattro Air Intake Filter-0832-982-00 |  |  | A Class | NOS | NOS | I-Inventory | FG-Finish Good | R | Spares | Air Compressor-Spares | Dental Equiment | Main Location | 90330000 |  | FIFO | Durr Dental | [8 empty] | 0 | 0 | 0 | 1 | 0 | 0 | [6 empty] | NOS | 1 |  | DURR/CO/SP/QUATTRO AIR INTAKE FILTER-0832-982-00
IM00858 | Air Compressor Spares- Durr-Rotary Shaft Seal 7118-103-00E |  |  | A Class | NOS | NOS | I-Inventory | FG-Finish Good | R | Spares | Air Compressor-Spares | Dental Equiment | Main Location | 90330000 |  | FIFO | Durr Dental | [8 empty] | 0 | 0 | 0 | 1 | 0 | 0 | [6 empty] | NOS | 1 |  | DURR/CO/SP/ROTARY SHAFT SEAL 7118-103-00E
IM00859 | Air Compressor Spares- Durr-Sealing Set 7117-300-02E |  |  | A Class | NOS | NOS | I-Inventory | FG-Finish Good | R | Spares | Air Compressor-Spares | Dental Equiment | Main Location | 90330000 |  | FIFO | Durr Dental | [8 empty] | 0 | 0 | 0 | 1 | 0 | 0 | [6 empty] | NOS | 1 |  | DURR/CO/SP/SEALING SET 7117-300-02E
IM00860 | Air Compressor Spares- Durr-Separating Casing Complete 7130-983-50 |  |  | A Class | NOS | NOS | I-Inventory | FG-Finish Good | R | Spares | Air Compressor-Spares | Dental Equiment | Main Location | 90330000 |  | FIFO | Durr Dental | [8 empty] | 0 | 0 | 0 | 1 | 0 | 0 | [6 empty] | NOS | 1 |  | DURR/CO/SP/SEPARATING CASING COMPLETE 7130-983-50
IM00861 | Air Compressor Spares- Durr-Separator Housing Only Body-7151-200-01 |  |  | A Class | NOS | NOS | I-Inventory | FG-Finish Good | C | Spares | Air Compressor-Spares | Dental Equiment | Main Location | 90330000 |  | FIFO | Durr Dental | [8 empty] | 0 | 0 | 0 | 1 | 0 | 0 | [6 empty] | NOS | 1 |  | DURR/CO/SP/SEPARATOR HOUSING ONLY BODY-7151-200-01
IM00862 | Air Compressor Spares- Durr-Solnoid Control PCB Di1100-06 |  |  | A Class | NOS | NOS | I-Inventory | FG-Finish Good | R | Spares | Air Compressor-Spares | Dental Equiment | Main Location | 9032 |  | FIFO | Durr Dental | [8 empty] | 0 | 0 | 0 | 1 | 0 | 0 | [6 empty] | NOS | 1 |  | DURR/CO/SP/SOLNOID CONTROL PCB DI1100-06
IM00863 | Air Compressor Spares- Durr-Value Spare Part 6010-983-50 |  |  | A Class | NOS | NOS | I-Inventory | FG-Finish Good | R | Spares | Air Compressor-Spares | Dental Equiment | Main Location | 90330000 |  | FIFO | Durr Dental | [8 empty] | 0 | 0 | 0 | 1 | 0 | 0 | [6 empty] | NOS | 1 |  | DURR/CO/SP/VALUE SPARE PART 6010-983-50
IM00864 | Air Compressor Spares- Durr-Vs-1200 Suction Impeller 7136-983-54 |  |  | A Class | NOS | NOS | I-Inventory | FG-Finish Good | R | Spares | Air Compressor-Spares | Dental Equiment | Main Location | 90330000 |  | FIFO | Durr Dental | [8 empty] | 0 | 0 | 0 | 1 | 0 | 0 | [6 empty] | NOS | 1 |  | DURR/CO/SP/VS-1200 SUCTION IMPELLER 7136-983-54
IM00865 | Air Compressor Spares- Durr-Vs300 Drain Pipe |  |  | A Class | NOS | NOS | I-Inventory | FG-Finish Good | R | Spares | Air Compressor-Spares | Dental Equiment | Main Location | 90330000 |  | FIFO | Durr Dental | [8 empty] | 0 | 0 | 0 | 1 | 0 | 0 | [6 empty] | NOS | 1 |  | DURR/CO/SP/VS300 DRAIN PIPE
IM00866 | Air Compressor Spares- Durr-Air Guide 5280-120-05 |  |  | A Class | NOS | NOS | I-Inventory | FG-Finish Good | R | Spares | Air Compressor-Spares | Dental Equiment | Main Location | 90330000 |  | FIFO | Durr Dental | [8 empty] | 0 | 0 | 0 | 1 | 0 | 0 | [6 empty] | NOS | 1 |  | Durr/Sp/Air Guide 5280-120-05
IM00868 | Air Compressor Spares- Durr-Pressure Switch-Relief Valve-9000-301-77/9000-301-73 |  |  | A Class | NOS | NOS | I-Inventory | FG-Finish Good | R | Spares | Air Compressor-Spares | Dental Equiment | Main Location | 90330000 |  | FIFO | Durr Dental | [8 empty] | 0 | 0 | 0 | 1 | 0 | 0 | [6 empty] | NOS | 1 |  | Dr/Sp/Pressure Switch/Relief Valve 9000-301-77/9000-301-73
IM00869 | Air Compressor Spares-Durr-Tornado70/130 Piston Sleeve-5430-981-00 |  |  | A Class | NOS | NOS | I-Inventory | FG-Finish Good | R | Spares | Air Compressor-Spares | Dental Equiment | Main Location | 90330000 |  | FIFO | Durr Dental | [8 empty] | 0 | 0 | 0 | 1 | 0 | 0 | [6 empty] | NOS | 1 |  | DURR/ Tornado 70/130piston Sleeve 5430-981-00
IM00871 | Air Compressor Spares-Durr-Cut off Valve R/14 5150-008-50 |  |  | A Class | NOS | NOS | I-Inventory | FG-Finish Good | R | Spares | Air Compressor-Spares | Dental Equiment | Main Location | 90330000 |  | FIFO | Durr Dental | [8 empty] | 0 | 0 | 0 | 1 | 0 | 0 | [6 empty] | NOS | 1 |  | DURR/CO/SP/CUTT OFF VALVE R/14 5150-008-50
IM00872 | Air Compressor Spares- Dynair Head 7001-Dyna Air 1Hp Comp. Head |  |  | A Class | NOS | NOS | I-Inventory | FG-Finish Good | R | Spares | Air Compressor-Spares | Dental Equiment | Main Location | 90330000 |  | FIFO | Dynamic | [8 empty] | 0 | 0 | 0 | 1 | 0 | 0 | [6 empty] | NOS | 1 |  | DA/CH/AC/HEAD 7001-DYNA AIR 1HP COMP. HEAD
IM00873 | Air Compressor Spares- Dynair Head 7001-Dyna Air 1Hp Comp. Head (New Type) |  |  | A Class | NOS | NOS | I-Inventory | FG-Finish Good | R | Spares | Air Compressor-Spares | Dental Equiment | Main Location | 90330000 |  | FIFO | Dynamic | [5 empty] | . |  |  | 0 | 0 | 0 | 1 | 0 | 0 | [6 empty] | NOS | 1 |  | DA/CH/AC/HEAD 7001-DYNA AIR 1HP COMP. HEAD (New Type)
IM00874 | Air Compressor Spares- Dynair Head 7001-Dyna Air 1Hp Comp. Head Without Drum Plate |  |  | A Class | NOS | NOS | I-Inventory | FG-Finish Good | R | Spares | Air Compressor-Spares | Dental Equiment | Main Location | 90330000 |  | FIFO | Dynamic | [8 empty] | 0 | 0 | 0 | 1 | 0 | 0 | [6 empty] | NOS | 1 |  | DA/CH/AC/HEAD 7001-DYNA AIR 1HP COMP. HEAD WITHOUT DRUM PLATE
IM00875 | Air Compressor Spares- Dynair Compressor Dryer Valve |  |  | A Class | NOS | NOS | I-Inventory | FG-Finish Good | R | Spares | Air Compressor-Spares | Dental Equiment | Main Location | 90330000 |  | FIFO | Dynamic | [8 empty] | 0 | 0 | 0 | 1 | 0 | 0 | [6 empty] | NOS | 1 |  | DA/CO/SP/ COMPRESSOR DRYER VALVE
IM00876 | Air Compressor Spares- Dynair Integrated Plastic Box |  |  | A Class | NOS | NOS | I-Inventory | FG-Finish Good | C | Spares | Air Compressor-Spares | Dental Equiment | Main Location | 90330000 |  | FIFO | Dynamic | [8 empty] | 0 | 0 | 0 | 1 | 0 | 0 | [6 empty] | NOS | 1 |  | Da/Co/Sp/ Integrated Plastic Box
IM00877 | Air Compressor Spares- Dynair Master Circuit Braker |  |  | A Class | NOS | NOS | I-Inventory | FG-Finish Good | R | Spares | Air Compressor-Spares | Dental Equiment | Main Location | 90330000 |  | FIFO | Dynamic | [8 empty] | 0 | 0 | 0 | 1 | 0 | 0 | [6 empty] | NOS | 1 |  | DA/CO/SP/ MASTER CIRCUIT BRAKER
IM00878 | Air Compressor Spares- Dynair Air Cylinder Of Portable Chair |  |  | A Class | NOS | NOS | I-Inventory | FG-Finish Good | R | Spares | Air Compressor-Spares | Dental Equiment | Main Location | 90330000 |  | FIFO | Dynamic | [8 empty] | 0 | 0 | 0 | 1 | 0 | 0 | [6 empty] | NOS | 1 |  | Da/Co/Sp/Air Cylinder of Portable Chair
IM00879 | Air Compressor Spares- Dynair Air Drain Block Nut |  |  | A Class | NOS | NOS | I-Inventory | FG-Finish Good | R | Spares | Air Compressor-Spares | Dental Equiment | Main Location | 90330000 |  | FIFO | Dynamic | [8 empty] | 0 | 0 | 0 | 1 | 0 | 0 | [6 empty] | NOS | 1 |  | Da/Co/Sp/Air Drain Block Nut
IM00880 | Air Compressor Spares- Dynair Air Filter Connector |  |  | A Class | NOS | NOS | I-Inventory | FG-Finish Good | R | Spares | Air Compressor-Spares | Dental Equiment | Main Location | 90330000 |  | FIFO | Dynamic | [8 empty] | 0 | 0 | 0 | 1 | 0 | 0 | [6 empty] | NOS | 1 |  | Da/Co/Sp/Air Filter Connector
IM00881 | Air Compressor Spares- Dynair Air Inlet Pressor Plate Valve Dac-14 |  |  | A Class | NOS | NOS | I-Inventory | FG-Finish Good | R | Spares | Air Compressor-Spares | Dental Equiment | Main Location | 90330000 |  | FIFO | Dynamic | [8 empty] | 0 | 0 | 0 | 1 | 0 | 0 | [6 empty] | NOS | 1 |  | Da/Co/Sp/Air Inlet Pressor Plate Valve Dac-14
IM00882 | Air Compressor Spares- Dynair Air Outlet Valve |  |  | A Class | NOS | NOS | I-Inventory | FG-Finish Good | C | Spares | Air Compressor-Spares | Dental Equiment | Main Location | 90330000 |  | FIFO | Dynamic | [8 empty] | 0 | 0 | 0 | 1 | 0 | 0 | [6 empty] | NOS | 1 |  | Da/Co/Sp/Air Outlet Valve
IM00883 | Air Compressor Spares- Dynair Air Regulator Filter Dac-2 |  |  | A Class | NOS | NOS | I-Inventory | FG-Finish Good | C | Spares | Air Compressor-Spares | Dental Equiment | Main Location | 90330000 |  | FIFO | Dynamic | [8 empty] | 0 | 0 | 0 | 1 | 0 | 0 | [6 empty] | NOS | 1 |  | DA/CO/SP/AIR REGULATOR FILTER DAC-2
IM00884 | Air Compressor Spares- Dynair Air Silencer Net |  |  | A Class | NOS | NOS | I-Inventory | FG-Finish Good | R | Spares | Air Compressor-Spares | Dental Equiment | Main Location | 90330000 |  | FIFO | Dynamic | [8 empty] | 0 | 0 | 0 | 1 | 0 | 0 | [6 empty] | NOS | 1 |  | Da/Co/Sp/Air Silencer Net
IM00885 | Air Compressor Spares- Dynair Braided Pipe (5001) |  |  | A Class | NOS | NOS | I-Inventory | FG-Finish Good | R | Spares | Air Compressor-Spares | Dental Equiment | Main Location | 90330000 |  | FIFO | Dynamic | [8 empty] | 0 | 0 | 0 | 1 | 0 | 0 | [6 empty] | NOS | 1 |  | Da/Co/Sp/Braided Pipe (5001)
IM00886 | Air Compressor Spares- Dynair Braided Pipe (7001) |  |  | A Class | NOS | NOS | I-Inventory | FG-Finish Good | R | Spares | Air Compressor-Spares | Dental Equiment | Main Location | 90330000 |  | FIFO | Dynamic | [8 empty] | 0 | 0 | 0 | 1 | 0 | 0 | [6 empty] | NOS | 1 |  | Da/Co/Sp/Braided Pipe (7001)
IM00887 | Air Compressor Spares- Dynair Capacitor Dac-9 |  |  | A Class | NOS | NOS | I-Inventory | FG-Finish Good | C | Spares | Air Compressor-Spares | Dental Equiment | Main Location | 90330000 |  | FIFO | Dynamic | [8 empty] | 0 | 0 | 0 | 1 | 0 | 0 | [6 empty] | NOS | 1 |  | Da/Co/Sp/Capacitor Dac-9
IM00888 | Air Compressor Spares- Dynair Compressor Head Rubber Foot |  |  | A Class | NOS | NOS | I-Inventory | FG-Finish Good | C | Spares | Air Compressor-Spares | Dental Equiment | Main Location | 90330000 |  | FIFO | Dynamic | [8 empty] | 0 | 0 | 0 | 1 | 0 | 0 | [6 empty] | NOS | 1 |  | DA/CO/SP/COMPRESSOR HEAD RUBBER FOOT
IM00889 | Air Compressor Spares- Dynair Connecting Rod Big |  |  | A Class | NOS | NOS | I-Inventory | FG-Finish Good | R | Spares | Air Compressor-Spares | Dental Equiment | Main Location | 90330000 |  | FIFO | Dynamic | [8 empty] | 0 | 0 | 0 | 1 | 0 | 0 | [6 empty] | NOS | 1 |  | Da/Co/Sp/Connecting Rod Big
IM00890 | Air Compressor Spares- Dynair Connecting Rod Small |  |  | A Class | NOS | NOS | I-Inventory | FG-Finish Good | R | Spares | Air Compressor-Spares | Dental Equiment | Main Location | 90330000 |  | FIFO | Dynamic | [8 empty] | 0 | 0 | 0 | 1 | 0 | 0 | [6 empty] | NOS | 1 |  | Da/Co/Sp/Connecting Rod Small
IM00891 | Air Compressor Spares- Dynair Cylinder Jacket Drum 5001 |  |  | A Class | NOS | NOS | I-Inventory | FG-Finish Good | C | Spares | Air Compressor-Spares | Dental Equiment | Main Location | 90330000 |  | FIFO | Dynamic | [8 empty] | 0 | 0 | 0 | 1 | 0 | 0 | [6 empty] | NOS | 1 |  | Da/Co/Sp/Cylinder Jacket Drum 5001
IM00892 | Air Compressor Spares- Dynair Cylinder Jacket Drum 7001 |  |  | A Class | NOS | NOS | I-Inventory | FG-Finish Good | C | Spares | Air Compressor-Spares | Dental Equiment | Main Location | 90330000 |  | FIFO | Dynamic | [8 empty] | 0 | 0 | 0 | 1 | 0 | 0 | [6 empty] | NOS | 1 |  | Da/Co/Sp/Cylinder Jacket Drum 7001
IM00893 | Air Compressor Spares- Dynair Drain Valve Dac-7 |  |  | A Class | NOS | NOS | I-Inventory | FG-Finish Good | R | Spares | Air Compressor-Spares | Dental Equiment | Main Location | 90330000 |  | FIFO | Dynamic | [8 empty] | 0 | 0 | 0 | 1 | 0 | 0 | [6 empty] | NOS | 1 |  | Da/Co/Sp/Drain Valve Dac-7
IM00894 | Air Compressor Spares- Dynair Drain Valve Knob |  |  | A Class | NOS | NOS | I-Inventory | FG-Finish Good | R | Spares | Air Compressor-Spares | Dental Equiment | Main Location | 90330000 |  | FIFO | Dynamic | [8 empty] | 0 | 0 | 0 | 1 | 0 | 0 | [6 empty] | NOS | 1 |  | Da/Co/Sp/Drain Valve Knob
IM00895 | Air Compressor Spares- Dynair Drum Plate Valve |  |  | A Class | NOS | NOS | I-Inventory | FG-Finish Good | R | Spares | Air Compressor-Spares | Dental Equiment | Main Location | 90330000 |  | FIFO | Dynamic | [8 empty] | 0 | 0 | 0 | 1 | 0 | 0 | [6 empty] | NOS | 1 |  | Da/Co/Sp/Drum Plate Valve
IM00896 | Air Compressor Spares- Dynair Dynamic Compressor Motor |  |  | A Class | NOS | NOS | I-Inventory | FG-Finish Good | R | Spares | Air Compressor-Spares | Dental Equiment | Main Location | 90330000 |  | FIFO | Dynamic | [8 empty] | 0 | 0 | 0 | 1 | 0 | 0 | [6 empty] | NOS | 1 |  | Da/Co/Sp/dynamic Compressor Motor
IM00897 | Air Compressor Spares- Dynair Dynamic Dryer Set |  |  | A Class | NOS | NOS | I-Inventory | FG-Finish Good | R | Spares | Air Compressor-Spares | Dental Equiment | Main Location | 90330000 |  | FIFO | Dynamic | [8 empty] | 0 | 0 | 0 | 1 | 0 | 0 | [6 empty] | NOS | 1 |  | Da/Co/Sp/Dynamic Dryer Set
IM00898 | Air Compressor Spares- Dynair Dynamic Membrane Water Filter |  |  | A Class | NOS | NOS | I-Inventory | FG-Finish Good | R | Spares | Air Compressor-Spares | Dental Equiment | Main Location | 90330000 |  | FIFO | Dynamic | [8 empty] | 0 | 0 | 0 | 1 | 0 | 0 | [6 empty] | NOS | 1 |  | DA/CO/SP/DYNAMIC MEMBRANE WATER FILTER
IM00899 | Air Compressor Spares- Dynair Eccentric Wheel Unit (5001) |  |  | A Class | NOS | NOS | I-Inventory | FG-Finish Good | R | Spares | Air Compressor-Spares | Dental Equiment | Main Location | 90330000 |  | FIFO | Dynamic | [8 empty] | 0 | 0 | 0 | 1 | 0 | 0 | [6 empty] | NOS | 1 |  | Da/Co/Sp/Eccentric Wheel Unit (5001)
IM00900 | Air Compressor Spares- Dynair Eccentric Wheel Unit (7001) |  |  | A Class | NOS | NOS | I-Inventory | FG-Finish Good | R | Spares | Air Compressor-Spares | Dental Equiment | Main Location | 90330000 |  | FIFO | Dynamic | [8 empty] | 0 | 0 | 0 | 1 | 0 | 0 | [6 empty] | NOS | 1 |  | Da/Co/Sp/Eccentric Wheel Unit (7001)
IM00901 | Air Compressor Spares- Dynair Elbow Joint |  |  | A Class | NOS | NOS | I-Inventory | FG-Finish Good | C | Spares | Air Compressor-Spares | Dental Equiment | Main Location | 90330000 |  | FIFO | Dynamic | [8 empty] | 0 | 0 | 0 | 1 | 0 | 0 | [6 empty] | NOS | 1 |  | Da/Co/Sp/Elbow Joint
IM00902 | Air Compressor Spares- Dynair Fan |  |  | A Class | NOS | NOS | I-Inventory | FG-Finish Good | R | Spares | Air Compressor-Spares | Dental Equiment | Main Location | 90330000 |  | FIFO | Dynamic | [8 empty] | 0 | 0 | 0 | 1 | 0 | 0 | [6 empty] | NOS | 1 |  | Da/Co/Sp/Fan
IM00903 | Air Compressor Spares- Dynair Filter Cartridge |  |  | A Class | NOS | NOS | I-Inventory | FG-Finish Good | R | Spares | Air Compressor-Spares | Dental Equiment | Main Location | 90330000 |  | FIFO | Dynamic | [8 empty] | 0 | 0 | 0 | 1 | 0 | 0 | [6 empty] | NOS | 1 |  | Da/Co/Sp/Filter Cartridge
IM00904 | Air Compressor Spares- Dynair Gaskit Of Cylinder Jacket O Ring |  |  | A Class | NOS | NOS | I-Inventory | FG-Finish Good | C | Spares | Air Compressor-Spares | Dental Equiment | Main Location | 90330000 |  | FIFO | Dynamic | [8 empty] | 0 | 0 | 0 | 1 | 0 | 0 | [6 empty] | NOS | 1 |  | Da/Co/Sp/Gaskit Of Cylinder Jacket O Ring
IM00905 | Air Compressor Spares- Dynair Head 5001-Dyna Air Comp. Head |  |  | A Class | NOS | NOS | I-Inventory | FG-Finish Good | R | Spares | Air Compressor-Spares | Dental Equiment | Main Location | 90330000 |  | FIFO | Dynamic | [8 empty] | 0 | 0 | 0 | 1 | 0 | 0 | [6 empty] | NOS | 1 |  | Da/Co/Sp/Head 5001-Dyna Air Comp. Head
IM00906 | Air Compressor Spares- Dynair N.R.V. |  |  | A Class | NOS | NOS | I-Inventory | FG-Finish Good | R | Spares | Air Compressor-Spares | Dental Equiment | Main Location | 90330000 |  | FIFO | Dynamic | [8 empty] | 0 | 0 | 0 | 1 | 0 | 0 | [6 empty] | NOS | 1 |  | Da/Co/Sp/N.R.V.
IM00907 | Air Compressor Spares- Dynair N.R.V. Load Switch |  |  | A Class | NOS | NOS | I-Inventory | FG-Finish Good | R | Spares | Air Compressor-Spares | Dental Equiment | Main Location | 90330000 |  | FIFO | Dynamic | [8 empty] | 0 | 0 | 0 | 1 | 0 | 0 | [6 empty] | NOS | 1 |  | Da/Co/Sp/N.R.V. Load Switch
IM00908 | Air Compressor Spares- Dynair New Solenoid Valve Dac-3 |  |  | A Class | NOS | NOS | I-Inventory | FG-Finish Good | C | Spares | Air Compressor-Spares | Dental Equiment | Main Location | 90330000 |  | FIFO | Dynamic | [8 empty] | 0 | 0 | 0 | 1 | 0 | 0 | [6 empty] | NOS | 1 |  | Da/Co/Sp/New Solenoid Valve Dac-3
IM00909 | Air Compressor Spares- Dynair Outlet Pressure Plate Dac-13 |  |  | A Class | NOS | NOS | I-Inventory | FG-Finish Good | R | Spares | Air Compressor-Spares | Dental Equiment | Main Location | 90330000 |  | FIFO | Dynamic | [8 empty] | 0 | 0 | 0 | 1 | 0 | 0 | [6 empty] | NOS | 1 |  | Da/Co/Sp/Outlet Pressure Plate Dac-13
IM00910 | Air Compressor Spares- Dynair Over Load Switch |  |  | A Class | NOS | NOS | I-Inventory | FG-Finish Good | C | Spares | Air Compressor-Spares | Dental Equiment | Main Location | 90330000 |  | FIFO | Dynamic | [8 empty] | 0 | 0 | 0 | 1 | 0 | 0 | [6 empty] | NOS | 1 |  | Da/Co/Sp/Over Load Switch
IM00911 | Air Compressor Spares- Dynair Over Load Switch Lid |  |  | A Class | NOS | NOS | I-Inventory | FG-Finish Good | R | Spares | Air Compressor-Spares | Dental Equiment | Main Location | 90330000 |  | FIFO | Dynamic | [8 empty] | 0 | 0 | 0 | 1 | 0 | 0 | [6 empty] | NOS | 1 |  | Da/Co/Sp/Over Load Switch Lid
IM00912 | Air Compressor Spares- Dynair Over Load Switch-10 Amp |  |  | A Class | NOS | NOS | I-Inventory | FG-Finish Good | R | Spares | Air Compressor-Spares | Dental Equiment | Main Location | 90330000 |  | FIFO | Dynamic | [8 empty] | 0 | 0 | 0 | 1 | 0 | 0 | [6 empty] | NOS | 1 |  | DA/CO/SP/OVER LOAD SWITCH-10 AMP
IM00913 | Air Compressor Spares- Dynair Piston Bearing (5001) |  |  | A Class | NOS | NOS | I-Inventory | FG-Finish Good | C | Spares | Air Compressor-Spares | Dental Equiment | Main Location | 90330000 |  | FIFO | Dynamic | [8 empty] | 0 | 0 | 0 | 1 | 0 | 0 | [6 empty] | NOS | 1 |  | Da/Co/Sp/Piston Bearing (5001)
IM00914 | Air Compressor Spares- Dynair Piston Bearing (7001) |  |  | A Class | NOS | NOS | I-Inventory | FG-Finish Good | C | Spares | Air Compressor-Spares | Dental Equiment | Main Location | 90330000 |  | FIFO | Dynamic | [8 empty] | 0 | 0 | 0 | 1 | 0 | 0 | [6 empty] | NOS | 1 |  | Da/Co/Sp/Piston Bearing (7001)
IM00915 | Air Compressor Spares- Dynair Piston Plate |  |  | A Class | NOS | NOS | I-Inventory | FG-Finish Good | R | Spares | Air Compressor-Spares | Dental Equiment | Main Location | 90330000 |  | FIFO | Dynamic | [8 empty] | 0 | 0 | 0 | 1 | 0 | 0 | [6 empty] | NOS | 1 |  | Da/Co/Sp/Piston Plate
IM00916 | Air Compressor Spares- Dynair Piston Ring Dac-11 |  |  | A Class | NOS | NOS | I-Inventory | FG-Finish Good | C | Spares | Air Compressor-Spares | Dental Equiment | Main Location | 90330000 |  | FIFO | Dynamic | [8 empty] | 0 | 0 | 0 | 1 | 0 | 0 | [6 empty] | NOS | 1 |  | Da/Co/Sp/Piston Ring Dac-11
IM00917 | Air Compressor Spares- Dynair Pressure Control Dac-1 |  |  | A Class | NOS | NOS | I-Inventory | FG-Finish Good | R | Spares | Air Compressor-Spares | Dental Equiment | Main Location | 90330000 |  | FIFO | Dynamic | [8 empty] | 0 | 0 | 0 | 1 | 0 | 0 | [6 empty] | NOS | 1 |  | Da/Co/Sp/Pressure Control Dac-1
IM00918 | Air Compressor Spares- Dynair Pressure Guage Big Dac-5 |  |  | A Class | NOS | NOS | I-Inventory | FG-Finish Good | R | Spares | Air Compressor-Spares | Dental Equiment | Main Location | 90330000 |  | FIFO | Dynamic | [8 empty] | 0 | 0 | 0 | 1 | 0 | 0 | [6 empty] | NOS | 1 |  | Da/Co/Sp/Pressure Guage Big Dac-5
IM00919 | Air Compressor Spares- Dynair Safety Valve |  |  | A Class | NOS | NOS | I-Inventory | FG-Finish Good | R | Spares | Air Compressor-Spares | Dental Equiment | Main Location | 90330000 |  | FIFO | Dynamic | [8 empty] | 0 | 0 | 0 | 1 | 0 | 0 | [6 empty] | NOS | 1 |  | Da/Co/Sp/Safety Valve
IM00920 | Air Compressor Spares- Dynair Screw Of Connecting Rod |  |  | A Class | NOS | NOS | I-Inventory | FG-Finish Good | C | Spares | Air Compressor-Spares | Dental Equiment | Main Location | 90330000 |  | FIFO | Dynamic | [8 empty] | 0 | 0 | 0 | 1 | 0 | 0 | [6 empty] | NOS | 1 |  | Da/Co/Sp/Screw Of Connecting Rod
IM00921 | Air Compressor Spares- Dynair Screw Of Plate |  |  | A Class | NOS | NOS | I-Inventory | FG-Finish Good | C | Spares | Air Compressor-Spares | Dental Equiment | Main Location | 90330000 |  | FIFO | Dynamic | [8 empty] | 0 | 0 | 0 | 1 | 0 | 0 | [6 empty] | NOS | 1 |  | Da/Co/Sp/Screw Of Plate
IM00922 | Air Compressor Spares- Dynair Sequer Gaskit Dac-12 |  |  | A Class | NOS | NOS | I-Inventory | FG-Finish Good | R | Spares | Air Compressor-Spares | Dental Equiment | Main Location | 90330000 |  | FIFO | Dynamic | [8 empty] | 0 | 0 | 0 | 1 | 0 | 0 | [6 empty] | NOS | 1 |  | Da/Co/Sp/Sequer Gaskit Dac-12
IM00923 | Air Compressor Spares- Dynair Small Air Silencer |  |  | A Class | NOS | NOS | I-Inventory | FG-Finish Good | C | Spares | Air Compressor-Spares | Dental Equiment | Main Location | 90330000 |  | FIFO | Dynamic | [8 empty] | 0 | 0 | 0 | 1 | 0 | 0 | [6 empty] | NOS | 1 |  | Da/Co/Sp/Small Air Silencer
IM00924 | Air Compressor Spares- Dynair Small Pressure Guage Dac-4 |  |  | A Class | NOS | NOS | I-Inventory | FG-Finish Good | C | Spares | Air Compressor-Spares | Dental Equiment | Main Location | 90330000 |  | FIFO | Dynamic | [8 empty] | 0 | 0 | 0 | 1 | 0 | 0 | [6 empty] | NOS | 1 |  | Da/Co/Sp/Small Pressure Guage Dac-4
IM00925 | Air Compressor Spares- Dynair Straight Joint Block |  |  | A Class | NOS | NOS | I-Inventory | FG-Finish Good | C | Spares | Air Compressor-Spares | Dental Equiment | Main Location | 90330000 |  | FIFO | Dynamic | [8 empty] | 0 | 0 | 0 | 1 | 0 | 0 | [6 empty] | NOS | 1 |  | Da/Co/Sp/Straight Joint Block
IM00926 | Air Compressor Spares- Dynair Suction Filter Fan-220 Volt |  |  | A Class | NOS | NOS | I-Inventory | FG-Finish Good | C | Spares | Air Compressor-Spares | Dental Equiment | Main Location | 90330000 |  | FIFO | Dynamic | [8 empty] | 0 | 0 | 0 | 1 | 0 | 0 | [6 empty] | NOS | 1 |  | Da/Co/Sp/Suction Filter Fan-220 Volt
IM00927 | Air Compressor Spares- Dynair Suction Jar Body |  |  | A Class | NOS | NOS | I-Inventory | FG-Finish Good | C | Spares | Air Compressor-Spares | Dental Equiment | Main Location | 90330000 |  | FIFO | Dynamic | [8 empty] | 0 | 0 | 0 | 1 | 0 | 0 | [6 empty] | NOS | 1 |  | Da/Co/SP/Suction Jar Body
IM00928 | Air Compressor Spares- Dynair Suction Main PCB |  |  | A Class | NOS | NOS | I-Inventory | FG-Finish Good | R | Spares | Air Compressor-Spares | Dental Equiment | Main Location | 90330000 |  | FIFO | Dynamic | [8 empty] | 0 | 0 | 0 | 1 | 0 | 0 | [6 empty] | NOS | 1 |  | Da/Co/Sp/Suction Main Pcb
IM00929 | Air Compressor Spares- Dynair Tank Rubber Foot Big |  |  | A Class | NOS | NOS | I-Inventory | FG-Finish Good | C | Spares | Air Compressor-Spares | Dental Equiment | Main Location | 90330000 |  | FIFO | Dynamic | [8 empty] | 0 | 0 | 0 | 1 | 0 | 0 | [6 empty] | NOS | 1 |  | Da/Co/Sp/Tank Rubber Foot Big
IM00930 | Air Compressor Spares- Dynair pressure Plate Fix Clip |  |  | A Class | NOS | NOS | I-Inventory | FG-Finish Good | R | Spares | Air Compressor-Spares | Dental Equiment | Main Location | 90330000 |  | FIFO | Dynamic | [8 empty] | 0 | 0 | 0 | 1 | 0 | 0 | [6 empty] | NOS | 1 |  | DA/CO/SPPRESSURE PLATE FIX CLIP
IM00931 | Air Compressor Spares- Dynair Compressor Head Body/Alu Shell Unit |  |  | A Class | NOS | NOS | I-Inventory | FG-Finish Good | C | Spares | Air Compressor-Spares | Dental Equiment | Main Location | 90330000 |  | FIFO | Dynamic | [8 empty] | 0 | 0 | 0 | 1 | 0 | 0 | [6 empty] | NOS | 1 |  | Da/Co/Sp/Compressor Head Body/Alu Shell Unit
IM00934 | Indian Product- Computer System |  |  | A Class | NOS | NOS | I-Inventory | FG-Finish Good | R | Equipment | Computer System | Dental Equiment | Main Location | 84713010 |  | FIFO | Indian Product | [5 empty] | A Computer with following features : I. Processor: Intel Corei7 II. Processor Speed: 3.60 GHz III. Cache: 8MB IV. RAM: 16GB V. RAM Type: DDR4 VI. RAM Speed: 2133MHz VII. Chipset: Intel VIII. Storage Type: HDD IX. Operating System: Windows 10 Home X. Periperhals: Keyboard, Mouse XI. Connectivity: Bluetooth, LAN, USB, WiFI XII. Display Type: Full HD XIII. Resolution: 1920 x 1080 XIV. GPU Model: NVIDIA GeForce GT940A XV. HDD Reading Speed: 5400RPM XVI. Dimension (WxDxH) mm: 237.6 x 615.8 x 490.25 XVII. Screen Size (Inches): 27 XVIII.HDD Capacity: 2TB or above XIX. Graphics Solution: NVIDIA XX. Model Type: All-in-one XXI. Touchscreen: Yes XXII. Usage: Home XXIII.Screen Type: LED XXIV. Color: White XXV. Features: Full HD Desktops XXVI. Other features: Local Assembled PC will not be accepted |  |  | 0 | 0 | 0 | 1 | 0 | 0 | [6 empty] | NOS | 1 |  | IN//AC/COMPUTER SYSTEM
IM00935 | Computer System-Accessories-Stablizer-Servo Voltage Stablizer 2Kva |  |  | A Class | NOS | NOS | I-Inventory | TG-Trading Good |  | Accessories | Computer System-Accessories | Dental Equiment | Main Location | 85044010 |  | FIFO | Indian Product | [8 empty] | 0 | 0 | 0 | 1 | 0 | 0 | [6 empty] | NOS | 1 |  | IN/SS/MC/STABLIZER-SERVO VOLTAGE STABLIZER 2KVA
IM00937 | Computer System-Accessories-Stablizer-Servo Voltage Stablizer 5Kva |  |  | A Class | NOS | NOS | I-Inventory | FG-Finish Good | C | Accessories | Computer System-Accessories | Dental Equiment | Main Location | 85044010 |  | FIFO | Indian Product | [8 empty] | 0 | 0 | 0 | 1 | 0 | 0 | [6 empty] | NOS | 1 |  | IN/SS/MC/STABLIZER-SERVO VOLTAGE STABLIZER 5KVA
IM00938 | API-Conservative Instruments Kit (Set Of 20) |  |  | A Class | NOS | NOS | I-Inventory | FG-Finish Good | R | Equipment | Conservative Kit | Dental Equiment | Main Location | 90184900 |  | FIFO | API | [8 empty] | 0 | 0 | 0 | 1 | 0 | 0 | [6 empty] | NOS | 1 |  | CONSERVATIVE INSTRUMENTS KIT (SET OF 20)
IM00939 | Control Box Indian-Strong Control Box Of Micromotor Indian |  |  | A Class | NOS | NOS | I-Inventory | FG-Finish Good | R | Equipment | Control Box | Dental Equiment | Main Location | 90184900 |  | FIFO | Indian Product | [5 empty] | .. |  |  | 0 | 0 | 0 | 1 | 0 | 0 | [6 empty] | NOS | 1 |  | IN/MM/CB/AC/STRONG CONTROL BOX OF MICROMOTOR INDIAN
IM00940 | Control Box-Strong-Strong Lab Motor Contorl Box Model 210 |  |  | A Class | NOS | NOS | I-Inventory | FG-Finish Good | R | Equipment | Control Box | Dental Equiment | Main Location | 90184900 |  | FIFO | Strong | [8 empty] | 0 | 0 | 0 | 1 | 0 | 0 | [6 empty] | NOS | 1 |  | ST/LM/CB/AC/STRONG LAB MOTOR CONTROL BOX - MODEL210
IM00942 | Control Box-Strong- Control Box of Micromotor |  |  | A Class | NOS | NOS | I-Inventory | FG-Finish Good | R | Equipment | Control Box | Dental Equiment | Main Location | 90184900 |  | FIFO | Strong | [8 empty] | 0 | 0 | 0 | 1 | 0 | 0 | [6 empty] | NOS | 1 |  | ST/MM/CB/STRONG CONTROL BOX MICROMOTER
IM00943 | Control Box-NSK- Inbuilt Speed Control Box for NBX Motor |  |  | A Class | NOS | NOS | I-Inventory | FG-Finish Good | R | Equipment | Control Box | Dental Equiment | Main Location | 90184900 |  | FIFO | NSK Nakanishi | [8 empty] | 0 | 0 | 0 | 1 | 0 | 0 | [6 empty] | NOS | 1 |  | NSK/AC/NBX INBUITL SPEED CONTROL BOX FOR NBX MOTOR
IM00945 | Dental Cabinet-Shanghai- Dental Movable SS Trolly Model-GD-010 |  |  | A Class | NOS | NOS | I-Inventory | FG-Finish Good | R | Equipment | Dental Cabinet | Dental Equiment | Main Location | 94021090 |  | FIFO | Shanghai | [8 empty] | 0 | 0 | 0 | 1 | 0 | 0 | [6 empty] | NOS | 1 |  | SO/DT/DENTAL MOVEABLE SS TROLLY MODEL GD-010
IM00946 | Dental Cabinet-Shanghai- Dental Movable Trolly Model-M1 |  |  | A Class | NOS | NOS | I-Inventory | FG-Finish Good | R | Equipment | Dental Cabinet | Dental Equiment | Main Location | 94021090 |  | FIFO | Shanghai | [5 empty] | Imported Dental Cabinets and Trolley*Structure made of steel frame 0.9 mm and 1.2 mm thick.The main structure has double steel layer*The top is made of durable artificial marble cauterization resistant and easy to clean*European style rail guide and flip return design different drawer compartment satisfies different requirements*Stainless steel tap with ensure to prevents cross contamination*Top grade ceramic wash basin, ash bin hidden under it and controlled by knee easy to operate, prevents cross contamination*Multi functional shelf can be used for small equipments |  |  | 0 | 0 | 0 | 1 | 0 | 0 | [6 empty] | NOS | 1 |  | SS/CAB/MC/DENTAL MOVEABLE TROLLY MODEL M1
IM00949 | Dental Cabinet-Straight- With Marble Top With Left Wash Basin |  |  | A Class | NOS | NOS | I-Inventory | FG-Finish Good | R | Equipment | Dental Cabinet | Dental Equiment | Main Location | 94021090 |  | FIFO | Straight | [8 empty] | 0 | 0 | 0 | 1 | 0 | 0 | [6 empty] | NOS | 1 |  | SS/STRAIGHT DENTAL CABINET WITH MAR. TOP WITH LEFT WASH BASIN
IM00950 | Dental Cabinet-Straight- With Marble Top With Right Wash Basin |  |  | A Class | NOS | NOS | I-Inventory | FG-Finish Good | R | Equipment | Dental Cabinet | Dental Equiment | Main Location | 94021090 |  | FIFO | Straight | [8 empty] | 0 | 0 | 0 | 1 | 0 | 0 | [6 empty] | NOS | 1 |  | SS/STRAIGHT DENTAL CABINET WITH MAR. TOP WITH RIGHT WASH BASIN
IM00951 | Dental Cabinet Accessories- Staright-Left Wash Basin Marble Top Only |  |  | A Class | NOS | NOS | I-Inventory | FG-Finish Good | R | Accessories | Dental Cabinet-Accessories | Dental Equiment | Main Location | 94021090 |  | FIFO | Straight | [8 empty] | 0 | 0 | 0 | 1 | 0 | 0 | [6 empty] | NOS | 1 |  | SS/DENTAL CABINET STRAIGHT/ LEFT WASH BASIN MARBLE TOP ONLY
IM00952 | Dental Cabinet Accessories- Staright-Right Wash Basin Marble Top Only |  |  | A Class | NOS | NOS | I-Inventory | FG-Finish Good | R | Accessories | Dental Cabinet-Accessories | Dental Equiment | Main Location | 94021090 |  | FIFO | Straight | [8 empty] | 0 | 0 | 0 | 1 | 0 | 0 | [6 empty] | NOS | 1 |  | SS/DENTAL CABINET STRAIGHT/ RIGHT WASH BASIN MARBLE TOP ONLY
IM00953 | Dental Cement-GC Gold-Fuji Cem Refill Pack |  |  | A Class | NOS | NOS | I-Inventory | FG-Finish Good | C | Consumables | Dental Cement | Dental Equiment | Main Location | 30064000 |  | FIFO | GC Gold | [8 empty] | 0 | 0 | 0 | 1 | 0 | 0 | [6 empty] | NOS | 1 |  | GC/CEM/CM/FUJI CEM REFILL PACK
IM00954 | Dental Cement-GC Gold-G-Aenial Universal Flo A |  |  | A Class | NOS | NOS | I-Inventory | FG-Finish Good | C | Consumables | Dental Cement | Dental Equiment | Main Location | 30064000 |  | FIFO | GC Gold | [8 empty] | 0 | 0 | 0 | 1 | 0 | 0 | [6 empty] | NOS | 1 |  | GC/CEM/CM/G-AENIAL UNIVERSAL FLO A
IM00955 | Dental Cement-GC Gold-Gc Dentin Conditioner 6G |  |  | A Class | NOS | NOS | I-Inventory | TG-Trading Good |  | Consumables | Dental Cement | Dental Equiment | Main Location | 30064000 |  | FIFO | GC Gold | [8 empty] | 0 | 0 | 0 | 1 | 0 | 0 | [6 empty] | NOS | 1 |  | GC/CEM/CM/GC DENTIN CONDITIONER 6G
IM00956 | Dental Cement-GC Gold Label 1 Mini Pack |  |  | A Class | NOS | NOS | I-Inventory | FG-Finish Good | C | Consumables | Dental Cement | Dental Equiment | Main Location | 30064000 |  | FIFO | GC Gold | [8 empty] | 0 | 0 | 0 | 1 | 0 | 0 | [6 empty] | NOS | 1 |  | GC/CEM/CM/GC GOLD LABEL 1 MINI PACK
IM00957 | Dental Cement-GC Gold Label 1 Regular Sleeve Packing |  |  | A Class | NOS | NOS | I-Inventory | FG-Finish Good | C | Consumables | Dental Cement | Dental Equiment | Main Location | 30064000 |  | FIFO | GC Gold | [8 empty] | 0 | 0 | 0 | 1 | 0 | 0 | [6 empty] | NOS | 1 |  | GC/CEM/CM/GC GOLD LABEL 1 REGULAR SLEEVE PACKING
IM00958 | Dental Cement-GC Gold Label 2 1-1 22 Shade |  |  | A Class | NOS | NOS | I-Inventory | FG-Finish Good | C | Consumables | Dental Cement | Dental Equiment | Main Location | 30064000 |  | FIFO | GC Gold | [8 empty] | 0 | 0 | 0 | 1 | 0 | 0 | [6 empty] | NOS | 1 |  | GC/CEM/CM/GC GOLD LABEL 2 1-1 22 SHADE
IM00959 | Dental Cement-GC Gold Label 2 Lc Large Pack A2 |  |  | A Class | NOS | NOS | I-Inventory | FG-Finish Good | C | Consumables | Dental Cement | Dental Equiment | Main Location | 30064000 |  | FIFO | GC Gold | [8 empty] | 0 | 0 | 0 | 1 | 0 | 0 | [6 empty] | NOS | 1 |  | GC/CEM/CM/GC GOLD LABEL 2 LC LARGE PACK A2
IM00960 | Dental Cement-GC Gold Label 2 Mini Pack |  |  | A Class | NOS | NOS | I-Inventory | FG-Finish Good | C | Consumables | Dental Cement | Dental Equiment | Main Location | 30064000 |  | FIFO | GC Gold | [8 empty] | 0 | 0 | 0 | 1 | 0 | 0 | [6 empty] | NOS | 1 |  | GC/CEM/CM/GC GOLD LABEL 2 MINI PACK
IM00961 | Dental Cement-GC Gold Label 9 1-1 Pack A2 |  |  | A Class | NOS | NOS | I-Inventory | FG-Finish Good | C | Consumables | Dental Cement | Dental Equiment | Main Location | 30064000 |  | FIFO | GC Gold | [8 empty] | 0 | 0 | 0 | 1 | 0 | 0 | [6 empty] | NOS | 1 |  | GC/CEM/CM/GC GOLD LABEL 9 1-1 PACK A2
IM00962 | Dental Cement-GC Gold Label 9 1-1 Pack Extra A2 |  |  | A Class | NOS | NOS | I-Inventory | FG-Finish Good | C | Consumables | Dental Cement | Dental Equiment | Main Location | 30064000 |  | FIFO | GC Gold | [8 empty] | 0 | 0 | 0 | 1 | 0 | 0 | [6 empty] | NOS | 1 |  | GC/CEM/CM/GC GOLD LABEL 9 1-1 PACK EXTRA A2
IM00963 | Dental Cement-GC Gold Label 9 Mini Pack A2 |  |  | A Class | NOS | NOS | I-Inventory | FG-Finish Good | C | Consumables | Dental Cement | Dental Equiment | Main Location | 30064000 |  | FIFO | GC Gold | [8 empty] | 0 | 0 | 0 | 1 | 0 | 0 | [6 empty] | NOS | 1 |  | GC/CEM/CM/GC GOLD LABEL 9 MINI PACK A2
IM00964 | Dental Cement-GC Gold Label 9 Mini Pack A2 Extra |  |  | A Class | NOS | NOS | I-Inventory | FG-Finish Good | C | Consumables | Dental Cement | Dental Equiment | Main Location | 30064000 |  | FIFO | GC Gold | [8 empty] | 0 | 0 | 0 | 1 | 0 | 0 | [6 empty] | NOS | 1 |  | GC/CEM/CM/GC GOLD LABEL 9 MINI PACK A2 EXTRA
IM00965 | Dental Cement-GC Gold Lable Hybrid |  |  | A Class | NOS | NOS | I-Inventory | FG-Finish Good | C | Consumables | Dental Cement | Dental Equiment | Main Location | 30064000 |  | FIFO | GC Gold | [8 empty] | 0 | 0 | 0 | 1 | 0 | 0 | [6 empty] | NOS | 1 |  | GC/CEM/CM/GC GOLD LABLE HYBRID
IM00966 | Dental Cement-GC Gold Miracle Mix Set-Powder & Liquid |  |  | A Class | NOS | NOS | I-Inventory | FG-Finish Good | C | Consumables | Dental Cement | Dental Equiment | Main Location | 30064000 |  | FIFO | GC Gold | [8 empty] | 0 | 0 | 0 | 1 | 0 | 0 | [6 empty] | NOS | 1 |  | GC/CEM/CM/GC GOLD MIRACLE MIX SET-POWDER & LIQUID
IM00967 | Dental Cement-GC Gold-Solare X- A2 (5G) |  |  | A Class | NOS | NOS | I-Inventory | FG-Finish Good | C | Consumables | Dental Cement | Dental Equiment | Main Location | 30064000 |  | FIFO | GC Gold | [8 empty] | 0 | 0 | 0 | 1 | 0 | 0 | [6 empty] | NOS | 1 |  | GC/CEM/CM/SOLARE X- A2 (5G)
IM00968 | Dental Cement-GC Gold-Solare X- A3 (5G) |  |  | A Class | NOS | NOS | I-Inventory | FG-Finish Good | C | Consumables | Dental Cement | Dental Equiment | Main Location | 30064000 |  | FIFO | GC Gold | [8 empty] | 0 | 0 | 0 | 1 | 0 | 0 | [6 empty] | NOS | 1 |  | GC/CEM/CM/SOLARE X- A3 (5G)
IM00969 | Dental Chair Machine- Power Keen Star-KLT6210-Overhanging |  |  | A Class | NOS | NOS | I-Inventory | FG-Finish Good | R | Equipment | Dental Chair | Dental Equiment | Main Location | 90184900 |  | FIFO | Power Keen | [8 empty] | 0 | 0 | 0 | 1 | 0 | 0 | [6 empty] | NOS | 1 |  | PK/DC/MC/POWER KEEN CHAIR KLT6210-STAR OVER. DELIVERY WITH LED
IM00970 | Dental Chair Machine- Power Keen Star-KLT6210 |  |  | A Class | NOS | NOS | I-Inventory | FG-Finish Good | R | Equipment | Dental Chair | Dental Equiment | Main Location | 90184900 |  | FIFO | Power Keen | [8 empty] | 0 | 0 | 0 | 1 | 0 | 0 | [6 empty] | NOS | 1 |  | PK/DC/MC/POWER KEEN DENTAL CHAIR KLT6210-NI STAR
IM00971 | Dental Chair Machine- Power Keen Star LED-KLT6210 |  |  | A Class | NOS | NOS | I-Inventory | FG-Finish Good | R | Equipment | Dental Chair | Dental Equiment | Main Location | 90184900 |  | FIFO | Power Keen | [5 empty] | Wide backrest for superior patient comfort * It has Traditional delivery unit with wide instrument tray * Sensor Based LED Dental Light with variable intensity * Double Articulated Headrest with Rotatable Arm Rest * 1 Preset Position and Auto return to Zero Position * Programmable water Unit with glass spittoon along with option of Warm and Normal Water * Assistant Side with a feather touch control unit, A 3 Way Syringe, Low and High (Cannulla only) vacuum suction * Combined foot control contains function of chair movements and water unit control * Doctors stool provided with the chair with steel base. |  |  | 0 | 0 | 0 | 1 | 0 | 0 | [6 empty] | NOS | 1 |  | PK/DC/MC/POWER KEEN DENTAL CHAIR KLT6210-NI STAR LED
IM00972 | Dental Chair Machine-Runyes DCI EDGE 360 Over Hanging |  |  | A Class | NOS | NOS | I-Inventory | FG-Finish Good | R | Equipment | Dental Chair | Dental Equiment | Main Location | 90184900 |  | FIFO | Runyes | [5 empty] | FEATURES ***** Aluminum casting chair, New concept and aesthetic design, Seamless and soft upholstery for patient, comfort, Synchronized movement of seat and backrest, Chair can lift upto 250 kg weight, Hydraulic delivery system from Japan, Handrest with two direction rotation, Safety with protection against any obstruction when chair goes down, Double articulated headrest with pull and push button for pediatric and handicapped patients, All connection in the base of chair. DELIVERY UNIT ***** Overhead Delivery unit with 3 air rotor point and one point for 3 way syringe, All the control of chair are on unit with touch pane. WATER UNIT ***** 90 Movements best for peado and old age patients, Removable cuspidor, easy to be disinfected, Air and Flter to prevent drainage block water suction. ASSISTANT SIDE ***** Three points one for 3 way syringe and 2 for low high vacuum suction, Chair control on assistant side. DENTIST STOOL ***** With adjustable up and down position and also backrest can be adjusted upto 250 degree. |  |  | 0 | 0 | 0 | 1 | 0 | 0 | [6 empty] | NOS | 1 |  | DCI/DENTAL CHAIR MODEL DCI EDGE 360 OVER HANGING
IM00973 | Dental Chair Machine-Runyes DCI EDGE 360 Under Hanging |  |  | A Class | NOS | NOS | I-Inventory | FG-Finish Good | R | Equipment | Dental Chair | Dental Equiment | Main Location | 90184900 |  | FIFO | Runyes | [5 empty] | FEATURES ***** Aluminum casting chair, New concept and aesthetic design, Seamless and soft upholstery for patient comfort, Synchronised movement of seat and backrest, Chair can lift upto 250 kg weight, Hydraulic delivery system from Japan, Handrest with two direction rotation, Safety with protection against any obstruction when chair goes down, Double articulated headrest with pull and push button for pediatric and handicapped patients, All connection in the base of chair. DELIVERY UNIT ***** Underhanging Delivery unit with 3 air rotor point and one point for 3 way syringe, All the control of chair are on unit with touch pane. WATER UNIT ***** 90 Movements best for peado and old age patients, Removable cuspidor, easy to be disinfected, Air and flter to prevent drainage block water suction. ASSISTANT SIDE ***** Three points - one for 3 way syringe and 2 for low high vacuum suction, Chair control on assistant side. DENTIST STOOL ***** With adjustable up and down position and also backrest can be adjusted upto 250 degree |  |  | 0 | 0 | 0 | 1 | 0 | 0 | [6 empty] | NOS | 1 |  | DCI/DENTAL CHAIR MODEL DCI EDGE 360 UNDER HANGING
IM00974 | Dental Chair Machine-Runyes Care 22 Top Mounted |  |  | A Class | NOS | NOS | I-Inventory | FG-Finish Good | R | Equipment | Dental Chair | Dental Equiment | Main Location | 90184900 |  | FIFO | Runyes | [8 empty] | 0 | 0 | 0 | 1 | 0 | 0 | [6 empty] | NOS | 1 |  | RN/DC//MC/RUNYES DENTAL CHAIR CARE 22 (TOP MOUNTED
IM00975 | Dental Chair Machine-Ruyes Innova Pad 11 Down |  |  | A Class | NOS | NOS | I-Inventory | FG-Finish Good | R | Equipment | Dental Chair | Dental Equiment | Main Location | 90184900 |  | FIFO | Runyes | [5 empty] | Seamless and soft upholstery for patient comfort * Synchronized movement of seat and Backrest * Adopt ABS engineering plastics and the whole mold making * Double articulated headrest for handicapped and pediatric patients * Right arm rotatable for easy entry and exist of the patient * Touch free sensor operation of LED Light with minimum intensity from 8000-20000 Lux * 90-degree moveable water unit for 4 hand dentistry * 3 customized programs with spitting * last working position and auto return to zero position * One-piece PU base * perfect combination of luxury and steadiness * All connections in the base of chair * Durable and inbuilt foot paddle made of PU material with feather touch control panel on doctor side and assistant side * When the hand piece is working * dental chair will automatically keep locked to ensure the operation safety * Safety with protection against any obstruction when chair goes down * Stainless steel base doctor stool * Stainless steel progressive foot control. *** DELIVERY UNIT ---- Under hanging Delivery Unit* Three points for air rotor* one 3 way syringe* V3 Led inbuilt scaler and 5 Golden Tips and one Endo Attachment* Silicon tubing with non-retraction valve* Wide instrument tray* Silicon pad on instrument tray to prevent from corrosion and cross contamination* Flip type film viewer. ** WATER UNIT---- Water unit have on/off water change* water control buttons* Inbuilt water reservoir* Temperature control for tumbler water for patient comfort. ** ASSISTANT ARM ----Rotatable assistant arm with 3 way syringe and low /high suction cannula* Detachable filter for easy cleaning* Strong high and low vaccum based suction system with time delay function to avoid cross contamination. |  |  | 0 | 0 | 0 | 1 | 0 | 0 | [6 empty] | NOS | 1 |  | RN/DC/MC/RUNYES/DENTAL CHAIR CARE 11DOWN INNOVA PAD
IM00976 | Dental Chair Machine-Ruyes Innova Gold 11 UP |  |  | A Class | NOS | NOS | I-Inventory | FG-Finish Good | R | Equipment | Dental Chair | Dental Equiment | Main Location | 90184900 |  | FIFO | Runyes | [5 empty] | Seamless and soft upholstery for patient comfort, Synchronized movement of seat and Backrest, Adopt ABS engineering plastics and the whole mold making, Double articulated headrest for handicapped and pediatric patients, Right arm rotatable for easy entry and exist of the patient, Touch free (sensor) operation of LED Light with minimum intensity from 8,000- 20,000 Lux, 90-degree moveable water unit for 4-hand dentistry. 3 customized programs with spitting, last working position and auto return to zero position, One-piece PU base, perfect combination of luxury and steadiness, All connections in the base of chair, Durable and inbuilt foot paddle made of PU material with feather touch control panel on doctor side and assistant side, When the handpiece is working, dental chair will automatically keep locked to ensure the operation safety, Safety with protection against any obstruction when chair goes down, Stainless steel base doctor stool., Stainless steel progressive foot control. **DELIVERY UNIT ---- Overhead Delivery Unit, Three points for air rotor,one 3 way syringe, V3 Led inbuilt scaler and 5 Golden Tips and one Endo Attachment, Silicon tubing with non-retraction valve, Wide instrument tray, Silicon pad on instrument tray to prevent from corrosion and cross contamination, Flip type film viewer. *** WATER UNIT ----- Water unit have on/off water change, water control buttons, Inbuilt water reservoir, Temperature control for tumbler water for patient comfort. **ASSISTANT ARM --- Rotatable assistant arm with 3 way syringe and low /high suction cannula, Detachable filter for easy cleaning, Strong high and low vaccum based suction system with time delay function to avoid cross contamination. |  |  | 0 | 0 | 0 | 1 | 0 | 0 | [6 empty] | NOS | 1 |  | RN/DC/MC/RUNYES/DENTAL CHAIR/CARE 11UP INNOVA GOLD
IM00977 | Dental Chair Machine- Anthos A3 W/O TFT ARM |  |  | A Class | NOS | NOS | I-Inventory | FG-Finish Good | R | Equipment | Dental Chair | Dental Equiment | Main Location | 90184900 |  | FIFO | Anthos/Cefla | [8 empty] | 0 | 0 | 0 | 1 | 0 | 0 | [6 empty] | NOS | 1 |  | AN/DC/MC/A3 PLUS ANTHOS DENTAL CHAIR AND UNIT A3 W/O TFT ARM
IM00978 | Dental Chair Machine-Utkrisht |  |  | A Class | NOS | NOS | I-Inventory | FG-Finish Good | R | Equipment | Dental Chair | Dental Equiment | Main Location | 90184900 |  | FIFO | Bestodent | [8 empty] | 0 | 0 | 0 | 1 | 0 | 0 | [6 empty] | NOS | 1 |  | BD/DC/MC/DENTAL CHAIR MODEL UTKRISHT
IM00980 | Dental Chair Machinery- Dahe Portable Suitcase Dental Unit Model 130 |  |  | A Class | NOS | NOS | I-Inventory | FG-Finish Good | R | Equipment | Dental Chair | Dental Equiment | Main Location | 90184900 |  | FIFO | Dahe | [8 empty] | 0 | 0 | 0 | 1 | 0 | 0 | [6 empty] | NOS | 1 |  | DHD/DC/MC/130-DAHE PORTABLE/SUITCASE DENTAL UNIT
IM00981 | Dental Chair Machinery-Dahe Dental Chair With Light Model 30H-40-20L |  |  | A Class | NOS | NOS | I-Inventory | FG-Finish Good | R | Equipment | Dental Chair | Dental Equiment | Main Location | 90184900 |  | FIFO | Dahe | [8 empty] | 0 | 0 | 0 | 1 | 0 | 0 | [6 empty] | NOS | 1 |  | DHD/DC/MC/30H-40-20L-DAHE DENTAL CHAIR WITH LIGHT
IM00982 | Dental Chair Machine-Elegance-AL 388SA |  |  | A Class | NOS | NOS | I-Inventory | FG-Finish Good | R | Equipment | Dental Chair | Dental Equiment | Main Location | 90184900 |  | FIFO | Foshan Anle | [8 empty] | 0 | 0 | 0 | 1 | 0 | 0 | [6 empty] | NOS | 1 |  | FN/DC/MC/FOSHAN ANLE DENTAL CHAIR AL-388SA ELEGANCE
IM00983 | Dental Chair Machine-Foshan Keju Flare |  |  | A Class | NOS | NOS | I-Inventory | FG-Finish Good | R | Equipment | Dental Chair | Dental Equiment | Main Location | 90184900 |  | FIFO | Foshan Keju | [8 empty] | 0 | 0 | 0 | 1 | 0 | 0 | [6 empty] | NOS | 1 |  | FK/DC/MC/FOSHAN KEJU/DENTAL CHAIR/FLARE
IM00984 | Dental Chair Machine-Join Champ Galaxy 9200A(T) |  |  | A Class | NOS | NOS | I-Inventory | FG-Finish Good | R | Equipment | Dental Chair | Dental Equiment | Main Location | 90184900 |  | FIFO | Join Champ | [5 empty] | Wide backrest for superior patient comfort*It has overhead delivery unit with lockable Whipset*Halogen Dental Light with variable intensity*Double Articulated Headrest with Rotatable Arm Rest*1 Preset Position and Auto return to Zero Position *Programmable water Unit with option of Warm and Normal Water*Assistant Side with a 3 Way Syringe, Low and High (Canula only) vacuum suction *Chair with Inbuilt Glass Dispenser, utility tray*Combined foot control contains function of chair movements and water unit control *Doctors stool provided with the chair with steel base |  |  | 0 | 0 | 0 | 1 | 0 | 0 | [6 empty] | NOS | 1 |  | JC/DC/MC/9200A(T)-JOIN CHAMP DENTAL CHAIR GALAXY
IM00985 | Dental Chair Machine-Champ Star ZC-S400-Underhanging |  |  | A Class | NOS | NOS | I-Inventory | FG-Finish Good | R | Equipment | Dental Chair | Dental Equiment | Main Location | 90184900 |  | FIFO | Join Champ | [8 empty] | 0 | 0 | 0 | 1 | 0 | 0 | [6 empty] | NOS | 1 |  | JC/DC/MC/ZC-S400-JOIN CHAMP DENTAL CHAIR CHAMP STAR
IM00986 | Dental Chair Machine-Champ Star ZC-S400-Overhanging |  |  | A Class | NOS | NOS | I-Inventory | FG-Finish Good | R | Equipment | Dental Chair | Dental Equiment | Main Location | 90184900 |  | FIFO | Join Champ | [8 empty] | 0 | 0 | 0 | 1 | 0 | 0 | [6 empty] | NOS | 1 |  | JC/DC/MC/ZC-S400-JOIN CHAMP OVERHEAD CH. CHAMP STAR
IM00987 | Dental Chair Machine-Gnatus G3 New Sync-Underhanging |  |  | A Class | NOS | NOS | I-Inventory | FG-Finish Good | R | Equipment | Dental Chair | Dental Equiment | Main Location | 90184900 |  | FIFO | Gnatus | [5 empty] | Double articulated headrest for handicapped and pediatric patients, headlock system with lever, * Multifunction Foot Control: *- Four work programs and memory with the status of the dental light*- Spitting position and return to the last position *- Activation and adjustment of intensity of the dental light *- Automatic Return to zero position *- Rise and lowering of the seat and backrest *- Movements blocking of dental chair with emergency light indication;*Assistant Arm: Integrated on Water Unit * Two points one for Low vacuum suction and other for high vacuum suction cannulas.* One point for 3 way * Traditional Delivery Unit: * With pneumatic locking arm to prevent any unnecessary displacement * Feather touch control panel for easy touch play operations * Allow up to five working terminal * Three point for air rotor * One 3 way syringe * Removable and Autoclavable silicon pads for complete germ free operations * Pressure gauze on the side of the delivery unit * With inbuilt LED X-ray Viewer. * Water Unit * 60 degree movable water unit * Removable spittoon for easy cleaning * Cup filler with electrical activation * Hot water activation switch (optional) * Proximity Sensor: Auto control the spittoon water * Light Unit: * Persus LED Light * Proximity sensor * Intensity up to : 30000 Lux |  |  | 0 | 0 | 0 | 1 | 0 | 0 | [6 empty] | NOS | 1 |  | GN/DC/MC/SYNC G3 NEW F /GNATUS D/CHAIR MODEL G3 NEW
IM00988 | Dental Chair Machine-Gnatus G3 Plus Sync-Overhanging |  |  | A Class | NOS | NOS | I-Inventory | FG-Finish Good | R | Equipment | Dental Chair | Dental Equiment | Main Location | 90184900 |  | FIFO | Gnatus | [5 empty] | Double articulated headrest for handicapped and pediatric patients, headlock system with lever, * Multifunction Foot Control: *- Four work programs and memory with the status of the dental light*- Spitting position and return to the last position *- Activation and adjustment of intensity of the dental light *- Automatic Return to zero position *- Rise and lowering of the seat and backrest *- Movements blocking of dental chair with emergency light indication;*Assistant Arm: Integrated on Water Unit * Two points one for Low vacuum suction and other for high vacuum suction cannulas.* One point for 3 way * Overhead Delivery Unit: * With pneumatic locking arm to prevent any unnecessary displacement * Feather touch control panel for easy touch play operations * Allow up to five working terminal * Three point for air rotor * One 3 way syringe * Removable and Autoclavable silicon pads for complete germ free operations * Pressure gauze on the side of the delivery unit * With inbuilt LED X-ray Viewer. * Water Unit * 60 degree movable water unit * Removable spittoon for easy cleaning * Cup filler with electrical activation * Hot water activation switch (optional) * Proximity Sensor: Auto control the spittoon water * Light Unit: * Persus LED Light * Proximity sensor * Intensity up to : 30000 Lux |  |  | 0 | 0 | 0 | 1 | 0 | 0 | [6 empty] | NOS | 1 |  | GN/DC/MC/SYNC G3 PLUS H /GNATUS D/CHAIR MODEL G3 PLUS
IM00989 | Dental Chair Machine-Gnatus G4 Sync |  |  | A Class | NOS | NOS | I-Inventory | FG-Finish Good | R | Equipment | Dental Chair | Dental Equiment | Main Location | 90184900 |  | FIFO | Gnatus | [5 empty] | Gnatus G4 is made up of GE Plastic providing longevity to the chair*It has overhead delivery unit with lockable whipset*It has inbuilt 7 Programs. 4 User Customizable Positions 3 Preset Programs: Auto return to Zero Position, Last Working Position and Spitting Position*The Chair has Bosch Motor with a 5 Years warranty*It has Sensor controlled 5 LED cold and White Dental Light with variable 35,000 Lux intensity for better illumination*Synchronized Chair Movement in the chair provides Trendelemburg Position for medical emergencies *Anti Crushing System below the Chair base to prevent entrapment of any object.*Emergency RED Switch to prevent accidental movements during the treatment. *Inbuilt Biosystem to prevent cross contamination through the tubings*Hand piece Couplings with Water Control knob*Assistant Side with a3 Way Syringe, low suc and High Suc cannula*Top and Multifunctional Foot control with joystick for Air Rotor control *Dedicated switches for triggering water in cup filler and spittoo*Removable spittoon with Autoclavable Canulas *The Chair comes with removable backrest upholstery for easy cleaning*Option for Right or Left Handed Dentistry at the time of installation*Doctors stool with adjustable backrest tilt and height adjustable foot ring for attaining a correct working posture by the dentist especially during long dental treatment.*The Dental Chair is CE and ISO certified |  |  | 0 | 0 | 0 | 1 | 0 | 0 | [6 empty] | NOS | 1 |  | GN/DC/MC/SYNC/GNATUS D/CHAIR MODEL G4
IM00990 | Dental Chair Machine-Gnatus G8 Sync |  |  | A Class | NOS | NOS | I-Inventory | FG-Finish Good | R | Equipment | Dental Chair | Dental Equiment | Main Location | 90184900 |  | FIFO | Gnatus | [8 empty] | 0 | 0 | 0 | 1 | 0 | 0 | [6 empty] | NOS | 1 |  | GN/DC/MC/SYNC/GNATUS D/CHAIR MODEL G8
IM00991 | Dental Chair Machine-Gnatus S200F-Underhanging |  |  | A Class | NOS | NOS | I-Inventory | FG-Finish Good | R | Equipment | Dental Chair | Dental Equiment | Main Location | 90184900 |  | FIFO | Gnatus | [5 empty] | S200F Chair with Under hanging D/U * Foot Control for chair Movement * 3 Led with Sensor Light * 2 Air Rotor point and 3 way syringe on D/U * Touch control Pad with Xray viewer * 2 Suction Point |  |  | 0 | 0 | 0 | 1 | 0 | 0 | [6 empty] | NOS | 1 |  | GN/DC/MC/GNATUS DENTAL CHAIR HANGING D/U S200F
IM00992 | Dental Chair Machine-Gnatus S300F-Underhanging |  |  | A Class | NOS | NOS | I-Inventory | FG-Finish Good | R | Equipment | Dental Chair | Dental Equiment | Main Location | 90184900 |  | FIFO | Gnatus | [8 empty] | 0 | 0 | 0 | 1 | 0 | 0 | [6 empty] | NOS | 1 |  | GN/DC/MC/GNATUS DENTAL CHAIR HANGING D/U S300F
IM00993 | Dental Chair Machine-Gnatus S300H-Overhanging |  |  | A Class | NOS | NOS | I-Inventory | FG-Finish Good | R | Equipment | Dental Chair | Dental Equiment | Main Location | 90184900 |  | FIFO | Gnatus | [5 empty] | S300H Chair with overhead DU * Joystick Foot Pedal * 3 Led with Sensor Light * 3 Air Rotor point and 3 way syringe on DU * Touch control Pad with Xray viewer * 2 Suction Point |  |  | 0 | 0 | 0 | 1 | 0 | 0 | [6 empty] | NOS | 1 |  | GN/DC/MC/GNATUS DENTAL CHAIR OVERHEAD D/U S300H
IM00994 | Dental Chair Machine-Gnatus S400F-Underhanging |  |  | A Class | NOS | NOS | I-Inventory | FG-Finish Good | R | Equipment | Dental Chair | Dental Equiment | Main Location | 90184900 |  | FIFO | Gnatus | [8 empty] | 0 | 0 | 0 | 1 | 0 | 0 | [6 empty] | NOS | 1 |  | GN/DC/MC/GNATUS DENTAL CHAIR HANGING D/U S400F
IM00995 | Dental Chair Machine-Gnatus S400H-Overhanging |  |  | A Class | NOS | NOS | I-Inventory | FG-Finish Good | R | Equipment | Dental Chair | Dental Equiment | Main Location | 90184900 |  | FIFO | Gnatus | [5 empty] | S400H Chair with overhead D/U * Joystick Foot Pedal * 3 Led with Sensor Light * 3 Air Rotor point and 3 way syringe on D/U * Touch control Pad with Xray viewer * Movable Asst side Arm/Alcance Arm * 3 way Syringe on Asst Side * 2 Suction Point |  |  | 0 | 0 | 0 | 1 | 0 | 0 | [6 empty] | NOS | 1 |  | GN/DC/MC/GNATUS DENTAL CHAIR OVERHEAD D/U S400H
IM00996 | Dental Chair Machine-Gnatus S500H-Overhanging |  |  | A Class | NOS | NOS | I-Inventory | FG-Finish Good | R | Equipment | Dental Chair | Dental Equiment | Main Location | 90184900 |  | FIFO | Gnatus | [5 empty] | S500H Chair with overhead D/U * Leather upholstery with Memory foam * Joystick Foot Pedal * 5 Led with Sensor Light * 3 Air Rotor point and 3 way syringe on D/U * Touch control Pad with Xray viewer * Movable Asst side Arm/Alcance Arm * 3 way Syringe on Asst Side * 2 Suction Point |  |  | 0 | 0 | 0 | 1 | 0 | 0 | [6 empty] | NOS | 1 |  | GN/DC/MC/GNATUS DENTAL CHAIR OVERHEAD D/U S500H
IM00997 | Dental Chair Machine-Gnatus Top Sync-HLX |  |  | A Class | NOS | NOS | I-Inventory | FG-Finish Good | R | Equipment | Dental Chair | Dental Equiment | Main Location | 90184900 |  | FIFO | Gnatus | [8 empty] | 0 | 0 | 0 | 1 | 0 | 0 | [6 empty] | NOS | 1 |  | GN/DC/MC/SYNCRUS HLX-GNATUS,D/CHAIR MOD-TOP
IM00999 | Dental Chair Machine-Nanhai Aspire A-800I |  |  | A Class | NOS | NOS | I-Inventory | FG-Finish Good | R | Equipment | Dental Chair | Dental Equiment | Main Location | 90184900 |  | FIFO | Nanhai | [8 empty] | 0 | 0 | 0 | 1 | 0 | 0 | [6 empty] | NOS | 1 |  | NT/DC/MC/NANHAI/DENTAL CHAIR/A-800I/MOD. ASPIRE
IM01000 | Dental Chair Machine- Power Keen Star-KLT6210-N2+ LED |  |  | A Class | NOS | NOS | I-Inventory | FG-Finish Good | R | Equipment | Dental Chair | Dental Equiment | Main Location | 90184900 |  | FIFO | Power Keen | [8 empty] | 0 | 0 | 0 | 1 | 0 | 0 | [6 empty] | NOS | 1 |  | PK/DC/MC/POWER KEEN DENTAL CHAIR KLT6210-N2+ LED
IM01001 | Dental Chair Machine- Power Keen Star-KLT6220 C1 PEDO |  |  | A Class | NOS | NOS | I-Inventory | FG-Finish Good | R | Equipment | Dental Chair | Dental Equiment | Main Location | 90184900 |  | FIFO | Power Keen | [8 empty] | 0 | 0 | 0 | 1 | 0 | 0 | [6 empty] | NOS | 1 |  | PK/DC/MC/POWER KEEN DENTAL CHAIR KLT6220 C1 PEDO
IM01002 | Dental Chair Machine- Power Keen Star-KLT6220-S6 LED |  |  | A Class | NOS | NOS | I-Inventory | FG-Finish Good | R | Equipment | Dental Chair | Dental Equiment | Main Location | 90184900 |  | FIFO | Power Keen | [8 empty] | 0 | 0 | 0 | 1 | 0 | 0 | [6 empty] | NOS | 1 |  | PK/DC/MC/POWER KEEN DENTAL CHAIR KLT6220-S6 LED
IM01003 | Dental Chair Machine- Runyes-DCI 42D |  |  | A Class | NOS | NOS | I-Inventory | FG-Finish Good | R | Equipment | Dental Chair | Dental Equiment | Main Location | 90184900 |  | FIFO | Runyes | [8 empty] | 0 | 0 | 0 | 1 | 0 | 0 | [6 empty] | NOS | 1 |  | RN/DC/MC/RUNYES DENTAL CHAIR HANGING DU DCI 42D
IM01004 | Dental Chair Machine- Runyes-DCI 360UP |  |  | A Class | NOS | NOS | I-Inventory | FG-Finish Good | R | Equipment | Dental Chair | Dental Equiment | Main Location | 90184900 |  | FIFO | Runyes | [8 empty] | 0 | 0 | 0 | 1 | 0 | 0 | [6 empty] | NOS | 1 |  | RN/DC/MC/RUNYES/DENTAL CHAIR DCI 360UP
IM01005 | Dental Chair Machine- Runyes-DCI 45D |  |  | A Class | NOS | NOS | I-Inventory | FG-Finish Good | R | Equipment | Dental Chair | Dental Equiment | Main Location | 90184900 |  | FIFO | Runyes | [8 empty] | 0 | 0 | 0 | 1 | 0 | 0 | [6 empty] | NOS | 1 |  | RN/DC/MC/RUNYES/DENTAL CHAIR DCI 45D
IM01007 | Dental Chair Machine-Yoboshi Peado-A8000IA |  |  | A Class | NOS | NOS | I-Inventory | FG-Finish Good | R | Equipment | Dental Chair | Dental Equiment | Main Location | 90184900 |  | FIFO | Yoboshi | [5 empty] | . |  |  | 0 | 0 | 0 | 1 | 0 | 0 | [6 empty] | NOS | 1 |  | FY/DC/MC/A8000-IA - YOBOSHI DENTAL CHAIR PEADO WITH D/U
IM01008 | Dental Chair Machine-Yoboshi Peado Plus-A8000-IIA |  |  | A Class | NOS | NOS | I-Inventory | FG-Finish Good | R | Equipment | Dental Chair | Dental Equiment | Main Location | 90184900 |  | FIFO | Yoboshi | [8 empty] | 0 | 0 | 0 | 1 | 0 | 0 | [6 empty] | NOS | 1 |  | FY/DC/MC/A8000-IIA - YOBOSHI DENTAL CHAIR PEADO PLUS
IM01009 | Dental Chair Machine- Anthos A2 Plus International |  |  | A Class | NOS | NOS | I-Inventory | FG-Finish Good | R | Equipment | Dental Chair | Dental Equiment | Main Location | 90184900 |  | FIFO | Anthos/Cefla | [8 empty] | 0 | 0 | 0 | 1 | 0 | 0 | [6 empty] | NOS | 1 |  | AN/DC/MC/A2 PLUS-ANTHOS DENTAL CHAIR AND UNIT A2 PLUS
IM01010 | Dental Chair Machine- Anthos A3 |  |  | A Class | NOS | NOS | I-Inventory | FG-Finish Good | R | Equipment | Dental Chair | Dental Equiment | Main Location | 90184900 |  | FIFO | Anthos/Cefla | [5 empty] | ANTOS A3 PLUS OVERHEAD DELIVERY UNIT WITH *VENUS PLUS NON TOUCH LED LIGHT* TWO AIR ROTOR POINT * ONE INTERNAL SPRAY MICRO MOTOR * ORIGINAL FIBER OPTIC SCALER* AND MONITOR ARM *3 WAY SYRINGE ON ASSISTANT SIDE* |  |  | 0 | 0 | 0 | 1 | 0 | 0 | [6 empty] | NOS | 1 |  | AN/DC/MC/A3 PLUS-ANTHOS DENTAL CHAIR AND UNIT A3
IM01011 | Dental Chair Machine- Anthos A3 Fiber Optic |  |  | A Class | NOS | NOS | I-Inventory | FG-Finish Good | R | Equipment | Dental Chair | Dental Equiment | Main Location | 90184900 |  | FIFO | Anthos/Cefla | [8 empty] | 0 | 0 | 0 | 1 | 0 | 0 | [6 empty] | NOS | 1 |  | AN/DC/MC/A3 PLUS-ANTHOS DENTAL CHAIR F/OPT MODULE/A3
IM01012 | Dental Chair Machine- Anthos A3 Plus International |  |  | A Class | NOS | NOS | I-Inventory | FG-Finish Good | R | Equipment | Dental Chair | Dental Equiment | Main Location | 90184900 |  | FIFO | Anthos/Cefla | [8 empty] | 0 | 0 | 0 | 1 | 0 | 0 | [6 empty] | NOS | 1 |  | AN/DC/MC/A3 PLUS-ANTHOS DENTAL CHAIR F/OPT MODULE/A3 INTER
IM01013 | Dental Chair Machine- Anthos A3 International |  |  | A Class | NOS | NOS | I-Inventory | FG-Finish Good | R | Equipment | Dental Chair | Dental Equiment | Main Location | 90184900 |  | FIFO | Anthos/Cefla | [8 empty] | 0 | 0 | 0 | 1 | 0 | 0 | [6 empty] | NOS | 1 |  | AN/DC/MC/A3 WITH LED AND MM POINT MOD. A3 INTER
IM01014 | Dental Chair Machine- Anthos A5 Continental |  |  | A Class | NOS | NOS | I-Inventory | FG-Finish Good | R | Equipment | Dental Chair | Dental Equiment | Main Location | 90184900 |  | FIFO | Anthos/Cefla | [8 empty] | 0 | 0 | 0 | 1 | 0 | 0 | [6 empty] | NOS | 1 |  | AN/DC/MC/A5 WITH LED AND MM POINT MOD. A5 CONT
IM01015 | Dental Chair Machine- Anthos A7 Plus Continental |  |  | A Class | NOS | NOS | I-Inventory | FG-Finish Good | R | Equipment | Dental Chair | Dental Equiment | Main Location | 90184900 |  | FIFO | Anthos/Cefla | [8 empty] | 0 | 0 | 0 | 1 | 0 | 0 | [6 empty] | NOS | 1 |  | AN/DC/MC/A7 PLUS ANTHOS DENTAL CHAIR A7 PLUS CONT
IM01016 | Dental Chair Machine- Anthos A7 Plus International |  |  | A Class | NOS | NOS | I-Inventory | FG-Finish Good | R | Equipment | Dental Chair | Dental Equiment | Main Location | 90184900 |  | FIFO | Anthos/Cefla | [8 empty] | 0 | 0 | 0 | 1 | 0 | 0 | [6 empty] | NOS | 1 |  | AN/DC/MC/A7 PLUS ANTHOS DENTAL CHAIR A7 PLUS INTER
IM01017 | Dental Chair Machine- Anthos V586 |  |  | A Class | NOS | NOS | I-Inventory | FG-Finish Good | R | Equipment | Dental Chair | Dental Equiment | Main Location | 90184900 |  | FIFO | Anthos/Cefla | [8 empty] | 0 | 0 | 0 | 1 | 0 | 0 | [6 empty] | NOS | 1 |  | AN/DC/MC/ANTHOS DENTAL CHAIR AND UNIT MODEL V586
IM01018 | Dental Chair Machine- Anthos L9 |  |  | A Class | NOS | NOS | I-Inventory | FG-Finish Good | R | Equipment | Dental Chair | Dental Equiment | Main Location | 90184900 |  | FIFO | Anthos/Cefla | [5 empty] | VENUS PLUS L LED **** 3 axis rotation * Sensor operated * Inhouse temp. : 5,000k * Light intensity : 3,000 to 50,000 Lux * Power absorption : 10 W ****** CONTINENTAL DELIVERY UNIT **** 5 Module with lockable hangers * 2 No Mid-west connections for air rotor handpieces, 1 no. internal * spray micromotor, 1 no. scaler and 1 no. 3 way syringe * The ODR antiretraction device prevents back flow contamination of spray water circuits * Peristaltic pump (optional) allows sterile irrigation liquid to be used during oral surgery or implant operation, accurate flow rate (35 - 100 ml/min) can be controlled through touch screen display *â??Removable and autoclavable silicon instrument support pad *â??Inter changeable â?? autoclavable stainless steel tray. ***** WATER UNIT AND ASSISTANT ARM * High quality ceramic cuspidor bowl, water cannula removable for disinfection *â??Programmable water flow * Articulated arm for asst. unit with two suctions and optional instruments * Double filter with independent suction cannula for easy cleaning. |  |  | 0 | 0 | 0 | 1 | 0 | 0 | [6 empty] | NOS | 1 |  | AN/DC/MC/ANTHOSE-L9 FOLDABLE DENTAL CHAIR /SIDE D/U
IM01019 | Dental Chair Machine- Anthos A5 Car Type Delivery Unit |  |  | A Class | NOS | NOS | I-Inventory | FG-Finish Good | R | Equipment | Dental Chair | Dental Equiment | Main Location | 90184900 |  | FIFO | Anthos/Cefla | [5 empty] | TWO AIRROTOR POINTS OPTIC, ONE SCALER OPTIC,ONE MICROMOTOR OPTIC .ONE 3 WAY SYRINGE, CEILING MOUNT MCT LIGHT WIRLESLESS FOOTCONTROL, ACVS FOR SUCTION DISINFECTION, BIOSTER SYSTEM, CUSPIDOR (TUMBLE MOVEMENT MOTORISED), DOCTOR STOOL, ASSIATANT STOOL |  |  | 0 | 0 | 0 | 1 | 0 | 0 | [6 empty] | NOS | 1 |  | AN/DC/MC/CEFLA ANTHOS A-5 CART TYPE DELIEVERY UNIT CHAIR
IM01020 | Dental Chair Machine- Anthos R7 Plus Continental |  |  | A Class | NOS | NOS | I-Inventory | FG-Finish Good | R | Equipment | Dental Chair | Dental Equiment | Main Location | 90184900 |  | FIFO | Anthos/Cefla | [8 empty] | 0 | 0 | 0 | 1 | 0 | 0 | [6 empty] | NOS | 1 |  | AN/DC/MC/R7/LED ANTHOS DENTAL CHAIR R7 PLUS CONT
IM01021 | Dental Chair Machine-Avyanna |  |  | A Class | NOS | NOS | I-Inventory | FG-Finish Good | R | Equipment | Dental Chair | Dental Equiment | Main Location | 90184900 |  | FIFO | Confident | [8 empty] | 0 | 0 | 0 | 1 | 0 | 0 | [6 empty] | NOS | 1 |  | CD/DC/MC/DENTAL CHAIR MODEL AVYANNA
IM01022 | Dental Chair Machine-Planet-QL 2028I |  |  | A Class | NOS | NOS | I-Inventory | FG-Finish Good | R | Equipment | Dental Chair | Dental Equiment | Main Location | 90184900 |  | FIFO | Fengdan | [5 empty] | Independent up and down and backrest movement of the chair, Luxury 6 LED sensor based light 10,000-25,000 Lux, Safety switch for water - air - electricity with single on/off switch control, Programmable Dental Chair. ** DELIVERY UNIT--- With pneumatic locking arm to prevent any unnecessary displacement of the unit, Feather touch control panel for easy touch play operation, 3 air rotor points and extra empty/vacant point, One 3 Way syringe, Detachable and easy clean hand piece holder block, Control panel with 16 keys for chair control and other functions, LED X Ray viewer ** WATER UNIT ----Rotatable Glass cuspidor, Detachable cuspidor, easy to clean, Water heater for Luke warm water ** MULTIFUNCTION FOOT CONTROL ----- Unique metal handle, Chair position control, Bowl rising control, Cup filling control, 2 independent switches for air and water, Stainless steel tubing for foot control operation **ASSISTANT ARM---- Low vacuum and high vacuum cannula, 3 Way syringe with option for Luke warm water, Chair control for assistant ** SPITTING POSITION SETTING---On pressing the spitting position button, automatically the backrest moves upward, bowl rinsing start, light turns off, if pressed again, chair would automatically return to working status, backrest backward, bowl rinsing closes, lights turns on. |  |  | 0 | 0 | 0 | 1 | 0 | 0 | [6 empty] | NOS | 1 |  | GF/DC/MC/FENGDAN CHAIR WITH LED/QL 2028I/PLANET
IM01023 | Dental Chair Machine-Galaxy Plus-QL 2028III |  |  | A Class | NOS | NOS | I-Inventory | FG-Finish Good | R | Equipment | Dental Chair | Dental Equiment | Main Location | 90184900 |  | FIFO | Fengdan | [8 empty] | 0 | 0 | 0 | 1 | 0 | 0 | [6 empty] | NOS | 1 |  | GF/DC/MC/FENGDAN CHAIR WITH LED/QL 2028III/GALAXY PLUS
IM01024 | Dental Chair Machine-Anthos-Vicotor- V286 |  |  | A Class | NOS | NOS | I-Inventory | FG-Finish Good | R | Equipment | Dental Chair | Dental Equiment | Main Location | 90184900 |  | FIFO | Anthos/Cefla | [8 empty] | 0 | 0 | 0 | 1 | 0 | 0 | [6 empty] | NOS | 1 |  | SV/DC/MC/VICTOR DENTAL CHAIR MODEL V286
IM01025 | Dental Chair Assistant Chair- Dahe Modle 30H-40-20L |  |  | A Class | NOS | NOS | I-Inventory | FG-Finish Good | R | Accessories | Dental Chair-Accessories | Dental Equiment | Main Location | 90184900 |  | FIFO | Dahe | [8 empty] | 0 | 0 | 0 | 1 | 0 | 0 | [6 empty] | NOS | 1 |  | DHD/DC/MC/30H-40-20L-DAHE DENTAL ASST.DENTIST CHAIR
IM01026 | Dental Chair Accessories- Dahe Portable Suitcase Model DU893 |  |  | A Class | NOS | NOS | I-Inventory | FG-Finish Good | R | Accessories | Dental Chair-Accessories | Dental Equiment | Main Location | 90184900 |  | FIFO | Dahe | [8 empty] | 0 | 0 | 0 | 1 | 0 | 0 | [6 empty] | NOS | 1 |  | DHD/DC/MC/DU893-DAHE PORTABLE/SUITCASE DU893
IM01027 | Dental Chair Accessories- Dahe Dental Suction |  |  | A Class | NOS | NOS | I-Inventory | FG-Finish Good | R | Accessories | Dental Chair-Accessories | Dental Equiment | Main Location | 90184900 |  | FIFO | Dahe | [8 empty] | 0 | 0 | 0 | 1 | 0 | 0 | [6 empty] | NOS | 1 |  | DHD/MC/SVL/80-1-DAHE DENTAL SUCTION
IM01028 | Dental Chair Upholsetery- Anthos A7 Visco Light Blue #198 |  |  | A Class | NOS | NOS | I-Inventory | FG-Finish Good | R | Accessories | Dental Chair-Accessories | Dental Equiment | Main Location | 90184900 |  | FIFO | Anthos/Cefla | [8 empty] | 0 | 0 | 0 | 1 | 0 | 0 | [6 empty] | NOS | 1 |  | AN/DC/UP/ A7 CHAIR UPHOLSETERY VISCO.L. BLUE 198
IM01029 | Dental Chair Upholsetery- Anthos L9 Visco Light Blue #194 |  |  | A Class | NOS | NOS | I-Inventory | FG-Finish Good | R | Accessories | Dental Chair-Accessories | Dental Equiment | Main Location | 94039000 |  | FIFO | Anthos/Cefla | [8 empty] | 0 | 0 | 0 | 1 | 0 | 0 | [6 empty] | NOS | 1 |  | AN/DC/UP/ L9 CHAIR UPHOLSETERY VISCO.L. BLUE 194
IM01030 | Dental Chair Upholsetery- Anthos L9 Visco Poly Green #193 |  |  | A Class | NOS | NOS | I-Inventory | FG-Finish Good | R | Accessories | Dental Chair-Accessories | Dental Equiment | Main Location | 90184900 |  | FIFO | Anthos/Cefla | [8 empty] | 0 | 0 | 0 | 1 | 0 | 0 | [6 empty] | NOS | 1 |  | AN/DC/UP/ L9 CHAIR UPHOLSETERY VISCO.POLY.GREEN 193
IM01031 | Dental Chair Upholsetery- Anthos A3 Ven. Red #135 |  |  | A Class | NOS | NOS | I-Inventory | FG-Finish Good | R | Accessories | Dental Chair-Accessories | Dental Equiment | Main Location | 90184900 |  | FIFO | Anthos/Cefla | [8 empty] | 0 | 0 | 0 | 1 | 0 | 0 | [6 empty] | NOS | 1 |  | AN/DC/UP/A3 ANTHOS DENTAL CHAIR UPHOL.VEN RED 135
IM01032 | Dental Chair Upholsetery- Anthos A3 Med. Blue #106 |  |  | A Class | NOS | NOS | I-Inventory | FG-Finish Good | R | Accessories | Dental Chair-Accessories | Dental Equiment | Main Location | 90184900 |  | FIFO | Anthos/Cefla | [8 empty] | 0 | 0 | 0 | 1 | 0 | 0 | [6 empty] | NOS | 1 |  | AN/DC/UP/A3 CHAIR UPHOLSTERY MED. BLUE. 106
IM01033 | Dental Chair Upholsetery- Anthos A3 Poly. Green #123 |  |  | A Class | NOS | NOS | I-Inventory | FG-Finish Good | R | Accessories | Dental Chair-Accessories | Dental Equiment | Main Location | 90184900 |  | FIFO | Anthos/Cefla | [8 empty] | 0 | 0 | 0 | 1 | 0 | 0 | [6 empty] | NOS | 1 |  | AN/DC/UP/A3 CHAIR UPHOLSTERY POLY. GREEN 123
IM01034 | Dental Chair Upholsetery- Anthos A3 Plus P. Blue #113 |  |  | A Class | NOS | NOS | I-Inventory | FG-Finish Good | R | Accessories | Dental Chair-Accessories | Dental Equiment | Main Location | 90184900 |  | FIFO | Anthos/Cefla | [8 empty] | 0 | 0 | 0 | 1 | 0 | 0 | [6 empty] | NOS | 1 |  | AN/DC/UP/A3 PLUS ANTHOS DENTAL CHAIR UPHOL P.BLUE 113
IM01035 | Dental Chair Upholsetery- Anthos A3 Plus Grey #121 |  |  | A Class | NOS | NOS | I-Inventory | FG-Finish Good | R | Accessories | Dental Chair-Accessories | Dental Equiment | Main Location | 90184900 |  | FIFO | Anthos/Cefla | [8 empty] | 0 | 0 | 0 | 1 | 0 | 0 | [6 empty] | NOS | 1 |  | AN/DC/UP/A3 PLUS ANTHOS DENTAL CHAIR UPHOL. GREY 121
IM01036 | Dental Chair Upholsetery- Anthos A3 Plus Purple #134 |  |  | A Class | NOS | NOS | I-Inventory | FG-Finish Good | R | Accessories | Dental Chair-Accessories | Dental Equiment | Main Location | 94016900 |  | FIFO | Anthos/Cefla | [8 empty] | 0 | 0 | 0 | 1 | 0 | 0 | [6 empty] | NOS | 1 |  | AN/DC/UP/A3 PLUS ANTHOS DENTAL CHAIR UPHOL. PURPLE 134
IM01037 | Dental Chair Upholsetery- Anthos A3 Plus Carr. Green #101 |  |  | A Class | NOS | NOS | I-Inventory | FG-Finish Good | R | Accessories | Dental Chair-Accessories | Dental Equiment | Main Location | 90184900 |  | FIFO | Anthos/Cefla | [8 empty] | 0 | 0 | 0 | 1 | 0 | 0 | [6 empty] | NOS | 1 |  | AN/DC/UP/A3 PLUS CHAIR UPHOLSTERY ANTH. CARR.GREEN 101
IM01038 | Dental Chair Upholsetery- Anthos A3 Plus Dark Blue #102 |  |  | A Class | NOS | NOS | I-Inventory | FG-Finish Good | R | Accessories | Dental Chair-Accessories | Dental Equiment | Main Location | 90184900 |  | FIFO | Anthos/Cefla | [8 empty] | 0 | 0 | 0 | 1 | 0 | 0 | [6 empty] | NOS | 1 |  | AN/DC/UP/A3 PLUS CHAIR UPHOLSTERY ANTH. DARK.BLUE 102
IM01039 | Dental Chair Upholsetery- Anthos A3 Plus Dark Salmon #115 |  |  | A Class | NOS | NOS | I-Inventory | FG-Finish Good | R | Accessories | Dental Chair-Accessories | Dental Equiment | Main Location | 90184900 |  | FIFO | Anthos/Cefla | [8 empty] | 0 | 0 | 0 | 1 | 0 | 0 | [6 empty] | NOS | 1 |  | AN/DC/UP/A3+/ANTHOS DENTAL CHAIR UPHOL.SALMON 115
IM01040 | Dental Chair Upholsetery- Anthos A3 Plus Yellow #103 |  |  | A Class | NOS | NOS | I-Inventory | FG-Finish Good | R | Accessories | Dental Chair-Accessories | Dental Equiment | Main Location | 90184900 |  | FIFO | Anthos/Cefla | [8 empty] | 0 | 0 | 0 | 1 | 0 | 0 | [6 empty] | NOS | 1 |  | AN/DC/UP/A3+/ANTHOS DENTAL CHAIR UPHOL.YELLOW 103
IM01041 | Dental Chair Upholsetery- Anthos A5 Visco Light Grey #199 |  |  | A Class | NOS | NOS | I-Inventory | FG-Finish Good | R | Accessories | Dental Chair-Accessories | Dental Equiment | Main Location | 90184900 |  | FIFO | Anthos/Cefla | [8 empty] | 0 | 0 | 0 | 1 | 0 | 0 | [6 empty] | NOS | 1 |  | AN/DC/UP/A5 CHAIR UPHOLSETERY VISCO.L. GREY 199
IM01042 | Dental Chair Upholsetery- Anthos A2 DarkBlue #002 |  |  | A Class | NOS | NOS | I-Inventory | FG-Finish Good | R | Accessories | Dental Chair-Accessories | Dental Equiment | Main Location | 90184900 |  | FIFO | Anthos/Cefla | [8 empty] | 0 | 0 | 0 | 1 | 0 | 0 | [6 empty] | NOS | 1 |  | AN/DC/UP/ANTHOS CHAIR A2 UPHOL. DARK BLUE 002
IM01043 | Dental Chair Upholsetery- Anthos A2 Green #001 |  |  | A Class | NOS | NOS | I-Inventory | FG-Finish Good | R | Accessories | Dental Chair-Accessories | Dental Equiment | Main Location | 90184900 |  | FIFO | Anthos/Cefla | [8 empty] | 0 | 0 | 0 | 1 | 0 | 0 | [6 empty] | NOS | 1 |  | AN/DC/UP/ANTHOS CHAIR A2 UPHOL. GREEN 001
IM01044 | Dental Chair Upholsetery- Anthos A2 Light Blue #005 |  |  | A Class | NOS | NOS | I-Inventory | FG-Finish Good | R | Accessories | Dental Chair-Accessories | Dental Equiment | Main Location | 90184900 |  | FIFO | Anthos/Cefla | [8 empty] | 0 | 0 | 0 | 1 | 0 | 0 | [6 empty] | NOS | 1 |  | AN/DC/UP/ANTHOS CHAIR A2 UPHOL. LIGHT BLUE 005
IM01045 | Dental Chair Upholsetery- Anthos A2 Orange #008 |  |  | A Class | NOS | NOS | I-Inventory | FG-Finish Good | R | Accessories | Dental Chair-Accessories | Dental Equiment | Main Location | 90184900 |  | FIFO | Anthos/Cefla | [8 empty] | 0 | 0 | 0 | 1 | 0 | 0 | [6 empty] | NOS | 1 |  | AN/DC/UP/ANTHOS CHAIR A2 UPHOL. ORANGE 008
IM01046 | Dental Assistant Chair - Anthos Stool for A2 Model S8 |  |  | A Class | NOS | NOS | I-Inventory | FG-Finish Good | R | Accessories | Dental Chair-Accessories | Dental Equiment | Main Location | 90184900 |  | FIFO | Anthos/Cefla | [8 empty] | 0 | 0 | 0 | 1 | 0 | 0 | [6 empty] | NOS | 1 |  | AN/DS/AC/ASST CHAIR FOR ANTHOSE A2 CHAIR MODEL S8
IM01047 | Dental Assistant Chair - Anthos Stool for Model S7 |  |  | A Class | NOS | NOS | I-Inventory | FG-Finish Good | R | Accessories | Dental Chair-Accessories | Dental Equiment | Main Location | 90184900 |  | FIFO | Anthos/Cefla | [8 empty] | 0 | 0 | 0 | 1 | 0 | 0 | [6 empty] | NOS | 1 |  | AN/DS/AC/DENTIST ASST CHAIR ANTHOS MODEL S7
IM01048 | Dental Assistant Chair Upholstery- Anthos A3- Grey #121 |  |  | A Class | NOS | NOS | I-Inventory | FG-Finish Good | R | Accessories | Dental Chair-Accessories | Dental Equiment | Main Location | 90184900 |  | FIFO | Anthos/Cefla | [8 empty] | 0 | 0 | 0 | 1 | 0 | 0 | [6 empty] | NOS | 1 |  | AN/DS/UP/A3 DENTIST ASST. CHAIR AND UPHOL. GREY 121
IM01049 | Dental Assistant Chair Upholstery- Anthos A3- Med. Blue #106 |  |  | A Class | NOS | NOS | I-Inventory | FG-Finish Good | R | Accessories | Dental Chair-Accessories | Dental Equiment | Main Location | 90184900 |  | FIFO | Anthos/Cefla | [8 empty] | 0 | 0 | 0 | 1 | 0 | 0 | [6 empty] | NOS | 1 |  | AN/DS/UP/A3 DENTIST ASST. CHAIR And UPHOL. MED. BLUE 106
IM01050 | Dental Assistant Chair Upholstery- Anthos A3- Salmon #115 |  |  | A Class | NOS | NOS | I-Inventory | FG-Finish Good | R | Accessories | Dental Chair-Accessories | Dental Equiment | Main Location | 90184900 |  | FIFO | Anthos/Cefla | [8 empty] | 0 | 0 | 0 | 1 | 0 | 0 | [6 empty] | NOS | 1 |  | AN/DS/UP/A3 DENTIST ASST. CHAIR And UPHOL. SALMON 115
IM01051 | Dental Assistant Chair Upholstery- Anthos A3- Ven Red #135 |  |  | A Class | NOS | NOS | I-Inventory | FG-Finish Good | R | Accessories | Dental Chair-Accessories | Dental Equiment | Main Location | 90184900 |  | FIFO | Anthos/Cefla | [8 empty] | 0 | 0 | 0 | 1 | 0 | 0 | [6 empty] | NOS | 1 |  | AN/DS/UP/A3 DENTIST ASST. CHAIR AND UPHOL. VEN RED 135
IM01052 | Dental Assistant Chair Upholstery- Anthos A3- Carr.Green #101 |  |  | A Class | NOS | NOS | I-Inventory | FG-Finish Good | R | Accessories | Dental Chair-Accessories | Dental Equiment | Main Location | 90184900 |  | FIFO | Anthos/Cefla | [8 empty] | 0 | 0 | 0 | 1 | 0 | 0 | [6 empty] | NOS | 1 |  | AN/DS/UP/A3 DENTIST ASST. CHAIR AND UPHOL.CARR GREEN 101
IM01053 | Dental Assistant Chair Upholstery- Anthos A3- P. Blue #113 |  |  | A Class | NOS | NOS | I-Inventory | FG-Finish Good | R | Accessories | Dental Chair-Accessories | Dental Equiment | Main Location | 90184900 |  | FIFO | Anthos/Cefla | [8 empty] | 0 | 0 | 0 | 1 | 0 | 0 | [6 empty] | NOS | 1 |  | AN/DS/UP/A3 DENTIST ASST. CHAIR AND UPHOL.P. BLUE 113
IM01054 | Dental Assistant Chair Upholstery- Anthos A3- Poly Green #123 |  |  | A Class | NOS | NOS | I-Inventory | FG-Finish Good | R | Accessories | Dental Chair-Accessories | Dental Equiment | Main Location | 90184900 |  | FIFO | Anthos/Cefla | [8 empty] | 0 | 0 | 0 | 1 | 0 | 0 | [6 empty] | NOS | 1 |  | AN/DS/UP/A3 DENTIST ASST. CHAIR And UPHOLS. POLY. GREEN. 123
IM01055 | Dental Assistant Chair Upholstery- Anthos A3- Dark Blue #102 |  |  | A Class | NOS | NOS | I-Inventory | FG-Finish Good | R | Accessories | Dental Chair-Accessories | Dental Equiment | Main Location | 90184900 |  | FIFO | Anthos/Cefla | [8 empty] | 0 | 0 | 0 | 1 | 0 | 0 | [6 empty] | NOS | 1 |  | AN/DS/UP/A3 DENTIST ASST. CHAIR UPHOL. DARK BLUE 102
IM01056 | Dental Assistant Chair Upholstery- Anthos A3- Purple #134 |  |  | A Class | NOS | NOS | I-Inventory | FG-Finish Good | R | Accessories | Dental Chair-Accessories | Dental Equiment | Main Location | 94016900 |  | FIFO | Anthos/Cefla | [8 empty] | 0 | 0 | 0 | 1 | 0 | 0 | [6 empty] | NOS | 1 |  | AN/DS/UP/A3 DENTIST ASST. CHAIR UPHOL. PURPLE 134
IM01057 | Dental Assistant Chair Upholstery- Anthos A3- Yellow #103 |  |  | A Class | NOS | NOS | I-Inventory | FG-Finish Good | R | Accessories | Dental Chair-Accessories | Dental Equiment | Main Location | 90184900 |  | FIFO | Anthos/Cefla | [8 empty] | 0 | 0 | 0 | 1 | 0 | 0 | [6 empty] | NOS | 1 |  | AN/DS/UP/A3 DENTIST ASST. CHAIR UPHOL. YELLOW 103
IM01058 | Dental Assistant Chair Upholstery- Anthos A2- Green #001 |  |  | A Class | NOS | NOS | I-Inventory | FG-Finish Good | R | Accessories | Dental Chair-Accessories | Dental Equiment | Main Location | 90184900 |  | FIFO | Anthos/Cefla | [8 empty] | 0 | 0 | 0 | 1 | 0 | 0 | [6 empty] | NOS | 1 |  | AN/DS/UP/ANTHOS DENTIS ASST.CHAR/A2 UPHOL. GREEN 001
IM01059 | Dental Assistant Chair - Anthos Stool for A3/A5/A7 |  |  | A Class | NOS | NOS | I-Inventory | FG-Finish Good | R | Accessories | Dental Chair-Accessories | Dental Equiment | Main Location | 90184900 |  | FIFO | Anthos/Cefla | [8 empty] | 0 | 0 | 0 | 1 | 0 | 0 | [6 empty] | NOS | 1 |  | AN/DS/AC/ STOOL S7 FOR ANTHOS CHAIR A3/A5/A7
IM01060 | Dental Assitant Chair Upholstery- Fengden Orange P06 |  |  | A Class | NOS | NOS | I-Inventory | FG-Finish Good | R | Accessories | Dental Chair-Accessories | Dental Equiment | Main Location | 90184900 |  | FIFO | Fengdan | [8 empty] | 0 | 0 | 0 | 1 | 0 | 0 | [6 empty] | NOS | 1 |  | FN/DS/SP/FENGDEN/DENTIST ASST. CHAIR UPOL ORANGE P06
IM01061 | Dental Chair Upholstery- Fendan- Galaxy-Leather Coffee M04 |  |  | A Class | NOS | NOS | I-Inventory | FG-Finish Good | R | Accessories | Dental Chair-Accessories | Dental Equiment | Main Location | 90184900 |  | FIFO | Fengdan | [8 empty] | 0 | 0 | 0 | 1 | 0 | 0 | [6 empty] | NOS | 1 |  | GH/DC/UP/FENDAN GALAXY CHAIR LEATHER UPHO. COFFEE M04
IM01062 | Dental Chair Upholstery- Fendan- Galaxy-Leather Blue M03 |  |  | A Class | NOS | NOS | I-Inventory | FG-Finish Good | R | Accessories | Dental Chair-Accessories | Dental Equiment | Main Location | 90184900 |  | FIFO | Fengdan | [8 empty] | 0 | 0 | 0 | 1 | 0 | 0 | [6 empty] | NOS | 1 |  | GH/DC/UP/FENDAN GALAXY CHAIR LEATHER UPHOL. BLUE M03
IM01063 | Dental Chair Upholstery- Fendan- Galaxy -Apple Green P02 |  |  | A Class | NOS | NOS | I-Inventory | FG-Finish Good | R | Accessories | Dental Chair-Accessories | Dental Equiment | Main Location | 90184900 |  | FIFO | Fengdan | [8 empty] | 0 | 0 | 0 | 1 | 0 | 0 | [6 empty] | NOS | 1 |  | GH/DC/UP/FENDAN GALAXY CHAIR UPHOL. APPLE GREEN P02
IM01064 | Dental Chair Upholstery- Fendan- Galaxy -Diamond Blue P04 |  |  | A Class | NOS | NOS | I-Inventory | FG-Finish Good | R | Accessories | Dental Chair-Accessories | Dental Equiment | Main Location | 90184900 |  | FIFO | Fengdan | [8 empty] | 0 | 0 | 0 | 1 | 0 | 0 | [6 empty] | NOS | 1 |  | GH/DC/UP/FENDAN GALAXY CHAIR UPHOL. DIAMOND BLUE P04
IM01065 | Dental Chair Upholstery- Fendan- Galaxy -Light Blue P01 |  |  | A Class | NOS | NOS | I-Inventory | FG-Finish Good | R | Accessories | Dental Chair-Accessories | Dental Equiment | Main Location | 90184900 |  | FIFO | Fengdan | [8 empty] | 0 | 0 | 0 | 1 | 0 | 0 | [6 empty] | NOS | 1 |  | GH/DC/UP/FENDAN GALAXY CHAIR UPHOL. LIGHT BLUE P01
IM01066 | Dental Chair Upholstery- Fendan- Galaxy -Light Green P03 |  |  | A Class | NOS | NOS | I-Inventory | FG-Finish Good | R | Accessories | Dental Chair-Accessories | Dental Equiment | Main Location | 90184900 |  | FIFO | Fengdan | [8 empty] | 0 | 0 | 0 | 1 | 0 | 0 | [6 empty] | NOS | 1 |  | GH/DC/UP/FENDAN GALAXY CHAIR UPHOL. LIGHT GREEN P03
IM01067 | Dental Chair Upholstery- Fendan- Galaxy -Yellow P05 |  |  | A Class | NOS | NOS | I-Inventory | FG-Finish Good | C | Accessories | Dental Chair-Accessories | Dental Equiment | Main Location | 90184900 |  | FIFO | Fengdan | [8 empty] | 0 | 0 | 0 | 1 | 0 | 0 | [6 empty] | NOS | 1 |  | GH/DC/UP/FENDAN GALAXY CHAIR UPHOL. YELLOW P05
IM01068 | Dental Chair Upholstery- Fendan- Planet -Apple Green P02 |  |  | A Class | NOS | NOS | I-Inventory | FG-Finish Good | R | Accessories | Dental Chair-Accessories | Dental Equiment | Main Location | 90184900 |  | FIFO | Fengdan | [8 empty] | 0 | 0 | 0 | 1 | 0 | 0 | [6 empty] | NOS | 1 |  | GH/DC/UP/FENDAN PLANET CHAIR UPHOL. APPLE GREEN P02
IM01069 | Dental Chair Upholstery- Fendan- Planet -Diamond Blue P04 |  |  | A Class | NOS | NOS | I-Inventory | FG-Finish Good | R | Accessories | Dental Chair-Accessories | Dental Equiment | Main Location | 90184900 |  | FIFO | Fengdan | [8 empty] | 0 | 0 | 0 | 1 | 0 | 0 | [6 empty] | NOS | 1 |  | GH/DC/UP/FENDAN PLANET CHAIR UPHOL. DIAMOND BLUE P04
IM01070 | Dental Chair Upholstery- Fendan- Planet -Light Blue P01 |  |  | A Class | NOS | NOS | I-Inventory | FG-Finish Good | R | Accessories | Dental Chair-Accessories | Dental Equiment | Main Location | 90184900 |  | FIFO | Fengdan | [8 empty] | 0 | 0 | 0 | 1 | 0 | 0 | [6 empty] | NOS | 1 |  | GH/DC/UP/FENDAN PLANET CHAIR UPHOL. LIGHT BLUE P01
IM01071 | Dental Chair Upholstery- Fendan- Planet -Light Green P03 |  |  | A Class | NOS | NOS | I-Inventory | FG-Finish Good | R | Accessories | Dental Chair-Accessories | Dental Equiment | Main Location | 90184900 |  | FIFO | Fengdan | [8 empty] | 0 | 0 | 0 | 1 | 0 | 0 | [6 empty] | NOS | 1 |  | GH/DC/UP/FENDAN PLANET CHAIR UPHOL. LIGHT GREEN P03
IM01072 | Dental Chair Upholstery- Fendan- Planet - Middle Blue P07 |  |  | A Class | NOS | NOS | I-Inventory | FG-Finish Good | R | Accessories | Dental Chair-Accessories | Dental Equiment | Main Location | 90184900 |  | FIFO | Fengdan | [8 empty] | 0 | 0 | 0 | 1 | 0 | 0 | [6 empty] | NOS | 1 |  | GH/DC/UP/FENDAN PLANET CHAIR UPHOL. MIDDLE BLUE #P07
IM01073 | Dental Chair Upholstery- Fendan- Planet - Orange P06 |  |  | A Class | NOS | NOS | I-Inventory | FG-Finish Good | R | Accessories | Dental Chair-Accessories | Dental Equiment | Main Location | 90184900 |  | FIFO | Fengdan | [8 empty] | 0 | 0 | 0 | 1 | 0 | 0 | [6 empty] | NOS | 1 |  | GH/DC/UP/FENDAN PLANET CHAIR UPHOL. ORANGE P06
IM01074 | Dental Chair Upholstery- Fendan- Planet - Yellow P05 |  |  | A Class | NOS | NOS | I-Inventory | FG-Finish Good | R | Accessories | Dental Chair-Accessories | Dental Equiment | Main Location | 90184900 |  | FIFO | Fengdan | [8 empty] | 0 | 0 | 0 | 1 | 0 | 0 | [6 empty] | NOS | 1 |  | GH/DC/UP/FENDAN PLANET CHAIR UPHOL. YELLOW P05
IM01075 | Dental Chair Upholstery- Flare-Apple Green |  |  | A Class | NOS | NOS | I-Inventory | FG-Finish Good | R | Accessories | Dental Chair-Accessories | Dental Equiment | Main Location | 90184900 |  | FIFO | Keju Flare | [8 empty] | 0 | 0 | 0 | 1 | 0 | 0 | [6 empty] | NOS | 1 |  | FK/DC/UP/FLARE DENTAL CHAIR UPHOL./APPLE GREEN
IM01076 | Dental Chair Upholstery- Flare-Black |  |  | A Class | NOS | NOS | I-Inventory | FG-Finish Good | R | Accessories | Dental Chair-Accessories | Dental Equiment | Main Location | 90184900 |  | FIFO | Keju Flare | [8 empty] | 0 | 0 | 0 | 1 | 0 | 0 | [6 empty] | NOS | 1 |  | FK/DC/UP/FLARE DENTAL CHAIR UPHOL./BLACK
IM01077 | Dental Chair Upholstery- Flare-Dark Blue |  |  | A Class | NOS | NOS | I-Inventory | FG-Finish Good | R | Accessories | Dental Chair-Accessories | Dental Equiment | Main Location | 90184900 |  | FIFO | Keju Flare | [8 empty] | 0 | 0 | 0 | 1 | 0 | 0 | [6 empty] | NOS | 1 |  | FK/DC/UP/FLARE DENTAL CHAIR UPHOL./DARK BLUE
IM01078 | Dental Chair Upholstery- Flare-Light Blue |  |  | A Class | NOS | NOS | I-Inventory | FG-Finish Good | R | Accessories | Dental Chair-Accessories | Dental Equiment | Main Location | 90184900 |  | FIFO | Keju Flare | [8 empty] | 0 | 0 | 0 | 1 | 0 | 0 | [6 empty] | NOS | 1 |  | FK/DC/UP/FLARE DENTAL CHAIR UPHOL./LIGHT BLUE
IM01079 | Dental Chair Upholstery- Flare-Light Green |  |  | A Class | NOS | NOS | I-Inventory | FG-Finish Good | R | Accessories | Dental Chair-Accessories | Dental Equiment | Main Location | 90184900 |  | FIFO | Keju Flare | [8 empty] | 0 | 0 | 0 | 1 | 0 | 0 | [6 empty] | NOS | 1 |  | FK/DC/UP/FLARE DENTAL CHAIR UPHOL./LIGHT GREEN
IM01080 | Dental Chair Upholstery- Flare-Middle Blue |  |  | A Class | NOS | NOS | I-Inventory | FG-Finish Good | R | Accessories | Dental Chair-Accessories | Dental Equiment | Main Location | 90184900 |  | FIFO | Keju Flare | [8 empty] | 0 | 0 | 0 | 1 | 0 | 0 | [6 empty] | NOS | 1 |  | FK/DC/UP/FLARE DENTAL CHAIR UPHOL./MIDDLE BLUE
IM01081 | Dental Chair Upholstery- Flare-Orange |  |  | A Class | NOS | NOS | I-Inventory | FG-Finish Good | R | Accessories | Dental Chair-Accessories | Dental Equiment | Main Location | 90184900 |  | FIFO | Keju Flare | [8 empty] | 0 | 0 | 0 | 1 | 0 | 0 | [6 empty] | NOS | 1 |  | FK/DC/UP/FLARE DENTAL CHAIR UPHOL./ORANGE
IM01082 | Dental Chair Upholstery- Flare-Pink |  |  | A Class | NOS | NOS | I-Inventory | FG-Finish Good | R | Accessories | Dental Chair-Accessories | Dental Equiment | Main Location | 90184900 |  | FIFO | Keju Flare | [8 empty] | 0 | 0 | 0 | 1 | 0 | 0 | [6 empty] | NOS | 1 |  | FK/DC/UP/FLARE DENTAL CHAIR UPHOL./PINK
IM01083 | Dental Chair Upholstery-Avayana Purple #016 |  |  | A Class | NOS | NOS | I-Inventory | FG-Finish Good | C | Accessories | Dental Chair-Accessories | Dental Equiment | Main Location | 90184900 |  | FIFO | Confident | [8 empty] | 0 | 0 | 0 | 1 | 0 | 0 | [6 empty] | NOS | 1 |  | CD/DC/UP/AVYANNA/DENTAL CHAIR UPHOL. PURPLE 016
IM01084 | Dental Assistant Chair Upholstery- Cefla A2- Green |  |  | A Class | NOS | NOS | I-Inventory | FG-Finish Good | R | Accessories | Dental Chair-Accessories | Dental Equiment | Main Location | 90330000 |  | FIFO | Anthos/Cefla | [8 empty] | 0 | 0 | 0 | 1 | 0 | 0 | [6 empty] | NOS | 1 |  | CF/DC/UP/A2 CHAIR UPHOLSERY STOOL GREEN
IM01085 | Dental Assistant Chair Upholstery- Cefla A2- Green with Headreast |  |  | A Class | NOS | NOS | I-Inventory | FG-Finish Good | R | Accessories | Dental Chair-Accessories | Dental Equiment | Main Location | 90330000 |  | FIFO | Anthos/Cefla | [8 empty] | 0 | 0 | 0 | 1 | 0 | 0 | [6 empty] | NOS | 1 |  | CF/DC/UP/A2 CHAIR UPHOLSERY WITH HEADREST GREEN
IM01086 | Dental Assistant Chair Upholstery- Cefla-Carribbean Green#101 |  |  | A Class | NOS | NOS | I-Inventory | FG-Finish Good | R | Accessories | Dental Chair-Accessories | Dental Equiment | Main Location | 90330000 |  | FIFO | Anthos/Cefla | [8 empty] | 0 | 0 | 0 | 1 | 0 | 0 | [6 empty] | NOS | 1 |  | CF/DC/UP/DENTAL SEAT UPHOLSTERY 101CARIBBEAN GREEN 97901141
IM01087 | Dental Chair Upholstery- Nanhai Aspire- Apple Green #A10 |  |  | A Class | NOS | NOS | I-Inventory | FG-Finish Good | R | Accessories | Dental Chair-Accessories | Dental Equiment | Main Location | 90184900 |  | FIFO | Nanhai | [8 empty] | 0 | 0 | 0 | 1 | 0 | 0 | [6 empty] | NOS | 1 |  | NT/DC/UP/NANHAI/DENTAL CHAIR UPHOL ASPIRE/APPLE GREEN A10
IM01088 | Dental Chair Upholstery- Nanhai Aspire- Dark Blue #A9 |  |  | A Class | NOS | NOS | I-Inventory | FG-Finish Good | R | Accessories | Dental Chair-Accessories | Dental Equiment | Main Location | 90184900 |  | FIFO | Nanhai | [8 empty] | 0 | 0 | 0 | 1 | 0 | 0 | [6 empty] | NOS | 1 |  | NT/DC/UP/NANHAI/DENTAL CHAIR UPHOL ASPIRE/D. BLUE A9
IM01089 | Dental Chair Upholstery- Nanhai Aspire- Light Green #A3 |  |  | A Class | NOS | NOS | I-Inventory | FG-Finish Good | R | Accessories | Dental Chair-Accessories | Dental Equiment | Main Location | 90330000 |  | FIFO | Nanhai | [8 empty] | 0 | 0 | 0 | 1 | 0 | 0 | [6 empty] | NOS | 1 |  | NT/DC/UP/NANHAI/DENTAL CHAIR UPHOL ASPIRE/L.GREEN A3
IM01090 | Dental Chair Upholstery- Nanhai Aspire- Orange #A11 |  |  | A Class | NOS | NOS | I-Inventory | FG-Finish Good | R | Accessories | Dental Chair-Accessories | Dental Equiment | Main Location | 90184900 |  | FIFO | Nanhai | [8 empty] | 0 | 0 | 0 | 1 | 0 | 0 | [6 empty] | NOS | 1 |  | NT/DC/UP/NANHAI/DENTAL CHAIR UPHOL ASPIRE/ORANGE A11
IM01091 | Dental Chair Upholstery- Nanhai Aspire- Pink #A12 |  |  | A Class | NOS | NOS | I-Inventory | FG-Finish Good | R | Accessories | Dental Chair-Accessories | Dental Equiment | Main Location | 90184900 |  | FIFO | Nanhai | [8 empty] | 0 | 0 | 0 | 1 | 0 | 0 | [6 empty] | NOS | 1 |  | NT/DC/UP/NANHAI/DENTAL CHAIR UPHOL ASPIRE/PINK A12
IM01092 | Dental Chair Upholstery- Nanhai Aspire- Sky Blue #A1 |  |  | A Class | NOS | NOS | I-Inventory | FG-Finish Good | R | Accessories | Dental Chair-Accessories | Dental Equiment | Main Location | 90184900 |  | FIFO | Nanhai | [8 empty] | 0 | 0 | 0 | 1 | 0 | 0 | [6 empty] | NOS | 1 |  | NT/DC/UP/NANHAI/DENTAL CHAIR UPHOL ASPIRE/SKY BLUE A1
IM01093 | Dental Chair Upholstery- Nanhai Aspire- White |  |  | A Class | NOS | NOS | I-Inventory | FG-Finish Good | R | Accessories | Dental Chair-Accessories | Dental Equiment | Main Location | 90184900 |  | FIFO | Nanhai | [8 empty] | 0 | 0 | 0 | 1 | 0 | 0 | [6 empty] | NOS | 1 |  | NT/DC/UP/NANHAI/DENTAL CHAIR UPHOL ASPIRE/WHITE
IM01094 | Dental Chair Upholstery- Nanhai Aspire- Yellow#A6 |  |  | A Class | NOS | NOS | I-Inventory | FG-Finish Good | R | Accessories | Dental Chair-Accessories | Dental Equiment | Main Location | 90184900 |  | FIFO | Nanhai | [8 empty] | 0 | 0 | 0 | 1 | 0 | 0 | [6 empty] | NOS | 1 |  | NT/DC/UP/NANHAI/DENTAL CHAIR UPHOL ASPIRE/YELLOW A6
IM01095 | Dental Chair Accessories-Nanhai Aspire- Dental Suction |  |  | A Class | NOS | NOS | I-Inventory | FG-Finish Good | R | Accessories | Dental Chair-Accessories | Dental Equiment | Main Location | 90184900 |  | FIFO | Nanhai | [8 empty] | 0 | 0 | 0 | 1 | 0 | 0 | [6 empty] | NOS | 1 |  | NT/MS/MC/NANHAI DENTAL SUCTION
IM01096 | Dental Chair Accessories-Power Keen-Star- Dental Light Head 3 LED |  |  | A Class | NOS | NOS | I-Inventory | FG-Finish Good | R | Accessories | Dental Chair-Accessories | Dental Equiment | Main Location | 90184900 |  | FIFO | Power Keen | [8 empty] | 0 | 0 | 0 | 1 | 0 | 0 | [6 empty] | NOS | 1 |  | PK/DC/AC/HEAD 3LEDS-STAR DENTAL LIGHT HEAD
IM01097 | Dental Assistant Chair Upholstery-Power Keen-Star-Orange |  |  | A Class | NOS | NOS | I-Inventory | FG-Finish Good | R | Accessories | Dental Chair-Accessories | Dental Equiment | Main Location | 90184900 |  | FIFO | Power Keen | [8 empty] | 0 | 0 | 0 | 1 | 0 | 0 | [6 empty] | NOS | 1 |  | PK/DC/UP/POWER KEEN ONLY DENTIST ASST. CHAIR SEAT UPHOL. (ORANGE)
IM01098 | Dental Chair Upholstery- Power Keen-Star- Light Green# 9 |  |  | A Class | NOS | NOS | I-Inventory | FG-Finish Good | R | Accessories | Dental Chair-Accessories | Dental Equiment | Main Location | 90184900 |  | FIFO | Power Keen | [8 empty] | 0 | 0 | 0 | 1 | 0 | 0 | [6 empty] | NOS | 1 |  | PK/DC/UP/POWER KEEN/CHAIR UPHOL LIGHT GREEN 9
IM01099 | Dental Chair Upholstery- Power Keen-Star- Yellow #6 |  |  | A Class | NOS | NOS | I-Inventory | FG-Finish Good | R | Accessories | Dental Chair-Accessories | Dental Equiment | Main Location | 90184900 |  | FIFO | Power Keen | [8 empty] | 0 | 0 | 0 | 1 | 0 | 0 | [6 empty] | NOS | 1 |  | PK/DC/UP/POWER KEEN/CHAIR UPHOL YELLOW 6
IM01100 | Dental Chair Upholstery- Power Keen-Star- Black #10 |  |  | A Class | NOS | NOS | I-Inventory | FG-Finish Good | R | Accessories | Dental Chair-Accessories | Dental Equiment | Main Location | 90184900 |  | FIFO | Power Keen | [8 empty] | 0 | 0 | 0 | 1 | 0 | 0 | [6 empty] | NOS | 1 |  | PK/DC/UP/POWER KEEN/CHAIR UPHOL. BLACK 10
IM01101 | Dental Chair Upholstery- Power Keen-Star- Dark Blue #04 |  |  | A Class | NOS | NOS | I-Inventory | FG-Finish Good | R | Accessories | Dental Chair-Accessories | Dental Equiment | Main Location | 90184900 |  | FIFO | Power Keen | [8 empty] | 0 | 0 | 0 | 1 | 0 | 0 | [6 empty] | NOS | 1 |  | PK/DC/UP/POWER KEEN/CHAIR UPHOL. DARK BLUE 04
IM01102 | Dental Chair Upholstery- Power Keen-Star- Green #0 |  |  | A Class | NOS | NOS | I-Inventory | FG-Finish Good | R | Accessories | Dental Chair-Accessories | Dental Equiment | Main Location | 90184900 |  | FIFO | Power Keen | [8 empty] | 0 | 0 | 0 | 1 | 0 | 0 | [6 empty] | NOS | 1 |  | PK/DC/UP/POWER KEEN/CHAIR UPHOL. GREEN 0
IM01103 | Dental Chair Upholstery- Power Keen-Star- Light Blue #1 |  |  | A Class | NOS | NOS | I-Inventory | FG-Finish Good | R | Accessories | Dental Chair-Accessories | Dental Equiment | Main Location | 90184900 |  | FIFO | Power Keen | [8 empty] | 0 | 0 | 0 | 1 | 0 | 0 | [6 empty] | NOS | 1 |  | PK/DC/UP/POWER KEEN/CHAIR UPHOL. LIGHT BLUE 1
IM01104 | Dental Chair Upholstery- Power Keen-Star- Middle Blue #3 |  |  | A Class | NOS | NOS | I-Inventory | FG-Finish Good | R | Accessories | Dental Chair-Accessories | Dental Equiment | Main Location | 90184900 |  | FIFO | Power Keen | [8 empty] | 0 | 0 | 0 | 1 | 0 | 0 | [6 empty] | NOS | 1 |  | PK/DC/UP/POWER KEEN/CHAIR UPHOL. MIDDLE BLUE 3
IM01105 | Dental Chair Upholstery- Power Keen-Star- Pink #12 |  |  | A Class | NOS | NOS | I-Inventory | FG-Finish Good | R | Accessories | Dental Chair-Accessories | Dental Equiment | Main Location | 90184900 |  | FIFO | Power Keen | [8 empty] | 0 | 0 | 0 | 1 | 0 | 0 | [6 empty] | NOS | 1 |  | PK/DC/UP/POWER KEEN/CHAIR UPHOL. PINK 12
IM01106 | Dental Chair Upholstery- Power Keen-Star- Red #11 |  |  | A Class | NOS | NOS | I-Inventory | FG-Finish Good | R | Accessories | Dental Chair-Accessories | Dental Equiment | Main Location | 90184900 |  | FIFO | Power Keen | [8 empty] | 0 | 0 | 0 | 1 | 0 | 0 | [6 empty] | NOS | 1 |  | PK/DC/UP/POWER KEEN/CHAIR UPHOL. RED 11
IM01107 | Dental Chair Upholstery- Power Keen-Star- Orange #7 |  |  | A Class | NOS | NOS | I-Inventory | FG-Finish Good | R | Accessories | Dental Chair-Accessories | Dental Equiment | Main Location | 90184900 |  | FIFO | Power Keen | [8 empty] | 0 | 0 | 0 | 1 | 0 | 0 | [6 empty] | NOS | 1 |  | PK/DC/UP/POWER KEEN/CHAIR UPHOL.ORANGE 7
IM01108 | Dental Chair Upholstery- Power Keen-Star- Rose #15 |  |  | A Class | NOS | NOS | I-Inventory | FG-Finish Good | R | Accessories | Dental Chair-Accessories | Dental Equiment | Main Location | 90184900 |  | FIFO | Power Keen | [8 empty] | 0 | 0 | 0 | 1 | 0 | 0 | [6 empty] | NOS | 1 |  | PK/DC/UP/POWER KEEN/CHAIR UPHOL-S6/ROSE 15
IM01109 | Dental Assistant Chair Upholstery-Power Keen-Star-Apple Green |  |  | A Class | NOS | NOS | I-Inventory | FG-Finish Good | R | Accessories | Dental Chair-Accessories | Dental Equiment | Main Location | 90184900 |  | FIFO | Power Keen | [8 empty] | 0 | 0 | 0 | 1 | 0 | 0 | [6 empty] | NOS | 1 |  | PK/DS/UP POWER KEEN/DENTIST ASST. UPHOLSERY -APPLE GREEN
IM01110 | Dental Assistant Chair Upholstery-Power Keen-Star-Yellow |  |  | A Class | NOS | NOS | I-Inventory | FG-Finish Good | R | Accessories | Dental Chair-Accessories | Dental Equiment | Main Location | 90184900 |  | FIFO | Power Keen | [8 empty] | 0 | 0 | 0 | 1 | 0 | 0 | [6 empty] | NOS | 1 |  | PK/DS/UP POWER KEEN/DENTIST ASST. UPHOLSTERY YELLOW
IM01111 | Dental Assistant Chair Upholstery-Power Keen-Star-Sky Blue |  |  | A Class | NOS | NOS | I-Inventory | FG-Finish Good | R | Accessories | Dental Chair-Accessories | Dental Equiment | Main Location | 90184900 |  | FIFO | Power Keen | [8 empty] | 0 | 0 | 0 | 1 | 0 | 0 | [6 empty] | NOS | 1 |  | PK/DS/UP/POWER KEEN ONLY DENTIST ASST. BACKREST (SKY BLUE)
IM01112 | Dental Assistant Chair Upholstery-Power Keen-Star-Light Green |  |  | A Class | NOS | NOS | I-Inventory | FG-Finish Good | R | Accessories | Dental Chair-Accessories | Dental Equiment | Main Location | 90184900 |  | FIFO | Power Keen | [8 empty] | 0 | 0 | 0 | 1 | 0 | 0 | [6 empty] | NOS | 1 |  | PK/DS/UP/POWER KEEN ONLY DENTIST ASST. CHAIR SEAT UPHOL.(L.GREEN)
IM01113 | Dental Assistant Chair Upholstery-Power Keen-Star-Grape |  |  | A Class | NOS | NOS | I-Inventory | FG-Finish Good | R | Accessories | Dental Chair-Accessories | Dental Equiment | Main Location | 90184900 |  | FIFO | Power Keen | [8 empty] | 0 | 0 | 0 | 1 | 0 | 0 | [6 empty] | NOS | 1 |  | PK/DS/UP/POWERKEEN ASST. DENTIST BACK REST UPHOL GRAPE
IM01114 | Dental Chair Upholstery-Fengden-Galaxy Chair Backrest Uphol. Light Green P03 |  |  | A Class | NOS | NOS | I-Inventory | FG-Finish Good | R | Accessories | Dental Chair-Accessories | Dental Equiment | Main Location | 90330000 |  | FIFO | Fengdan | [8 empty] | 0 | 0 | 0 | 1 | 0 | 0 | [6 empty] | NOS | 1 |  | GH/DC/UP/FENDAN GALAXY CHAIR BACKREST UPHOL. LIGHT GREEN P03
IM01115 | Dental Chair Upholstery-Anthos A3 Plus-Graphite Black-130 |  |  | A Class | NOS | NOS | I-Inventory | FG-Finish Good | R | Accessories | Dental Chair-Accessories | Dental Equiment | Main Location | 90184900 |  | FIFO | Anthos/Cefla | [8 empty] | 0 | 0 | 0 | 1 | 0 | 0 | [6 empty] | NOS | 1 |  | AN/DC/UP/A3 PLUS/ANTHOS DENTAL CHAIR UPHOL. GRAPHITE BLACK 130
IM01116 | Dental Chair Upholstery-Anthos A3 Plus- Indian Blue-136 |  |  | A Class | NOS | NOS | I-Inventory | FG-Finish Good | R | Accessories | Dental Chair-Accessories | Dental Equiment | Main Location | 90184900 |  | FIFO | Anthos/Cefla | [8 empty] | 0 | 0 | 0 | 1 | 0 | 0 | [6 empty] | NOS | 1 |  | AN/DC/UP/A3 PLUS/ANTHOS DENTAL CHAIR UPHOL. INDIAN BLUE 136
IM01117 | Dental Assistant Chair Upholstery-Anthos A3 Plus-Graphite Black-130 |  |  | A Class | NOS | NOS | I-Inventory | FG-Finish Good | R | Accessories | Dental Chair-Accessories | Dental Equiment | Main Location | 90184900 |  | FIFO | Anthos/Cefla | [8 empty] | 0 | 0 | 0 | 1 | 0 | 0 | [6 empty] | NOS | 1 |  | AN/DS/UP/A3 PLUS DENTIST ASST. CHAIR AND UPHOL. GRAPHITE BLACK 130
IM01118 | Dental Assistant Chair Upholstery-Anthos A3 Plus-Indian Blue-136 |  |  | A Class | NOS | NOS | I-Inventory | FG-Finish Good | R | Accessories | Dental Chair-Accessories | Dental Equiment | Main Location | 90184900 |  | FIFO | Anthos/Cefla | [8 empty] | 0 | 0 | 0 | 1 | 0 | 0 | [6 empty] | NOS | 1 |  | AN/DS/UP/A3 PLUS DENTIST ASST. CHAIR AND UPHOL.INDIAN BLUE 136
IM01119 | Dental Chair Upholstery-Utkrisht-Camel |  |  | A Class | NOS | NOS | I-Inventory | FG-Finish Good | R | Accessories | Dental Chair-Accessories | Dental Equiment | Main Location | 90184900 |  | FIFO | Bestodent | [8 empty] | 0 | 0 | 0 | 1 | 0 | 0 | [6 empty] | NOS | 1 |  | BD/DC/UP/UTKRISHT DENTAL CHAIR UPHOL. CAMEL
IM01120 | Dental Chair Upholstery-Utkrisht-Coffee |  |  | A Class | NOS | NOS | I-Inventory | FG-Finish Good | R | Accessories | Dental Chair-Accessories | Dental Equiment | Main Location | 90184900 |  | FIFO | Bestodent | [8 empty] | 0 | 0 | 0 | 1 | 0 | 0 | [6 empty] | NOS | 1 |  | BD/DC/UP/UTKRISHT DENTAL CHAIR UPHOL. COFFEE
IM01121 | Dental Chair Upholstery-Utkrisht-Creamy White |  |  | A Class | NOS | NOS | I-Inventory | FG-Finish Good | R | Accessories | Dental Chair-Accessories | Dental Equiment | Main Location | 90184900 |  | FIFO | Bestodent | [8 empty] | 0 | 0 | 0 | 1 | 0 | 0 | [6 empty] | NOS | 1 |  | BD/DC/UP/UTKRISHT DENTAL CHAIR UPHOL. CREAMY WHITE
IM01122 | Dental Chair Upholstery-Utkrisht-Dark Grey |  |  | A Class | NOS | NOS | I-Inventory | FG-Finish Good | R | Accessories | Dental Chair-Accessories | Dental Equiment | Main Location | 90184900 |  | FIFO | Bestodent | [8 empty] | 0 | 0 | 0 | 1 | 0 | 0 | [6 empty] | NOS | 1 |  | BD/DC/UP/UTKRISHT DENTAL CHAIR UPHOL. D. GREY
IM01123 | Dental Chair Upholstery-Utkrisht-Grey |  |  | A Class | NOS | NOS | I-Inventory | FG-Finish Good | R | Accessories | Dental Chair-Accessories | Dental Equiment | Main Location | 90184900 |  | FIFO | Bestodent | [8 empty] | 0 | 0 | 0 | 1 | 0 | 0 | [6 empty] | NOS | 1 |  | BD/DC/UP/UTKRISHT DENTAL CHAIR UPHOL. GREY
IM01124 | Dental Chair Upholstery-Utkrisht-Nevy Blue |  |  | A Class | NOS | NOS | I-Inventory | FG-Finish Good | R | Accessories | Dental Chair-Accessories | Dental Equiment | Main Location | 90184900 |  | FIFO | Bestodent | [8 empty] | 0 | 0 | 0 | 1 | 0 | 0 | [6 empty] | NOS | 1 |  | BD/DC/UP/UTKRISHT DENTAL CHAIR UPHOL. N.BLUE
IM01125 | Dental Assistant Chair-Utkrisht |  |  | A Class | NOS | NOS | I-Inventory | FG-Finish Good | R | Accessories | Dental Chair-Accessories | Dental Equiment | Main Location | 90184900 |  | FIFO | Bestodent | [8 empty] | 0 | 0 | 0 | 1 | 0 | 0 | [6 empty] | NOS | 1 |  | BD/DS/AC/UTKRISHT DENTIST ASST. CHAIR
IM01126 | Dental Assistant Chair Upholstery-Utkrisht-Camel |  |  | A Class | NOS | NOS | I-Inventory | FG-Finish Good | R | Accessories | Dental Chair-Accessories | Dental Equiment | Main Location | 90184900 |  | FIFO | Bestodent | [8 empty] | 0 | 0 | 0 | 1 | 0 | 0 | [6 empty] | NOS | 1 |  | BD/DS/UP/UTKRISHT DENTAL ASST. CHAIR UPHOL. CAMEL
IM01127 | Dental Assistant Chair Upholstery-Utkrisht-Coffee |  |  | A Class | NOS | NOS | I-Inventory | FG-Finish Good | R | Accessories | Dental Chair-Accessories | Dental Equiment | Main Location | 90184900 |  | FIFO | Bestodent | [8 empty] | 0 | 0 | 0 | 1 | 0 | 0 | [6 empty] | NOS | 1 |  | BD/DS/UP/UTKRISHT DENTAL ASST. CHAIR UPHOL. COFFEE
IM01128 | Dental Assistant Chair Upholstery-Utkrisht-Creamy White |  |  | A Class | NOS | NOS | I-Inventory | FG-Finish Good | R | Accessories | Dental Chair-Accessories | Dental Equiment | Main Location | 90184900 |  | FIFO | Bestodent | [8 empty] | 0 | 0 | 0 | 1 | 0 | 0 | [6 empty] | NOS | 1 |  | BD/DS/UP/UTKRISHT DENTAL ASST. CHAIR UPHOL. CREAMY WHITE
IM01129 | Dental Assistant Chair Upholstery-Utkrisht-Dark Grey |  |  | A Class | NOS | NOS | I-Inventory | FG-Finish Good | R | Accessories | Dental Chair-Accessories | Dental Equiment | Main Location | 90184900 |  | FIFO | Bestodent | [8 empty] | 0 | 0 | 0 | 1 | 0 | 0 | [6 empty] | NOS | 1 |  | BD/DS/UP/UTKRISHT DENTAL ASST. CHAIR UPHOL. D. GREY
IM01130 | Dental Assistant Chair Upholstery-Utkrisht-Grey |  |  | A Class | NOS | NOS | I-Inventory | FG-Finish Good | R | Accessories | Dental Chair-Accessories | Dental Equiment | Main Location | 90184900 |  | FIFO | Bestodent | [8 empty] | 0 | 0 | 0 | 1 | 0 | 0 | [6 empty] | NOS | 1 |  | BD/DS/UP/UTKRISHT DENTAL ASST. CHAIR UPHOL. GREY
IM01131 | Dental Assistant Chair Upholstery-Utkrisht-Nevy Blue |  |  | A Class | NOS | NOS | I-Inventory | FG-Finish Good | R | Accessories | Dental Chair-Accessories | Dental Equiment | Main Location | 90184900 |  | FIFO | Bestodent | [8 empty] | 0 | 0 | 0 | 1 | 0 | 0 | [6 empty] | NOS | 1 |  | BD/DS/UP/UTKRISHT DENTAL ASST. CHAIR UPHOL. N. BLUE
IM01132 | Dental Chair Accessories- Avayana Inbuilt Scaler with Accessories Superme |  |  | A Class | NOS | NOS | I-Inventory | FG-Finish Good | C | Accessories | Dental Chair-Accessories | Dental Equiment | Main Location | 90184900 |  | FIFO | Confident | [8 empty] | 0 | 0 | 0 | 1 | 0 | 0 | [6 empty] | NOS | 1 |  | CD/DC/AC/INBUILT SCALER WITH ACCESSORIES SUPERME
IM01134 | Dental Chair Upholstery- Avayanna Meroon #004 |  |  | A Class | NOS | NOS | I-Inventory | FG-Finish Good | R | Accessories | Dental Chair-Accessories | Dental Equiment | Main Location | 90184900 |  | FIFO | Confident | [8 empty] | 0 | 0 | 0 | 1 | 0 | 0 | [6 empty] | NOS | 1 |  | CD/DC/CHUP/AVYANNA/DENTAL CHAIR UPHOL. MEROON 004
IM01135 | Dental Chair Upholstery- Avayanna Navy Blue #005 |  |  | A Class | NOS | NOS | I-Inventory | FG-Finish Good | R | Accessories | Dental Chair-Accessories | Dental Equiment | Main Location | 90184900 |  | FIFO | Confident | [8 empty] | 0 | 0 | 0 | 1 | 0 | 0 | [6 empty] | NOS | 1 |  | CD/DC/CHUP/AVYANNA/DENTAL CHAIR UPHOL. NAVY BLUE 005
IM01136 | Dental Chair Upholstery- Avayanna Parrot Green #009 |  |  | A Class | NOS | NOS | I-Inventory | FG-Finish Good | R | Accessories | Dental Chair-Accessories | Dental Equiment | Main Location | 90184900 |  | FIFO | Confident | [8 empty] | 0 | 0 | 0 | 1 | 0 | 0 | [6 empty] | NOS | 1 |  | CD/DC/CHUP/AVYANNA/DENTAL CHAIR UPHOL. PARROT GREEN 009
IM01137 | Dental Chair Upholstery- Avayanna Sea Green #010 |  |  | A Class | NOS | NOS | I-Inventory | FG-Finish Good | R | Accessories | Dental Chair-Accessories | Dental Equiment | Main Location | 90184900 |  | FIFO | Confident | [8 empty] | 0 | 0 | 0 | 1 | 0 | 0 | [6 empty] | NOS | 1 |  | CD/DC/CHUP/AVYANNA/DENTAL CHAIR UPHOL. SEA GREEN 010
IM01138 | Dental Chair Upholstery- Avayanna Sky Blue #015 |  |  | A Class | NOS | NOS | I-Inventory | FG-Finish Good | R | Accessories | Dental Chair-Accessories | Dental Equiment | Main Location | 90184900 |  | FIFO | Confident | [8 empty] | 0 | 0 | 0 | 1 | 0 | 0 | [6 empty] | NOS | 1 |  | CD/DC/CHUP/AVYANNA/DENTAL CHAIR UPHOL. SKY BLUE 015
IM01139 | Dental Chair Upholstery- Avayanna Yellow #012 |  |  | A Class | NOS | NOS | I-Inventory | FG-Finish Good | R | Accessories | Dental Chair-Accessories | Dental Equiment | Main Location | 90184900 |  | FIFO | Confident | [8 empty] | 0 | 0 | 0 | 1 | 0 | 0 | [6 empty] | NOS | 1 |  | CD/DC/CHUP/AVYANNA/DENTAL CHAIR UPHOL. YELLOW 012
IM01140 | Dental Chair Upholstery- Avayanna Grey #012 |  |  | A Class | NOS | NOS | I-Inventory | FG-Finish Good | R | Accessories | Dental Chair-Accessories | Dental Equiment | Main Location | 90184900 |  | FIFO | Confident | [8 empty] | 0 | 0 | 0 | 1 | 0 | 0 | [6 empty] | NOS | 1 |  | CD/DC/UP/AVYANNA/DENTAL CHAIR UPHOL. GREY 006
IM01141 | Dental Assistant Chair Upholstery- Avayanna Orange #13 |  |  | A Class | NOS | NOS | I-Inventory | FG-Finish Good | R | Accessories | Dental Chair-Accessories | Dental Equiment | Main Location | 90184900 |  | FIFO | Confident | [8 empty] | 0 | 0 | 0 | 1 | 0 | 0 | [6 empty] | NOS | 1 |  | CD/DS/ STUP/AVYANNA/DENTAL ASST. CHAIR UPHOL. DARK ORANGE 013
IM01142 | Dental Assistant Chair Upholstery- Avayanna Parrot Green #13 |  |  | A Class | NOS | NOS | I-Inventory | FG-Finish Good | R | Accessories | Dental Chair-Accessories | Dental Equiment | Main Location | 90184900 |  | FIFO | Confident | [8 empty] | 0 | 0 | 0 | 1 | 0 | 0 | [6 empty] | NOS | 1 |  | CD/DS/ STUP/AVYANNA/DENTAL ASST. CHAIR UPHOL. PARROT GREEN 009
IM01143 | Dental Assistant Chair Upholstery- Avayanna Sea Green #10 |  |  | A Class | NOS | NOS | I-Inventory | FG-Finish Good | R | Accessories | Dental Chair-Accessories | Dental Equiment | Main Location | 90184900 |  | FIFO | Confident | [8 empty] | 0 | 0 | 0 | 1 | 0 | 0 | [6 empty] | NOS | 1 |  | CD/DS/ STUP/AVYANNA/DENTAL ASST. CHAIR UPHOL. SEA GREEN 010
IM01144 | Dental Assistant Chair Upholstery- Avayanna Yellow #12 |  |  | A Class | NOS | NOS | I-Inventory | FG-Finish Good | R | Accessories | Dental Chair-Accessories | Dental Equiment | Main Location | 90184900 |  | FIFO | Confident | [8 empty] | 0 | 0 | 0 | 1 | 0 | 0 | [6 empty] | NOS | 1 |  | CD/DS/ STUP/AVYANNA/DENTAL ASST. CHAIR UPHOL. YELLOW 012
IM01145 | Dental Assistant Chair-Avayanna |  |  | A Class | NOS | NOS | I-Inventory | FG-Finish Good | R | Accessories | Dental Chair-Accessories | Dental Equiment | Main Location | 90184900 |  | FIFO | Confident | [8 empty] | 0 | 0 | 0 | 1 | 0 | 0 | [6 empty] | NOS | 1 |  | CD/DS/AC/DENTIST ASST. CHAIR
IM01146 | Dental Assistant Chair Upholstery- Avayanna Navy Blue #05 |  |  | A Class | NOS | NOS | I-Inventory | FG-Finish Good | R | Accessories | Dental Chair-Accessories | Dental Equiment | Main Location | 90184900 |  | FIFO | Confident | [8 empty] | 0 | 0 | 0 | 1 | 0 | 0 | [6 empty] | NOS | 1 |  | CD/DS/STUP/AVYANNA/DENTAL ASST. CHAIR UPHOL. NAVY BLUE 005
IM01147 | Dental Chair Upholstery-Fengden-Galaxy Chair Backrest Apple Green Upholstery P02 |  |  | A Class | NOS | NOS | I-Inventory | FG-Finish Good | R | Accessories | Dental Chair-Accessories | Dental Equiment | Main Location | 90330000 |  | FIFO | Fengdan | [8 empty] | 0 | 0 | 0 | 1 | 0 | 0 | [6 empty] | NOS | 1 |  | FN/DC/FENGDEN GALAXY CHAIR BACKREST APPLE GREEN UPHOLSTERY P02
IM01148 | Dental Chair Upholstery-Fengden-Galaxy Chair Seat Apple Green Upholstary P02 |  |  | A Class | NOS | NOS | I-Inventory | FG-Finish Good | R | Accessories | Dental Chair-Accessories | Dental Equiment | Main Location | 90330000 |  | FIFO | Fengdan | [8 empty] | 0 | 0 | 0 | 1 | 0 | 0 | [6 empty] | NOS | 1 |  | FN/DC/FENGDEN GALAXY CHAIR SEAT APPLE GREEN UPHOLSTARY P02
IM01149 | Dental Chair Upholstery-Fengden-Galaxy Chair Headrest Uphol. Light Green P03 |  |  | A Class | NOS | NOS | I-Inventory | FG-Finish Good | R | Accessories | Dental Chair-Accessories | Dental Equiment | Main Location | 90330000 |  | FIFO | Fengdan | [8 empty] | 0 | 0 | 0 | 1 | 0 | 0 | [6 empty] | NOS | 1 |  | GH/DC/UP/FENDAN GALAXY CHAIR HEADREST UPHOL. LIGHT GREEN P03
IM01150 | Dental Chair Upholstery-Fengden-Galaxy Chair Leather Uphol. Beige M01 |  |  | A Class | NOS | NOS | I-Inventory | FG-Finish Good | R | Accessories | Dental Chair-Accessories | Dental Equiment | Main Location | 90184900 |  | FIFO | Fengdan | [8 empty] | 0 | 0 | 0 | 1 | 0 | 0 | [6 empty] | NOS | 1 |  | GH/DC/UP/FENDAN GALAXY CHAIR LEATHER UPHOL. BEIGE M01
IM01151 | Dental Chair Upholstery-Fengden-Galaxy Chair Leather Uphol. Red M02 |  |  | A Class | NOS | NOS | I-Inventory | FG-Finish Good | R | Accessories | Dental Chair-Accessories | Dental Equiment | Main Location | 90184900 |  | FIFO | Fengdan | [8 empty] | 0 | 0 | 0 | 1 | 0 | 0 | [6 empty] | NOS | 1 |  | GH/DC/UP/FENDAN GALAXY CHAIR LEATHER UPHOL. RED M02
IM01152 | Dental Chair Upholstery-Fengden-Galaxy Chair Seat Uphol. Light Green P03 |  |  | A Class | NOS | NOS | I-Inventory | FG-Finish Good | R | Accessories | Dental Chair-Accessories | Dental Equiment | Main Location | 90330000 |  | FIFO | Fengdan | [8 empty] | 0 | 0 | 0 | 1 | 0 | 0 | [6 empty] | NOS | 1 |  | GH/DC/UP/FENDAN GALAXY CHAIR SEAT UPHOL. LIGHT GREEN P03
IM01153 | Dental Chair Upholstery-Fengden-Galaxy Chairuphol. Orange P06 |  |  | A Class | NOS | NOS | I-Inventory | FG-Finish Good | R | Accessories | Dental Chair-Accessories | Dental Equiment | Main Location | 90330000 |  | FIFO | Fengdan | [8 empty] | 0 | 0 | 0 | 1 | 0 | 0 | [6 empty] | NOS | 1 |  | GH/DC/UP/FENDAN GALAXY CHAIRUPHOL. ORANGE P06
IM01154 | Dental Chair Accessories-Gnatus Xpress Gold Base Only |  |  | A Class | NOS | NOS | I-Inventory | FG-Finish Good | R | Accessories | Dental Chair-Accessories | Dental Equiment | Main Location | 90184900 |  | FIFO | Gnatus | [8 empty] | 0 | 0 | 0 | 1 | 0 | 0 | [6 empty] | NOS | 1 |  | GN/DC/MC/SYNCRUS/HS E/CHAIR X-PRESS GOLD BASE ONLY
IM01155 | Dental Chair Accessories- Gnatus Fabric Color Yellow |  |  | A Class | NOS | NOS | I-Inventory | FG-Finish Good | R | Accessories | Dental Chair-Accessories | Dental Equiment | Main Location | 90330000 |  | FIFO | Gnatus | [8 empty] | 0 | 0 | 0 | 1 | 0 | 0 | [6 empty] | NOS | 1 |  | GN/AC/DENTAL CHAIR FABRIC YELLOW COLOR
IM01156 | Dental Chair Accessoires-Gnatus Inova Star Pad Water Unit Complete |  |  | A Class | NOS | NOS | I-Inventory | FG-Finish Good | R | Accessories | Dental Chair-Accessories | Dental Equiment | Main Location | 90184900 |  | FIFO | Gnatus | [8 empty] | 0 | 0 | 0 | 1 | 0 | 0 | [6 empty] | NOS | 1 |  | GN/DC/MC/WATER UNIT COMPLETE-INOVA STAR PAD
IM01157 | Dental Chair Accessories-Gnatus Xpress Gold Delivery Unit Only |  |  | A Class | NOS | NOS | I-Inventory | FG-Finish Good | R | Accessories | Dental Chair-Accessories | Dental Equiment | Main Location | 90184900 |  | FIFO | Gnatus | [8 empty] | 0 | 0 | 0 | 1 | 0 | 0 | [6 empty] | NOS | 1 |  | GN/DC/MC/SYNCRUS/HS E/CHAIR X-PRESS GOLD DELIVERY UNIT ONLY
IM01158 | Dental Chair Accessoires-Runyes Motor Arm for DCI Chair |  |  | A Class | NOS | NOS | I-Inventory | FG-Finish Good | R | Accessories | Dental Chair-Accessories | Dental Equiment | Main Location | 90184900 |  | FIFO | Runyes | [8 empty] | 0 | 0 | 0 | 1 | 0 | 0 | [6 empty] | NOS | 1 |  | DCI/DC/AC/MONITOR ARM FOR DCI CHAIR
IM01159 | Dental Chair Upholstery- Runyes DCI 360 Over Hanging Apricot Orange |  |  | A Class | NOS | NOS | I-Inventory | FG-Finish Good | R | Accessories | Dental Chair-Accessories | Dental Equiment | Main Location | 90184900 |  | FIFO | Runyes | [8 empty] | 0 | 0 | 0 | 1 | 0 | 0 | [6 empty] | NOS | 1 |  | DCI/UP/DENTAL CHAIR UPHOL. DCI 360 OVER HANGING APRICOT ORANGE
IM01160 | Dental Chair Upholstery- Runyes DCI Under Hanging Apricot Orange |  |  | A Class | NOS | NOS | I-Inventory | FG-Finish Good | R | Accessories | Dental Chair-Accessories | Dental Equiment | Main Location | 90184900 |  | FIFO | Runyes | [8 empty] | 0 | 0 | 0 | 1 | 0 | 0 | [6 empty] | NOS | 1 |  | DCI/UP/DENTAL CHAIR UPHOL. DCI UNDER HANGING APRICOT ORANGE
IM01161 | Dental Chair Upholstery- Runyes DCI Under Hanging Peacock Green |  |  | A Class | NOS | NOS | I-Inventory | FG-Finish Good | R | Accessories | Dental Chair-Accessories | Dental Equiment | Main Location | 90184900 |  | FIFO | Runyes | [8 empty] | 0 | 0 | 0 | 1 | 0 | 0 | [6 empty] | NOS | 1 |  | DCI/UP/DENTAL CHAIR UPHOL. DCI UNDER HANGING PEACOCK GREEN
IM01162 | Dental Chair Upholstery-Innova Gold-Apple Green # C02 |  |  | A Class | NOS | NOS | I-Inventory | FG-Finish Good | R | Accessories | Dental Chair-Accessories | Dental Equiment | Main Location | 90184900 |  | FIFO | Runyes | [8 empty] | 0 | 0 | 0 | 1 | 0 | 0 | [6 empty] | NOS | 1 |  | RN/DC/UP/RUNYES CHAIR UPHL INNOVA GOLD/APPLE GREEN C02
IM01163 | Dental Chair Upholstery-Innova Gold-Apple Green # S03 |  |  | A Class | NOS | NOS | I-Inventory | FG-Finish Good | R | Accessories | Dental Chair-Accessories | Dental Equiment | Main Location | 90184900 |  | FIFO | Runyes | [8 empty] | 0 | 0 | 0 | 1 | 0 | 0 | [6 empty] | NOS | 1 |  | RN/DC/UP/RUNYES CHAIR UPHL INNOVA GOLD/APPLE GREEN/S03
IM01164 | Dental Chair Upholstery-Innova Gold-Apple Beige # S01 |  |  | A Class | NOS | NOS | I-Inventory | FG-Finish Good | R | Accessories | Dental Chair-Accessories | Dental Equiment | Main Location | 90184900 |  | FIFO | Runyes | [8 empty] | 0 | 0 | 0 | 1 | 0 | 0 | [6 empty] | NOS | 1 |  | RN/DC/UP/RUNYES CHAIR UPHL INNOVA GOLD/BEIGE/S01
IM01165 | Dental Chair Upholstery-Innova Gold-Cherry Red # S02 |  |  | A Class | NOS | NOS | I-Inventory | FG-Finish Good | R | Accessories | Dental Chair-Accessories | Dental Equiment | Main Location | 90184900 |  | FIFO | Runyes | [8 empty] | 0 | 0 | 0 | 1 | 0 | 0 | [6 empty] | NOS | 1 |  | RN/DC/UP/RUNYES CHAIR UPHL INNOVA GOLD/CHERRY RED/S02
IM01166 | Dental Chair Upholstery-Innova Gold-Dark Blue # S06 |  |  | A Class | NOS | NOS | I-Inventory | FG-Finish Good | R | Accessories | Dental Chair-Accessories | Dental Equiment | Main Location | 90184900 |  | FIFO | Runyes | [8 empty] | 0 | 0 | 0 | 1 | 0 | 0 | [6 empty] | NOS | 1 |  | RN/DC/UP/RUNYES CHAIR UPHL INNOVA GOLD/DARK BLUE/S06
IM01167 | Dental Chair Upholstery-Innova Gold-Dark Brown # S07 |  |  | A Class | NOS | NOS | I-Inventory | FG-Finish Good | R | Accessories | Dental Chair-Accessories | Dental Equiment | Main Location | 90184900 |  | FIFO | Runyes | [8 empty] | 0 | 0 | 0 | 1 | 0 | 0 | [6 empty] | NOS | 1 |  | RN/DC/UP/RUNYES CHAIR UPHL INNOVA GOLD/DARK BROWN/S07
IM01168 | Dental Chair Upholstery-Innova Gold-Dark Green # S06 |  |  | A Class | NOS | NOS | I-Inventory | FG-Finish Good | R | Accessories | Dental Chair-Accessories | Dental Equiment | Main Location | 90184900 |  | FIFO | Runyes | [8 empty] | 0 | 0 | 0 | 1 | 0 | 0 | [6 empty] | NOS | 1 |  | RN/DC/UP/RUNYES CHAIR UPHL INNOVA GOLD/DARK GREEN/S06
IM01169 | Dental Chair Upholstery-Innova Gold-Dark Pink # S08 |  |  | A Class | NOS | NOS | I-Inventory | FG-Finish Good | R | Accessories | Dental Chair-Accessories | Dental Equiment | Main Location | 90184900 |  | FIFO | Runyes | [8 empty] | 0 | 0 | 0 | 1 | 0 | 0 | [6 empty] | NOS | 1 |  | RN/DC/UP/RUNYES CHAIR UPHL INNOVA GOLD/DARK PINK/S08
IM01170 | Dental Chair Upholstery-Innova Gold-Grey # S04 |  |  | A Class | NOS | NOS | I-Inventory | FG-Finish Good | R | Accessories | Dental Chair-Accessories | Dental Equiment | Main Location | 90184900 |  | FIFO | Runyes | [8 empty] | 0 | 0 | 0 | 1 | 0 | 0 | [6 empty] | NOS | 1 |  | RN/DC/UP/RUNYES CHAIR UPHL INNOVA GOLD/GREY/S04
IM01171 | Dental Chair Upholstery-Innova Gold-Light Blue # C05 |  |  | A Class | NOS | NOS | I-Inventory | FG-Finish Good | R | Accessories | Dental Chair-Accessories | Dental Equiment | Main Location | 90184900 |  | FIFO | Runyes | [8 empty] | 0 | 0 | 0 | 1 | 0 | 0 | [6 empty] | NOS | 1 |  | RN/DC/UP/RUNYES CHAIR UPHL INNOVA GOLD/LIGHT BLUE C05
IM01172 | Dental Chair Upholstery-Innova Gold-Light Green # S03 |  |  | A Class | NOS | NOS | I-Inventory | FG-Finish Good | R | Accessories | Dental Chair-Accessories | Dental Equiment | Main Location | 90184900 |  | FIFO | Runyes | [8 empty] | 0 | 0 | 0 | 1 | 0 | 0 | [6 empty] | NOS | 1 |  | RN/DC/UP/RUNYES CHAIR UPHL INNOVA GOLD/LIGHT GREEN/S03
IM01173 | Dental Chair Upholstery-Innova Gold-Mustard Yellow # S05 |  |  | A Class | NOS | NOS | I-Inventory | FG-Finish Good | R | Accessories | Dental Chair-Accessories | Dental Equiment | Main Location | 90184900 |  | FIFO | Runyes | [8 empty] | 0 | 0 | 0 | 1 | 0 | 0 | [6 empty] | NOS | 1 |  | RN/DC/UP/RUNYES CHAIR UPHL INNOVA GOLD/MUSTARD YELLOW/S05
IM01174 | Dental Chair Upholstery-Innova Gold-Sea Green # C03 |  |  | A Class | NOS | NOS | I-Inventory | FG-Finish Good | R | Accessories | Dental Chair-Accessories | Dental Equiment | Main Location | 90184900 |  | FIFO | Runyes | [8 empty] | 0 | 0 | 0 | 1 | 0 | 0 | [6 empty] | NOS | 1 |  | RN/DC/UP/RUNYES CHAIR UPHL INNOVA GOLD/SEA GREEN C03
IM01175 | Dental Chair Upholstery-Innova Pad-Yellow # C04 |  |  | A Class | NOS | NOS | I-Inventory | FG-Finish Good | R | Accessories | Dental Chair-Accessories | Dental Equiment | Main Location | 90184900 |  | FIFO | Runyes | [8 empty] | 0 | 0 | 0 | 1 | 0 | 0 | [6 empty] | NOS | 1 |  | RN/DC/UP/RUNYES CHAIR UPHL INNOVA PAD YELLOW C04
IM01176 | Dental Chair Upholstery-Innova Pad-Beige # S01 |  |  | A Class | NOS | NOS | I-Inventory | FG-Finish Good | R | Accessories | Dental Chair-Accessories | Dental Equiment | Main Location | 90184900 |  | FIFO | Runyes | [8 empty] | 0 | 0 | 0 | 1 | 0 | 0 | [6 empty] | NOS | 1 |  | RN/DC/UP/RUNYES CHAIR UPHL INNOVA PAD/BEIGE/S01
IM01177 | Dental Chair Upholstery-Innova Pad-Dark Brown # S07 |  |  | A Class | NOS | NOS | I-Inventory | FG-Finish Good | R | Accessories | Dental Chair-Accessories | Dental Equiment | Main Location | 90184900 |  | FIFO | Runyes | [8 empty] | 0 | 0 | 0 | 1 | 0 | 0 | [6 empty] | NOS | 1 |  | RN/DC/UP/RUNYES CHAIR UPHL INNOVA PAD/DARK BROWN/S07
IM01178 | Dental Chair Upholstery-Innova Pad-Dark Green # S06 |  |  | A Class | NOS | NOS | I-Inventory | FG-Finish Good | C | Accessories | Dental Chair-Accessories | Dental Equiment | Main Location | 90184900 |  | FIFO | Runyes | [8 empty] | 0 | 0 | 0 | 1 | 0 | 0 | [6 empty] | NOS | 1 |  | RN/DC/UP/RUNYES CHAIR UPHL INNOVA PAD/DARK GREEN/S06
IM01179 | Dental Chair Upholstery-Innova Pad-Grey # S04 |  |  | A Class | NOS | NOS | I-Inventory | FG-Finish Good | R | Accessories | Dental Chair-Accessories | Dental Equiment | Main Location | 90184900 |  | FIFO | Runyes | [8 empty] | 0 | 0 | 0 | 1 | 0 | 0 | [6 empty] | NOS | 1 |  | RN/DC/UP/RUNYES CHAIR UPHL INNOVA PAD/GREY/S04
IM01182 | Dental Chair Accessoires-Runyes Dental Head Light Model D4-2 |  |  | A Class | NOS | NOS | I-Inventory | FG-Finish Good | R | Accessories | Dental Chair-Accessories | Dental Equiment | Main Location | 90184900 |  | FIFO | Runyes | [8 empty] | 0 | 0 | 0 | 1 | 0 | 0 | [6 empty] | NOS | 1 |  | RN/DL/AC/LEDS-RUNYES CHAIR LIGHT MOD. D4-2
IM01183 | Dental Assistant Chair Upholstery- Runyes Innova Gold- Dark Blue # S06 |  |  | A Class | NOS | NOS | I-Inventory | FG-Finish Good | R | Accessories | Dental Chair-Accessories | Dental Equiment | Main Location | 90184900 |  | FIFO | Runyes | [8 empty] | 0 | 0 | 0 | 1 | 0 | 0 | [6 empty] | NOS | 1 |  | RN/DS/UP/RUNYES INNOVA GOLD DENTIST ASST. CHAIR UPHOL. D.BLUE S06
IM01184 | Dental Assistant Chair Upholstery- Runyes Innova Gold- Dark Green # S06 |  |  | A Class | NOS | NOS | I-Inventory | FG-Finish Good | R | Accessories | Dental Chair-Accessories | Dental Equiment | Main Location | 90184900 |  | FIFO | Runyes | [8 empty] | 0 | 0 | 0 | 1 | 0 | 0 | [6 empty] | NOS | 1 |  | RN/DS/UP/RUNYES INNOVA GOLD DENTIST ASST. CHAIR UPHOL. D.GREEN S06
IM01185 | Dental Chair Upholstery-Innova Gold/Pad- Yellow # C04 |  |  | A Class | NOS | NOS | I-Inventory | FG-Finish Good | R | Accessories | Dental Chair-Accessories | Dental Equiment | Main Location | 90184900 |  | FIFO | Runyes | [8 empty] | 0 | 0 | 0 | 1 | 0 | 0 | [6 empty] | NOS | 1 |  | RN/DC/UP/RUNYES CHAIR UPHL INNOVA GOLD/PAD YELLOW C04
IM01186 | Dental Chair Upholstery- Runyes Innova Gold/Pad-Apple Green #C02 |  |  | A Class | NOS | NOS | I-Inventory | FG-Finish Good | R | Accessories | Dental Chair-Accessories | Dental Equiment | Main Location | 90184900 |  | FIFO | Runyes | [8 empty] | 0 | 0 | 0 | 1 | 0 | 0 | [6 empty] | NOS | 1 |  | RN/DC/UP/RUNYES CHAIR UPHL INNOVA GOLD/PAD/APPLE GREEN C02
IM01187 | Dental Chair Upholstery- Runyes Innova Gold/Pad-Light Blue #C05 |  |  | A Class | NOS | NOS | I-Inventory | FG-Finish Good | R | Accessories | Dental Chair-Accessories | Dental Equiment | Main Location | 90184900 |  | FIFO | Runyes | [8 empty] | 0 | 0 | 0 | 1 | 0 | 0 | [6 empty] | NOS | 1 |  | RN/DC/UP/RUNYES CHAIR UPHL INNOVA GOLD/PAD/LIGHT BLUE C05
IM01188 | Dental Chair Upholstery- Runyes Innova Gold/Pad-Sea Green #C03 |  |  | A Class | NOS | NOS | I-Inventory | FG-Finish Good | R | Accessories | Dental Chair-Accessories | Dental Equiment | Main Location | 90184900 |  | FIFO | Runyes | [8 empty] | 0 | 0 | 0 | 1 | 0 | 0 | [6 empty] | NOS | 1 |  | RN/DC/UP/RUNYES CHAIR UPHL INNOVA GOLD/PAD/SEA GREEN C03
IM01189 | Dental Chair Upholstery- Runyes Innova Gold/Pad-Dark Blue # C01 |  |  | A Class | NOS | NOS | I-Inventory | FG-Finish Good | R | Accessories | Dental Chair-Accessories | Dental Equiment | Main Location | 90184900 |  | FIFO | Runyes | [8 empty] | 0 | 0 | 0 | 1 | 0 | 0 | [6 empty] | NOS | 1 |  | RN/DC/UP/RUNYES CHAIR UPHL INNOVA PAD/DARK BLUE C01
IM01190 | Dental Assistant Chair- Gnatus |  |  | A Class | NOS | NOS | I-Inventory | FG-Finish Good | R | Accessories | Dental Chair-Accessories | Dental Equiment | Main Location | 90184900 |  | FIFO | Gnatus | [8 empty] | 0 | 0 | 0 | 1 | 0 | 0 | [6 empty] | NOS | 1 |  | GN/DS/AC/ST/GNATUS DENTIST ASST. CHAIR
IM01191 | Dental Assistant Chair- Gnatus TOP |  |  | A Class | NOS | NOS | I-Inventory | FG-Finish Good | R | Accessories | Dental Chair-Accessories | Dental Equiment | Main Location | 90184900 |  | FIFO | Gnatus | [8 empty] | 0 | 0 | 0 | 1 | 0 | 0 | [6 empty] | NOS | 1 |  | GN/DS/AC/STOOL -GNATUS TOP STOOL FOR CHAIR
IM01192 | Dental Assistant Chair- Gnatus- With Foot Ring |  |  | A Class | NOS | NOS | I-Inventory | FG-Finish Good | R | Accessories | Dental Chair-Accessories | Dental Equiment | Main Location | 94021090 |  | FIFO | Gnatus | [8 empty] | 0 | 0 | 0 | 1 | 0 | 0 | [6 empty] | NOS | 1 |  | GN/DS/MC/GNATUS DENTIST ASST. CHAIR WITH FOOT RING
IM01193 | Dental Assistant Chair Upholstery-Gnatus G3-Gold #31 |  |  | A Class | NOS | NOS | I-Inventory | FG-Finish Good | R | Accessories | Dental Chair-Accessories | Dental Equiment | Main Location | 90184900 |  | FIFO | Gnatus | [8 empty] | 0 | 0 | 0 | 1 | 0 | 0 | [6 empty] | NOS | 1 |  | GN/DS/UP/ G3/ GNATUS DENTIST ASST. CHAIR UPHOL. GOLD 31
IM01194 | Dental Assistant Chair Upholstery-Gnatus G3-Gold #40 |  |  | A Class | NOS | NOS | I-Inventory | FG-Finish Good | R | Accessories | Dental Chair-Accessories | Dental Equiment | Main Location | 90184900 |  | FIFO | Gnatus | [8 empty] | 0 | 0 | 0 | 1 | 0 | 0 | [6 empty] | NOS | 1 |  | GN/DS/UP/ G3/ GNATUS STOOL UPHOL. GOLD 31
IM01195 | Dental Assistant Chair Upholstery-Gnatus G3-Light Blue #38 |  |  | A Class | NOS | NOS | I-Inventory | FG-Finish Good | R | Accessories | Dental Chair-Accessories | Dental Equiment | Main Location | 90184900 |  | FIFO | Gnatus | [8 empty] | 0 | 0 | 0 | 1 | 0 | 0 | [6 empty] | NOS | 1 |  | GN/DS/UP/ G3/GNATUS DENTIST ASST. CHAIR UPHOL. L. BLUE 38
IM01196 | Dental Assistant Chair Upholstery-Gnatus G3-Navy Blue #39 |  |  | A Class | NOS | NOS | I-Inventory | FG-Finish Good | R | Accessories | Dental Chair-Accessories | Dental Equiment | Main Location | 90184900 |  | FIFO | Gnatus | [8 empty] | 0 | 0 | 0 | 1 | 0 | 0 | [6 empty] | NOS | 1 |  | GN/DS/UP/ G3/ GNATUS STOOL UPHOL. NAVY BLUE # 39
IM01197 | Dental Assistant Chair Upholstery-Gnatus G3-Navy Blue #39 |  |  | A Class | NOS | NOS | I-Inventory | FG-Finish Good | R | Accessories | Dental Chair-Accessories | Dental Equiment | Main Location | 90184900 |  | FIFO | Gnatus | [8 empty] | 0 | 0 | 0 | 1 | 0 | 0 | [6 empty] | NOS | 1 |  | GN/DS/UP/ G3/GNATUS DENTIST ASST. CHAIR UPHOL. NAVY BLUE 39
IM01198 | Dental Assistant Chair Upholstery-Gnatus G3-Red #32 |  |  | A Class | NOS | NOS | I-Inventory | FG-Finish Good | R | Accessories | Dental Chair-Accessories | Dental Equiment | Main Location | 90184900 |  | FIFO | Gnatus | [8 empty] | 0 | 0 | 0 | 1 | 0 | 0 | [6 empty] | NOS | 1 |  | GN/DS/UP/ G3/ GNATUS DENTIST ASST. CHAIR UPHOL. RED 32
IM01199 | Dental Assistant Chair Upholstery-Gnatus G3-White #40 |  |  | A Class | NOS | NOS | I-Inventory | FG-Finish Good | R | Accessories | Dental Chair-Accessories | Dental Equiment | Main Location | 90184900 |  | FIFO | Gnatus | [8 empty] | 0 | 0 | 0 | 1 | 0 | 0 | [6 empty] | NOS | 1 |  | GN/DS/UP/ G3/ GNATUS DENTIST ASST. CHAIR UPHOL. WHITE 40
IM01200 | Dental Assistant Chair Upholstery-Gnatus S200-Agata #102 |  |  | A Class | NOS | NOS | I-Inventory | FG-Finish Good | R | Accessories | Dental Chair-Accessories | Dental Equiment | Main Location | 90184900 |  | FIFO | Gnatus | [8 empty] | 0 | 0 | 0 | 1 | 0 | 0 | [6 empty] | NOS | 1 |  | GN/DS/UP/S200/GNATUS DENTIST ASST CHAIR UPHOL. AGATA 102
IM01201 | Dental Assistant Chair Upholstery-Gnatus S200-Desert Rose #35 |  |  | A Class | NOS | NOS | I-Inventory | FG-Finish Good | R | Accessories | Dental Chair-Accessories | Dental Equiment | Main Location | 90184900 |  | FIFO | Gnatus | [8 empty] | 0 | 0 | 0 | 1 | 0 | 0 | [6 empty] | NOS | 1 |  | GN/DS/UP/S200/GNATUS DENTIST ASST CHAIR UPHOL. DESERT ROSE - 35
IM01202 | Dental Assistant Chair Upholstery-Gnatus S200-Granada #103 |  |  | A Class | NOS | NOS | I-Inventory | FG-Finish Good | R | Accessories | Dental Chair-Accessories | Dental Equiment | Main Location | 90184900 |  | FIFO | Gnatus | [8 empty] | 0 | 0 | 0 | 1 | 0 | 0 | [6 empty] | NOS | 1 |  | GN/DS/UP/S200/GNATUS DENTIST ASST CHAIR UPHOL. GRANADA 103
IM01203 | Dental Assistant Chair Upholstery-Gnatus S200-Nozes #90 |  |  | A Class | NOS | NOS | I-Inventory | FG-Finish Good | R | Accessories | Dental Chair-Accessories | Dental Equiment | Main Location | 90184900 |  | FIFO | Gnatus | [8 empty] | 0 | 0 | 0 | 1 | 0 | 0 | [6 empty] | NOS | 1 |  | GN/DS/UP/S200/GNATUS DENTIST ASST CHAIR UPHOL. NOZES 90
IM01204 | Dental Assistant Chair Upholstery-Gnatus S500H-Campfire #44 |  |  | A Class | NOS | NOS | I-Inventory | FG-Finish Good | C | Accessories | Dental Chair-Accessories | Dental Equiment | Main Location | 90184900 |  | FIFO | Gnatus | [8 empty] | 0 | 0 | 0 | 1 | 0 | 0 | [6 empty] | NOS | 1 |  | GN/DS/UP/S500H/GNATUS DENTAL ASST. CHAIR LEATHER UPHOLSERYÃÂ CAMPFIRE-44
IM01205 | Dental Assistant Chair Upholstery-Gnatus S500H-Capri #45 |  |  | A Class | NOS | NOS | I-Inventory | FG-Finish Good | R | Accessories | Dental Chair-Accessories | Dental Equiment | Main Location | 90184900 |  | FIFO | Gnatus | [8 empty] | 0 | 0 | 0 | 1 | 0 | 0 | [6 empty] | NOS | 1 |  | GN/DS/UP/S500H/GNATUS DENTAL ASST. CHAIR LEATHER UPHOLSERY CAPRI-45
IM01206 | Dental Assistant Chair Upholstery-Gnatus S500H-Marine #76 |  |  | A Class | NOS | NOS | I-Inventory | FG-Finish Good | C | Accessories | Dental Chair-Accessories | Dental Equiment | Main Location | 90184900 |  | FIFO | Gnatus | [8 empty] | 0 | 0 | 0 | 1 | 0 | 0 | [6 empty] | NOS | 1 |  | GN/DS/UP/S500H/GNATUS DENTAL ASST. CHAIR LEATHER UPHOLSERY MARINE- 76
IM01207 | Dental Assistant Chair Upholstery-Gnatus S500H-Nozes #90 |  |  | A Class | NOS | NOS | I-Inventory | FG-Finish Good | R | Accessories | Dental Chair-Accessories | Dental Equiment | Main Location | 90184900 |  | FIFO | Gnatus | [8 empty] | 0 | 0 | 0 | 1 | 0 | 0 | [6 empty] | NOS | 1 |  | GN/DS/UP/S500H/GNATUS DENTAL ASST. CHAIR LEATHER UPHL NOZES- 90
IM01208 | Dental Chair Accessories- Gnatus Head Light Presus Led |  |  | A Class | NOS | NOS | I-Inventory | FG-Finish Good | R | Accessories | Dental Chair-Accessories | Dental Equiment | Main Location | 90184900 |  | FIFO | Gnatus | [8 empty] | 0 | 0 | 0 | 1 | 0 | 0 | [6 empty] | NOS | 1 |  | GN/DL/AC/GNATUS DENTAL HEAD LIGHT PERSUS LED
IM01209 | Dental Chair Accessories- Gnatus Light Head 5 LED |  |  | A Class | NOS | NOS | I-Inventory | FG-Finish Good | R | Accessories | Dental Chair-Accessories | Dental Equiment | Main Location | 90184900 |  | FIFO | Gnatus | [8 empty] | 0 | 0 | 0 | 1 | 0 | 0 | [6 empty] | NOS | 1 |  | GN/DL/AC/HEAD 5LEDS-GNATUS DENTAL LIGHT HEAD 5 LED
IM01210 | Dental Chair Upholstery-Gnatus G4 Laminate Light Blue #08 |  |  | A Class | NOS | NOS | I-Inventory | FG-Finish Good | R | Accessories | Dental Chair-Accessories | Dental Equiment | Main Location | 90184900 |  | FIFO | Gnatus | [8 empty] | 0 | 0 | 0 | 1 | 0 | 0 | [6 empty] | NOS | 1 |  | GN/DC/UP/G4/GNATUS CHAIRUPHL G4LAM.L.BLUE 08
IM01211 | Dental Chair Upholstery-Gnatus G4 Laminate Light Green #06 |  |  | A Class | NOS | NOS | I-Inventory | FG-Finish Good | R | Accessories | Dental Chair-Accessories | Dental Equiment | Main Location | 90184900 |  | FIFO | Gnatus | [8 empty] | 0 | 0 | 0 | 1 | 0 | 0 | [6 empty] | NOS | 1 |  | GN/DC/UP/G4/GNATUS CHAIR UPHL G4 LAM. L. GREEN 06
IM01212 | Dental Chair Upholstery-Gnatus G4 Laminate Navy Blue #07 |  |  | A Class | NOS | NOS | I-Inventory | FG-Finish Good | R | Accessories | Dental Chair-Accessories | Dental Equiment | Main Location | 90184900 |  | FIFO | Gnatus | [8 empty] | 0 | 0 | 0 | 1 | 0 | 0 | [6 empty] | NOS | 1 |  | GN/DC/UP/G4/GNATUS CHAIR UPHL G4 LAM. NAVY BLUE 07
IM01213 | Dental Chair Upholstery-Gnatus G4 Laminate Red #05 |  |  | A Class | NOS | NOS | I-Inventory | FG-Finish Good | R | Accessories | Dental Chair-Accessories | Dental Equiment | Main Location | 90184900 |  | FIFO | Gnatus | [8 empty] | 0 | 0 | 0 | 1 | 0 | 0 | [6 empty] | NOS | 1 |  | GN/DC/UP/G4/GNATUS CHAIR UPHL G4 LAM. RED 05
IM01214 | Dental Chair Upholstery-Gnatus G4 Metalic Copper #03 |  |  | A Class | NOS | NOS | I-Inventory | FG-Finish Good | R | Accessories | Dental Chair-Accessories | Dental Equiment | Main Location | 90184900 |  | FIFO | Gnatus | [8 empty] | 0 | 0 | 0 | 1 | 0 | 0 | [6 empty] | NOS | 1 |  | GN/DC/UP/G4/GNATUS CHAIR UPHL G4 METTALIC COPPER 03
IM01215 | Dental Chair Upholstery-Gnatus G8 Laminated Light Blue #15 |  |  | A Class | NOS | NOS | I-Inventory | FG-Finish Good | R | Accessories | Dental Chair-Accessories | Dental Equiment | Main Location | 90184900 |  | FIFO | Gnatus | [8 empty] | 0 | 0 | 0 | 1 | 0 | 0 | [6 empty] | NOS | 1 |  | GN/DC/UP/G8/GNATUS UPHOL G8 LAM. LIGHT BLUE 15
IM01216 | Dental Chair Upholstery-Gnatus G8 Mettalic Pink |  |  | A Class | NOS | NOS | I-Inventory | FG-Finish Good | R | Accessories | Dental Chair-Accessories | Dental Equiment | Main Location | 90184900 |  | FIFO | Gnatus | [8 empty] | 0 | 0 | 0 | 1 | 0 | 0 | [6 empty] | NOS | 1 |  | GN/DC/UP/G8/GNATUS UPHOL G8 METTALIC PINK
IM01217 | Dental Chair Upholstery-Gnatus G8 Navy Blue #30 |  |  | A Class | NOS | NOS | I-Inventory | FG-Finish Good | R | Accessories | Dental Chair-Accessories | Dental Equiment | Main Location | 90184900 |  | FIFO | Gnatus | [8 empty] | 0 | 0 | 0 | 1 | 0 | 0 | [6 empty] | NOS | 1 |  | GN/DC/UP/G8/GNATUS CHAIR UPHL G8 NAVY BLUE 39 NEW
IM01218 | Dental Chair Upholstery-Gnatus G8 Navy Blue #43 |  |  | A Class | NOS | NOS | I-Inventory | FG-Finish Good | R | Accessories | Dental Chair-Accessories | Dental Equiment | Main Location | 90184900 |  | FIFO | Gnatus | [8 empty] | 0 | 0 | 0 | 1 | 0 | 0 | [6 empty] | NOS | 1 |  | GN/DC/UP/G8/GNATUS CHAIR UPHL G8 NAVY BLUE 43 NEW
IM01219 | Dental Chair Upholstery-Gnatus G8 White #12 |  |  | A Class | NOS | NOS | I-Inventory | FG-Finish Good | R | Accessories | Dental Chair-Accessories | Dental Equiment | Main Location | 90184900 |  | FIFO | Gnatus | [8 empty] | 0 | 0 | 0 | 1 | 0 | 0 | [6 empty] | NOS | 1 |  | GN/DC/UP/G8/GNATUS UPHOL G8 CHAIR WHITE 12
IM01220 | Dental Chair Upholstery-Gnatus Inova Pad Plus Metallic Red #18 |  |  | A Class | NOS | NOS | I-Inventory | FG-Finish Good | R | Accessories | Dental Chair-Accessories | Dental Equiment | Main Location | 90184900 |  | FIFO | Gnatus | [8 empty] | 0 | 0 | 0 | 1 | 0 | 0 | [6 empty] | NOS | 1 |  | GN/DC/UPH/INOVA PAD PLUS CHAIR SEAT UPHOLSTERY METALLIC RED 18
IM01221 | Dental Chair Upholstery-Gnatus S200 Agata #102 |  |  | A Class | NOS | NOS | I-Inventory | FG-Finish Good | R | Accessories | Dental Chair-Accessories | Dental Equiment | Main Location | 90184900 |  | FIFO | Gnatus | [8 empty] | 0 | 0 | 0 | 1 | 0 | 0 | [6 empty] | NOS | 1 |  | GN/DC/UP/S200/GNATUS DENTAL CHAIR UPHOL AGATA 102
IM01222 | Dental Chair Upholstery-Gnatus S200 Dessert Rose #35 |  |  | A Class | NOS | NOS | I-Inventory | FG-Finish Good | C | Accessories | Dental Chair-Accessories | Dental Equiment | Main Location | 90184900 |  | FIFO | Gnatus | [8 empty] | 0 | 0 | 0 | 1 | 0 | 0 | [6 empty] | NOS | 1 |  | GN/DC/UP/S200/GNATUS DENTAL CHAIR UPHOL DESERT ROSE-35
IM01223 | Dental Chair Upholstery-Gnatus S200 Golden #31 |  |  | A Class | NOS | NOS | I-Inventory | FG-Finish Good | R | Accessories | Dental Chair-Accessories | Dental Equiment | Main Location | 90184900 |  | FIFO | Gnatus | [8 empty] | 0 | 0 | 0 | 1 | 0 | 0 | [6 empty] | NOS | 1 |  | GN/DC/UP/S200/GNATUS DENTAL CHAIR UPHOL GOLDEN-31
IM01224 | Dental Chair Upholstery-Gnatus S200 Granada #103 |  |  | A Class | NOS | NOS | I-Inventory | FG-Finish Good | R | Accessories | Dental Chair-Accessories | Dental Equiment | Main Location | 90184900 |  | FIFO | Gnatus | [8 empty] | 0 | 0 | 0 | 1 | 0 | 0 | [6 empty] | NOS | 1 |  | GN/DC/UP/S200/GNATUS DENTAL CHAIR UPHOL GRANADA 103
IM01225 | Dental Chair Upholstery-Gnatus S200 Light Blue #38 |  |  | A Class | NOS | NOS | I-Inventory | FG-Finish Good | R | Accessories | Dental Chair-Accessories | Dental Equiment | Main Location | 90184900 |  | FIFO | Gnatus | [8 empty] | 0 | 0 | 0 | 1 | 0 | 0 | [6 empty] | NOS | 1 |  | GN/DC/UP/S200/GNATUS DENTAL CHAIR UPHOL L.BLUE -38
IM01226 | Dental Chair Upholstery-Gnatus S200 Navy Blue #39 |  |  | A Class | NOS | NOS | I-Inventory | FG-Finish Good | R | Accessories | Dental Chair-Accessories | Dental Equiment | Main Location | 90184900 |  | FIFO | Gnatus | [8 empty] | 0 | 0 | 0 | 1 | 0 | 0 | [6 empty] | NOS | 1 |  | GN/DC/UP/S200/GNATUS DENTAL CHAIR UPHOLSERY NAVY BLUE-39
IM01227 | Dental Chair Upholstery-Gnatus S200 Nozes #90 |  |  | A Class | NOS | NOS | I-Inventory | FG-Finish Good | R | Accessories | Dental Chair-Accessories | Dental Equiment | Main Location | 90184900 |  | FIFO | Gnatus | [8 empty] | 0 | 0 | 0 | 1 | 0 | 0 | [6 empty] | NOS | 1 |  | GN/DC/UP/S200/GNATUS DENTAL CHAIR UPHOL NOZES 90
IM01228 | Dental Chair Upholstery-Gnatus S200 Orange #41 |  |  | A Class | NOS | NOS | I-Inventory | FG-Finish Good | R | Accessories | Dental Chair-Accessories | Dental Equiment | Main Location | 90184900 |  | FIFO | Gnatus | [8 empty] | 0 | 0 | 0 | 1 | 0 | 0 | [6 empty] | NOS | 1 |  | GN/DC/UP/S200/GNATUS DENTAL CHAIR UPHOL ORANGE-41
IM01229 | Dental Chair Upholstery-Gnatus S200 Silver #30 |  |  | A Class | NOS | NOS | I-Inventory | FG-Finish Good | R | Accessories | Dental Chair-Accessories | Dental Equiment | Main Location | 90184900 |  | FIFO | Gnatus | [8 empty] | 0 | 0 | 0 | 1 | 0 | 0 | [6 empty] | NOS | 1 |  | GN/DC/UP/S200/GNATUS DENTAL CHAIR UPHOL SILVER -30
IM01230 | Dental Chair Upholstery-Gnatus S500H Leather Campfire #44 |  |  | A Class | NOS | NOS | I-Inventory | FG-Finish Good | C | Accessories | Dental Chair-Accessories | Dental Equiment | Main Location | 90184900 |  | FIFO | Gnatus | [8 empty] | 0 | 0 | 0 | 1 | 0 | 0 | [6 empty] | NOS | 1 |  | GN/DC/UP/S500H/GNATUS DENTAL CHAIR LEATHER UPHOL CAMPFIRE-44
IM01231 | Dental Chair Upholstery-Gnatus S500H Leather Capri #45 |  |  | A Class | NOS | NOS | I-Inventory | FG-Finish Good | R | Accessories | Dental Chair-Accessories | Dental Equiment | Main Location | 90184900 |  | FIFO | Gnatus | [8 empty] | 0 | 0 | 0 | 1 | 0 | 0 | [6 empty] | NOS | 1 |  | GN/DC/UP/S500H/GNATUS DENTAL CHAIR LEATHER UPHOL CAPRI-45
IM01232 | Dental Chair Upholstery-Gnatus S500H Leather Marine #76 |  |  | A Class | NOS | NOS | I-Inventory | FG-Finish Good | R | Accessories | Dental Chair-Accessories | Dental Equiment | Main Location | 90184900 |  | FIFO | Gnatus | [8 empty] | 0 | 0 | 0 | 1 | 0 | 0 | [6 empty] | NOS | 1 |  | GN/DC/UP/S500H/GNATUS DENTAL CHAIR LEATHER UPHOL MARINE-76
IM01233 | Dental Chair Upholstery-Gnatus S500H Leather Nozes #90 |  |  | A Class | NOS | NOS | I-Inventory | FG-Finish Good | R | Accessories | Dental Chair-Accessories | Dental Equiment | Main Location | 90184900 |  | FIFO | Gnatus | [8 empty] | 0 | 0 | 0 | 1 | 0 | 0 | [6 empty] | NOS | 1 |  | GN/DC/UP/S500H/GNATUS DENTAL CHAIR LEATHER UPHOL NOZES-90
IM01234 | Dental Chair Upholstery-Gnatus Top Chair Lamenated Light Green #6 |  |  | A Class | NOS | NOS | I-Inventory | FG-Finish Good | R | Accessories | Dental Chair-Accessories | Dental Equiment | Main Location | 90184900 |  | FIFO | Gnatus | [8 empty] | 0 | 0 | 0 | 1 | 0 | 0 | [6 empty] | NOS | 1 |  | GN/DC/UP/TOP GNATUS CH. UPHOL. (LAM L GREEN) 06
IM01235 | Dental Chair Upholstery-Gnatus Top Chair Lamenated Red #5 |  |  | A Class | NOS | NOS | I-Inventory | FG-Finish Good | R | Accessories | Dental Chair-Accessories | Dental Equiment | Main Location | 90184900 |  | FIFO | Gnatus | [8 empty] | 0 | 0 | 0 | 1 | 0 | 0 | [6 empty] | NOS | 1 |  | GN/DC/UP/TOP CHAIR GNATUS UPHOL. (LAM RED) 05
IM01236 | Dental Assistant Chair- Gnatus S200/300/400/5000H |  |  | A Class | NOS | NOS | I-Inventory | FG-Finish Good | R | Accessories | Dental Chair-Accessories | Dental Equiment | Main Location | 90184900 |  | FIFO | Gnatus | [8 empty] | 0 | 0 | 0 | 1 | 0 | 0 | [6 empty] | NOS | 1 |  | GN/DS/MC/S500/S400/S300/S200 GNATUS DENTIST ASST. CHAIR
IM01237 | Dental Assistant Chair Upholstery-Gnatus S200-Angra/Light Green #88 |  |  | A Class | NOS | NOS | I-Inventory | FG-Finish Good | R | Accessories | Dental Chair-Accessories | Dental Equiment | Main Location | 90184900 |  | FIFO | Gnatus | [8 empty] | 0 | 0 | 0 | 1 | 0 | 0 | [6 empty] | NOS | 1 |  | GN/DS/UP/S200/GNATUS DENTIST ASST CHAIR UPHOL. ANGRA/L.GREEN -88
IM01238 | Dental Assistant Chair Upholstery-Gnatus S300/400-Agata #102 |  |  | A Class | NOS | NOS | I-Inventory | FG-Finish Good | R | Accessories | Dental Chair-Accessories | Dental Equiment | Main Location | 90184900 |  | FIFO | Gnatus | [8 empty] | 0 | 0 | 0 | 1 | 0 | 0 | [6 empty] | NOS | 1 |  | GN/DS/UP/S300/S400/GNATUS DENTIST ASST CHAIR UPHOL. AGATA 102
IM01239 | Dental Assistant Chair Upholstery-Gnatus S300/400-Angra/Light Green #88 |  |  | A Class | NOS | NOS | I-Inventory | FG-Finish Good | R | Accessories | Dental Chair-Accessories | Dental Equiment | Main Location | 90184900 |  | FIFO | Gnatus | [8 empty] | 0 | 0 | 0 | 1 | 0 | 0 | [6 empty] | NOS | 1 |  | GN/DS/UP/S300/S400/GNATUS DENTIST ASST CHAIR UPHOL. ANGRA/L.GREEN - 88
IM01240 | Dental Assistant Chair Upholstery-Gnatus S300/400-Granada #103 |  |  | A Class | NOS | NOS | I-Inventory | FG-Finish Good | R | Accessories | Dental Chair-Accessories | Dental Equiment | Main Location | 90184900 |  | FIFO | Gnatus | [8 empty] | 0 | 0 | 0 | 1 | 0 | 0 | [6 empty] | NOS | 1 |  | GN/DS/UP/S300/S400/GNATUS DENTIST ASST CHAIR UPHOL. GRANADA 103
IM01241 | Dental Assistant Chair Upholstery-Gnatus S300/400-Nozes #90 |  |  | A Class | NOS | NOS | I-Inventory | FG-Finish Good | C | Accessories | Dental Chair-Accessories | Dental Equiment | Main Location | 90184900 |  | FIFO | Gnatus | [8 empty] | 0 | 0 | 0 | 1 | 0 | 0 | [6 empty] | NOS | 1 |  | GN/DS/UP/S300/S400/GNATUS DENTIST ASST CHAIR UPHOL. NOZES 90
IM01242 | Dental Chair Upholstery-Gnatus G3 New/G3 Plus Gold #31 |  |  | A Class | NOS | NOS | I-Inventory | FG-Finish Good | R | Accessories | Dental Chair-Accessories | Dental Equiment | Main Location | 90184900 |  | FIFO | Gnatus | [8 empty] | 0 | 0 | 0 | 1 | 0 | 0 | [6 empty] | NOS | 1 |  | GN/DC/UP/G3/GNATUS CHAIR UPHL G3 NEW/G3 PLUS GOLD 31
IM01243 | Dental Chair Upholstery-Gnatus G3 New/G3 Plus Light Blue #43 |  |  | A Class | NOS | NOS | I-Inventory | FG-Finish Good | R | Accessories | Dental Chair-Accessories | Dental Equiment | Main Location | 90184900 |  | FIFO | Gnatus | [8 empty] | 0 | 0 | 0 | 1 | 0 | 0 | [6 empty] | NOS | 1 |  | GN/DC/UP/G3/GNATUS CHAIR UPHL G3 NEW/G3 PLUS L. BLUE 43
IM01244 | Dental Chair Upholstery-Gnatus G3 New/G3 Plus Light Green #36 |  |  | A Class | NOS | NOS | I-Inventory | FG-Finish Good | R | Accessories | Dental Chair-Accessories | Dental Equiment | Main Location | 90330000 |  | FIFO | Gnatus | [8 empty] | 0 | 0 | 0 | 1 | 0 | 0 | [6 empty] | NOS | 1 |  | GN/DC/UP/G3/ GNATUS CHAIR UPHL G3 NEW/G3 PLUS L . GREEN 36
IM01245 | Dental Chair Upholstery-Gnatus G3 New/G3 Plus Lilac #34 |  |  | A Class | NOS | NOS | I-Inventory | FG-Finish Good | R | Accessories | Dental Chair-Accessories | Dental Equiment | Main Location | 90184900 |  | FIFO | Gnatus | [8 empty] | 0 | 0 | 0 | 1 | 0 | 0 | [6 empty] | NOS | 1 |  | GN/DC/UP/G3/ GNATUS CHAIR UPHL G3 NEW/G3 PLUS LILAC 34
IM01246 | Dental Chair Upholstery-Gnatus G3 New/G3 Plus Mint Green #42 |  |  | A Class | NOS | NOS | I-Inventory | FG-Finish Good | R | Accessories | Dental Chair-Accessories | Dental Equiment | Main Location | 90184900 |  | FIFO | Gnatus | [8 empty] | 0 | 0 | 0 | 1 | 0 | 0 | [6 empty] | NOS | 1 |  | GN/DC/UP/G3/GNATUS CHAIR UPHL G3 NEW/G3 PLUS MINT GREEN 42
IM01247 | Dental Chair Upholstery-Gnatus G3 New/G3 Plus Navy Blue #39 |  |  | A Class | NOS | NOS | I-Inventory | FG-Finish Good | R | Accessories | Dental Chair-Accessories | Dental Equiment | Main Location | 90184900 |  | FIFO | Gnatus | [8 empty] | 0 | 0 | 0 | 1 | 0 | 0 | [6 empty] | NOS | 1 |  | GN/DC/UP/G3/GNATUS CHAIR UPHL G3 NEW/G3 PLUS NAVY BLUE 39
IM01248 | Dental Chair Upholstery-Gnatus G3 New/G3 Plus Orange #41 |  |  | A Class | NOS | NOS | I-Inventory | FG-Finish Good | R | Accessories | Dental Chair-Accessories | Dental Equiment | Main Location | 90184900 |  | FIFO | Gnatus | [8 empty] | 0 | 0 | 0 | 1 | 0 | 0 | [6 empty] | NOS | 1 |  | GN/DC/UP/G3/GNATUS CHAIR UPHL G3 NEW/G3 PLUS ORANGE 41
IM01249 | Dental Chair Upholstery-Gnatus G3 New/G3 Plus Red #32 |  |  | A Class | NOS | NOS | I-Inventory | FG-Finish Good | R | Accessories | Dental Chair-Accessories | Dental Equiment | Main Location | 90184900 |  | FIFO | Gnatus | [8 empty] | 0 | 0 | 0 | 1 | 0 | 0 | [6 empty] | NOS | 1 |  | GN/DC/UP/G3/GNATUS CHAIR UPHL G3 NEW/G3 PLUS RED 32
IM01250 | Dental Chair Upholstery-Gnatus G3 New/G3 Plus White #40 |  |  | A Class | NOS | NOS | I-Inventory | FG-Finish Good | R | Accessories | Dental Chair-Accessories | Dental Equiment | Main Location | 90184900 |  | FIFO | Gnatus | [8 empty] | 0 | 0 | 0 | 1 | 0 | 0 | [6 empty] | NOS | 1 |  | GN/DC/UP/G3 GNATUS CHAIR UPHL G3 NEW G3 PLUS WHITE 40
IM01251 | Dental Chair Upholstery-Gnatus S200 Angra/Light Green #88 |  |  | A Class | NOS | NOS | I-Inventory | FG-Finish Good | R | Accessories | Dental Chair-Accessories | Dental Equiment | Main Location | 90184900 |  | FIFO | Gnatus | [8 empty] | 0 | 0 | 0 | 1 | 0 | 0 | [6 empty] | NOS | 1 |  | GN/DC/UP/S200/GNATUS DENTAL CHAIR UPHOL ANGRA /L. GREEN -88
IM01252 | Dental Chair Upholstery-Gnatus S300/400 Agata #102 |  |  | A Class | NOS | NOS | I-Inventory | FG-Finish Good | R | Accessories | Dental Chair-Accessories | Dental Equiment | Main Location | 90184900 |  | FIFO | Gnatus | [8 empty] | 0 | 0 | 0 | 1 | 0 | 0 | [6 empty] | NOS | 1 |  | GN/DC/UP/S300/S400/GNATUS DENTAL CHAIR UPHOL AGATA 102
IM01253 | Dental Chair Upholstery-Gnatus S300/400 Angra/Light Green #88 |  |  | A Class | NOS | NOS | I-Inventory | FG-Finish Good | R | Accessories | Dental Chair-Accessories | Dental Equiment | Main Location | 90184900 |  | FIFO | Gnatus | [8 empty] | 0 | 0 | 0 | 1 | 0 | 0 | [6 empty] | NOS | 1 |  | GN/DC/UP/S300/S400/GNATUS DENTAL CHAIR UPHOL ANGRA /L. GREEN -88
IM01254 | Dental Chair Upholstery-Gnatus S300/400 Golden #31 |  |  | A Class | NOS | NOS | I-Inventory | FG-Finish Good | R | Accessories | Dental Chair-Accessories | Dental Equiment | Main Location | 90184900 |  | FIFO | Gnatus | [8 empty] | 0 | 0 | 0 | 1 | 0 | 0 | [6 empty] | NOS | 1 |  | GN/DC/UP/S300/S400/GNATUS DENTAL CHAIR UPHOL GOLDEN-31
IM01255 | Dental Chair Upholstery-Gnatus S300/400 Granda #103 |  |  | A Class | NOS | NOS | I-Inventory | FG-Finish Good | R | Accessories | Dental Chair-Accessories | Dental Equiment | Main Location | 90184900 |  | FIFO | Gnatus | [8 empty] | 0 | 0 | 0 | 1 | 0 | 0 | [6 empty] | NOS | 1 |  | GN/DC/UP/S300/S400/GNATUS DENTAL CHAIR UPHOL GRANADA 103
IM01256 | Dental Chair Upholstery-Gnatus S300/400 Light Blue #38 |  |  | A Class | NOS | NOS | I-Inventory | FG-Finish Good | R | Accessories | Dental Chair-Accessories | Dental Equiment | Main Location | 90184900 |  | FIFO | Gnatus | [8 empty] | 0 | 0 | 0 | 1 | 0 | 0 | [6 empty] | NOS | 1 |  | GN/DC/UP/S300/S400/GNATUS DENTAL CHAIR UPHOL L.BLUE -38
IM01257 | Dental Chair Upholstery-Gnatus S300/400 Navy Blue #39 |  |  | A Class | NOS | NOS | I-Inventory | FG-Finish Good | R | Accessories | Dental Chair-Accessories | Dental Equiment | Main Location | 90184900 |  | FIFO | Gnatus | [8 empty] | 0 | 0 | 0 | 1 | 0 | 0 | [6 empty] | NOS | 1 |  | GN/DC/UP/S300/S400/GNATUS DENTAL CHAIR UPHOL NAVY BLUE-39
IM01258 | Dental Chair Upholstery-Gnatus S300/400 Nozes #90 |  |  | A Class | NOS | NOS | I-Inventory | FG-Finish Good | R | Accessories | Dental Chair-Accessories | Dental Equiment | Main Location | 90184900 |  | FIFO | Gnatus | [8 empty] | 0 | 0 | 0 | 1 | 0 | 0 | [6 empty] | NOS | 1 |  | GN/DC/UP/S300/S400/GNATUS DENTAL CHAIR UPHOL NOZES 90
IM01259 | Dental Chair Upholstery-Gnatus S300/400 Orange #41 |  |  | A Class | NOS | NOS | I-Inventory | FG-Finish Good | R | Accessories | Dental Chair-Accessories | Dental Equiment | Main Location | 90184900 |  | FIFO | Gnatus | [8 empty] | 0 | 0 | 0 | 1 | 0 | 0 | [6 empty] | NOS | 1 |  | GN/DC/UP/S300/S400/GNATUS DENTAL CHAIR UPHOL ORANGE-41
IM01260 | Dental Chair Upholstery-Gnatus S300/400 Silver #30 |  |  | A Class | NOS | NOS | I-Inventory | FG-Finish Good | R | Accessories | Dental Chair-Accessories | Dental Equiment | Main Location | 90184900 |  | FIFO | Gnatus | [8 empty] | 0 | 0 | 0 | 1 | 0 | 0 | [6 empty] | NOS | 1 |  | GN/DC/UP/S300/S400/GNATUS DENTAL CHAIR UPHOL SILVER-30
IM01262 | Dental Chair Spares-Cefla Clamp of Monitor for Chair |  |  | A Class | NOS | NOS | I-Inventory | FG-Finish Good | R | Spares | Dental Chair-Spares | Dental Equiment | Main Location | 90184900 |  | FIFO | Anthos/Cefla | [8 empty] | 0 | 0 | 0 | 1 | 0 | 0 | [6 empty] | NOS | 1 |  | AN/AC/ANTHOS/TFT/CLAMP OF MONITOR FOR ANTHOS CHAIR
IM01263 | Dental Chair Spares- Anthos- Halogen Light for Anthos A2 Chair |  |  | A Class | NOS | NOS | I-Inventory | FG-Finish Good | R | Spares | Dental Chair-Spares | Dental Equiment | Main Location | 90184900 |  | FIFO | Anthos/Cefla | [8 empty] | 0 | 0 | 0 | 1 | 0 | 0 | [6 empty] | NOS | 1 |  | AN/DL/AC/HALOGEN LIGHT FOR ANTHOS A2 CHAIR
IM01264 | Dental Chair Spares-Anthos Syr Valve Front Body for 2-95509135 |  |  | A Class | NOS | NOS | I-Inventory | FG-Finish Good | R | Spares | Dental Chair-Spares | Dental Equiment | Main Location | 90330000 |  | FIFO | Anthos/Cefla | [8 empty] | 0 | 0 | 0 | 1 | 0 | 0 | [6 empty] | NOS | 1 |  | CF/DC/SP/SYR.VALVE FRONT BODY OR FOR 2-95509135
IM01265 | Dental Chair-Spares- Avayana Handpeice Coupling Outer Sleeve |  |  | A Class | NOS | NOS | I-Inventory | FG-Finish Good | C | Spares | Dental Chair-Spares | Dental Equiment | Main Location | 90330000 |  | FIFO | Confident | [8 empty] | 0 | 0 | 0 | 1 | 0 | 0 | [6 empty] | NOS | 1 |  | CF/DC/SP/HANDPIECE COUPLING-OUTER SLEEVE
IM01266 | Dental Chair-Spares- Avayana Suction Motor Cover |  |  | A Class | NOS | NOS | I-Inventory | FG-Finish Good | R | Spares | Dental Chair-Spares | Dental Equiment | Main Location | 90330000 |  | FIFO | Confident | [8 empty] | 0 | 0 | 0 | 1 | 0 | 0 | [6 empty] | NOS | 1 |  | CF/LU/SP/ CONFIDENT SUCTION MOTOR COVER
IM01267 | Dental Chair-Spares- Avayana Suction Motor SM01 |  |  | A Class | NOS | NOS | I-Inventory | FG-Finish Good | R | Spares | Dental Chair-Spares | Dental Equiment | Main Location | 90330000 |  | FIFO | Confident | [8 empty] | 0 | 0 | 0 | 1 | 0 | 0 | [6 empty] | NOS | 1 |  | CF/LU/SP/ CONFIDENT SUCTION MOTOR SM01
IM01268 | Dental Chair-Spares- Avayana LED Fixing Cap |  |  | A Class | NOS | NOS | I-Inventory | FG-Finish Good | C | Spares | Dental Chair-Spares | Dental Equiment | Main Location | 90330000 |  | FIFO | Confident | [8 empty] | 0 | 0 | 0 | 1 | 0 | 0 | [6 empty] | NOS | 1 |  | CF/LU/SP/ LED FIXING CAP
IM01269 | Dental Chair-Spares- Avayana LED Light Poly Block |  |  | A Class | NOS | NOS | I-Inventory | FG-Finish Good | C | Spares | Dental Chair-Spares | Dental Equiment | Main Location | 90330000 |  | FIFO | Confident | [8 empty] | 0 | 0 | 0 | 1 | 0 | 0 | [6 empty] | NOS | 1 |  | CF/LU/SP/ LED LIGHT POLY BLOCK
IM01270 | Dental Chair-Spares- Avayana SS10 A PCB |  |  | A Class | NOS | NOS | I-Inventory | FG-Finish Good | R | Spares | Dental Chair-Spares | Dental Equiment | Main Location | 90330000 |  | FIFO | Confident | [8 empty] | 0 | 0 | 0 | 1 | 0 | 0 | [6 empty] | NOS | 1 |  | CF/LU/SP/CONFIDENT SS10 A PCB
IM01271 | Dental Chair-Spares- Avayana Chair Left Handrest Arm |  |  | A Class | NOS | NOS | I-Inventory | FG-Finish Good | R | Spares | Dental Chair-Spares | Dental Equiment | Main Location | 90330000 |  | FIFO | Confident | [8 empty] | 0 | 0 | 0 | 1 | 0 | 0 | [6 empty] | NOS | 1 |  | CN/DC/SP CONFIDENT CHAIR LEFT HANDREST ARM
IM01272 | Dental Chair-Spares- Avayana Chair Right Handrest Arm |  |  | A Class | NOS | NOS | I-Inventory | FG-Finish Good | C | Spares | Dental Chair-Spares | Dental Equiment | Main Location | 90330000 |  | FIFO | Confident | [8 empty] | 0 | 0 | 0 | 1 | 0 | 0 | [6 empty] | NOS | 1 |  | CN/DC/SP CONFIDENT CHAIR RIGHT HANDREST ARM
IM01273 | Dental Chair-Spares- Avayana Chair Delivery Unit Pressure Gauge |  |  | A Class | NOS | NOS | I-Inventory | FG-Finish Good | C | Spares | Dental Chair-Spares | Dental Equiment | Main Location | 90330000 |  | FIFO | Confident | [8 empty] | 0 | 0 | 0 | 1 | 0 | 0 | [6 empty] | NOS | 1 |  | CN/DC/SP/ CONFIDENT CHAIR DELIVERY UNIT PRESSURE GAUGE
IM01274 | Dental Chair-Spares- Avayana Chair Main PCB-ECC Z 60 PCB |  |  | A Class | NOS | NOS | I-Inventory | FG-Finish Good | R | Spares | Dental Chair-Spares | Dental Equiment | Main Location | 90330000 |  | FIFO | Confident | [8 empty] | 0 | 0 | 0 | 1 | 0 | 0 | [6 empty] | NOS | 1 |  | CN/DC/SP/ CONFIDENT CHAIR MAIN PCB- ECC Z 60 PCB
IM01275 | Dental Chair-Spares- Avayana Chair Motor Backrest JC100 |  |  | A Class | NOS | NOS | I-Inventory | FG-Finish Good | R | Spares | Dental Chair-Spares | Dental Equiment | Main Location | 90330000 |  | FIFO | Confident | [8 empty] | 0 | 0 | 0 | 1 | 0 | 0 | [6 empty] | NOS | 1 |  | CN/DC/SP/ CONFIDENT CHAIR MOTOR BACKREST JC100
IM01276 | Dental Chair-Spares- Avayana Chair 2 HP Modular Black Sheet |  |  | A Class | NOS | NOS | I-Inventory | FG-Finish Good | C | Spares | Dental Chair-Spares | Dental Equiment | Main Location | 90330000 |  | FIFO | Confident | [8 empty] | 0 | 0 | 0 | 1 | 0 | 0 | [6 empty] | NOS | 1 |  | CN/DC/SP/CONFIDENT CHAIR 2 HP MODULAR BLACK SHEET
IM01277 | Dental Chair-Spares- Avayana Chair 3 Way Syringe Tubing |  |  | A Class | NOS | NOS | I-Inventory | FG-Finish Good | C | Spares | Dental Chair-Spares | Dental Equiment | Main Location | 90330000 |  | FIFO | Confident | [8 empty] | 0 | 0 | 0 | 1 | 0 | 0 | [6 empty] | NOS | 1 |  | CN/DC/SP/CONFIDENT CHAIR 3 WAY SYRINGE TUBING
IM01278 | Dental Chair-Spares- Avayana Chair Air Regulator |  |  | A Class | NOS | NOS | I-Inventory | FG-Finish Good | C | Spares | Dental Chair-Spares | Dental Equiment | Main Location | 90330000 |  | FIFO | Confident | [8 empty] | 0 | 0 | 0 | 1 | 0 | 0 | [6 empty] | NOS | 1 |  | CN/DC/SP/CONFIDENT CHAIR AIR REGULATOR
IM01279 | Dental Chair-Spares- Avayana Chair Bottle Holder |  |  | A Class | NOS | NOS | I-Inventory | FG-Finish Good | R | Spares | Dental Chair-Spares | Dental Equiment | Main Location | 90330000 |  | FIFO | Confident | [8 empty] | 0 | 0 | 0 | 1 | 0 | 0 | [6 empty] | NOS | 1 |  | CN/DC/SP/CONFIDENT CHAIR BOTTLE HOLDER
IM01280 | Dental Chair-Spares- Avayana Chair Bottle Holder Ring |  |  | A Class | NOS | NOS | I-Inventory | FG-Finish Good | C | Spares | Dental Chair-Spares | Dental Equiment | Main Location | 90330000 |  | FIFO | Confident | [8 empty] | 0 | 0 | 0 | 1 | 0 | 0 | [6 empty] | NOS | 1 |  | CN/DC/SP/CONFIDENT CHAIR BOTTLE HOLDER RING
IM01281 | Dental Chair-Spares- Avayana Chair Combined Solenoid Valve |  |  | A Class | NOS | NOS | I-Inventory | FG-Finish Good | R | Spares | Dental Chair-Spares | Dental Equiment | Main Location | 90330000 |  | FIFO | Confident | [8 empty] | 0 | 0 | 0 | 1 | 0 | 0 | [6 empty] | NOS | 1 |  | CN/DC/SP/CONFIDENT CHAIR COMBINED SOLENOID VALVE
IM01282 | Dental Chair-Spares- Avayana Chair Delivery Unit Upper Cover |  |  | A Class | NOS | NOS | I-Inventory | FG-Finish Good | R | Spares | Dental Chair-Spares | Dental Equiment | Main Location | 90330000 |  | FIFO | Confident | [8 empty] | 0 | 0 | 0 | 1 | 0 | 0 | [6 empty] | NOS | 1 |  | CN/DC/SP/CONFIDENT CHAIR DELIVERY UNIT UPPER COVER
IM01283 | Dental Chair-Spares- Avayana Chair ECC Z 40 KBD U2103041 (5 Switch) |  |  | A Class | NOS | NOS | I-Inventory | FG-Finish Good | R | Spares | Dental Chair-Spares | Dental Equiment | Main Location | 90330000 |  | FIFO | Confident | [8 empty] | 0 | 0 | 0 | 1 | 0 | 0 | [6 empty] | NOS | 1 |  | CN/DC/SP/CONFIDENT CHAIR ECC Z 40 KBD U2103041 ( 5 SWITCH)
IM01284 | Dental Chair-Spares- Avayana Chair Foot Control Joy Stick ECC 20 |  |  | A Class | NOS | NOS | I-Inventory | FG-Finish Good | R | Spares | Dental Chair-Spares | Dental Equiment | Main Location | 90330000 |  | FIFO | Confident | [8 empty] | 0 | 0 | 0 | 1 | 0 | 0 | [6 empty] | NOS | 1 |  | CN/DC/SP/CONFIDENT CHAIR FOOT CONTROL JOY STICK ECC20
IM01285 | Dental Chair-Spares- Avayana Chair Foot Control Valve |  |  | A Class | NOS | NOS | I-Inventory | FG-Finish Good | R | Spares | Dental Chair-Spares | Dental Equiment | Main Location | 90330000 |  | FIFO | Confident | [8 empty] | 0 | 0 | 0 | 1 | 0 | 0 | [6 empty] | NOS | 1 |  | CN/DC/SP/CONFIDENT CHAIR FOOT CONTROL VALVE
IM01286 | Dental Chair-Spares- Avayana Chair Foot Control Valve O Ring |  |  | A Class | NOS | NOS | I-Inventory | FG-Finish Good | C | Spares | Dental Chair-Spares | Dental Equiment | Main Location | 90330000 |  | FIFO | Confident | [8 empty] | 0 | 0 | 0 | 1 | 0 | 0 | [6 empty] | NOS | 1 |  | CN/DC/SP/CONFIDENT CHAIR FOOT CONTROL VALVE O RING
IM01287 | Dental Chair-Spares- Avayana Chair Foot Micro Motor Switch |  |  | A Class | NOS | NOS | I-Inventory | FG-Finish Good | C | Spares | Dental Chair-Spares | Dental Equiment | Main Location | 90330000 |  | FIFO | Confident | [8 empty] | 0 | 0 | 0 | 1 | 0 | 0 | [6 empty] | NOS | 1 |  | CN/DC/SP/CONFIDENT CHAIR FOOT MICRO MOTOR SWITCH
IM01288 | Dental Chair-Spares- Avayana Chair Hanger Valve O Ring And Spring |  |  | A Class | NOS | NOS | I-Inventory | FG-Finish Good | C | Spares | Dental Chair-Spares | Dental Equiment | Main Location | 90330000 |  | FIFO | Confident | [8 empty] | 0 | 0 | 0 | 1 | 0 | 0 | [6 empty] | NOS | 1 |  | CN/DC/SP/CONFIDENT CHAIR HANGER VALVE O RING AND SPRING
IM01289 | Dental Chair-Spares- Avayana Chair Holder Box |  |  | A Class | NOS | NOS | I-Inventory | FG-Finish Good | R | Spares | Dental Chair-Spares | Dental Equiment | Main Location | 90330000 |  | FIFO | Confident | [8 empty] | 0 | 0 | 0 | 1 | 0 | 0 | [6 empty] | NOS | 1 |  | CN/DC/SP/CONFIDENT CHAIR HOLDER BOX
IM01290 | Dental Chair-Spares- Avayana Chair LED Light Reflector Fitting Knob |  |  | A Class | NOS | NOS | I-Inventory | FG-Finish Good | R | Spares | Dental Chair-Spares | Dental Equiment | Main Location | 90330000 |  | FIFO | Confident | [8 empty] | 0 | 0 | 0 | 1 | 0 | 0 | [6 empty] | NOS | 1 |  | CN/DC/SP/CONFIDENT CHAIR LED LIGHT REFLECTOR FITTING KNOB
IM01291 | Dental Chair-Spares- Avayana Chair LED Light U Frame |  |  | A Class | NOS | NOS | I-Inventory | FG-Finish Good | R | Spares | Dental Chair-Spares | Dental Equiment | Main Location | 90330000 |  | FIFO | Confident | [8 empty] | 0 | 0 | 0 | 1 | 0 | 0 | [6 empty] | NOS | 1 |  | CN/DC/SP/CONFIDENT CHAIR LED LIGHT U FRAME
IM01292 | Dental Chair-Spares- Avayana Chair Low Suction Tubing |  |  | A Class | NOS | NOS | I-Inventory | FG-Finish Good | C | Spares | Dental Chair-Spares | Dental Equiment | Main Location | 90330000 |  | FIFO | Confident | [8 empty] | 0 | 0 | 0 | 1 | 0 | 0 | [6 empty] | NOS | 1 |  | CN/DC/SP/CONFIDENT CHAIR LOW SUCTION TUBING
IM01293 | Dental Chair-Spares- Avayana Chair Micro Motor |  |  | A Class | NOS | NOS | I-Inventory | FG-Finish Good | R | Spares | Dental Chair-Spares | Dental Equiment | Main Location | 90330000 |  | FIFO | Confident | [8 empty] | 0 | 0 | 0 | 1 | 0 | 0 | [6 empty] | NOS | 1 |  | CN/DC/SP/CONFIDENT CHAIR MICRO MOTOR
IM01294 | Dental Chair-Spares- Avayana Chair Micromotor PCB DCS DIGI18 With DIGI18 KBD |  |  | A Class | NOS | NOS | I-Inventory | FG-Finish Good | R | Spares | Dental Chair-Spares | Dental Equiment | Main Location | 90330000 |  | FIFO | Confident | [8 empty] | 0 | 0 | 0 | 1 | 0 | 0 | [6 empty] | NOS | 1 |  | CN/DC/SP/CONFIDENT CHAIR MICROMOTOR PCB DCS DIGI18 WITH DIGI 18 KBD
IM01295 | Dental Chair-Spares- Avayana Chair Motor UP Down JC100 |  |  | A Class | NOS | NOS | I-Inventory | FG-Finish Good | R | Spares | Dental Chair-Spares | Dental Equiment | Main Location | 90330000 |  | FIFO | Confident | [8 empty] | 0 | 0 | 0 | 1 | 0 | 0 | [6 empty] | NOS | 1 |  | CN/DC/SP/CONFIDENT CHAIR MOTOR UP DOWN JC100
IM01296 | Dental Chair-Spares- Avayana Chair Scaler Cable-Non Optic |  |  | A Class | NOS | NOS | I-Inventory | FG-Finish Good | R | Spares | Dental Chair-Spares | Dental Equiment | Main Location | 90330000 |  | FIFO | Confident | [8 empty] | 0 | 0 | 0 | 1 | 0 | 0 | [6 empty] | NOS | 1 |  | CN/DC/SP/CONFIDENT CHAIR SCALER CABLE( NON OPTIC)
IM01297 | Dental Chair-Spares- Avayana Chair Scaler Handpeice Non Optic |  |  | A Class | NOS | NOS | I-Inventory | FG-Finish Good | R | Spares | Dental Chair-Spares | Dental Equiment | Main Location | 90330000 |  | FIFO | Confident | [8 empty] | 0 | 0 | 0 | 1 | 0 | 0 | [6 empty] | NOS | 1 |  | CN/DC/SP/CONFIDENT CHAIR SCALER HANDPIECE (NON OPTIC)
IM01298 | Dental Chair-Spares- Avayana Chair Scaler PCB |  |  | A Class | NOS | NOS | I-Inventory | FG-Finish Good | R | Spares | Dental Chair-Spares | Dental Equiment | Main Location | 90330000 |  | FIFO | Confident | [8 empty] | 0 | 0 | 0 | 1 | 0 | 0 | [6 empty] | NOS | 1 |  | CN/DC/SP/CONFIDENT CHAIR SCALER PCB
IM01299 | Dental Chair-Spares- Avayana Chair Scaler Solenoid Valve |  |  | A Class | NOS | NOS | I-Inventory | FG-Finish Good | R | Spares | Dental Chair-Spares | Dental Equiment | Main Location | 90330000 |  | FIFO | Confident | [8 empty] | 0 | 0 | 0 | 1 | 0 | 0 | [6 empty] | NOS | 1 |  | CN/DC/SP/CONFIDENT CHAIR SCALER SOLENOID VALVE
IM01300 | Dental Chair-Spares- Avayana Chair Spitton Coupling |  |  | A Class | NOS | NOS | I-Inventory | FG-Finish Good | C | Spares | Dental Chair-Spares | Dental Equiment | Main Location | 90330000 |  | FIFO | Confident | [8 empty] | 0 | 0 | 0 | 1 | 0 | 0 | [6 empty] | NOS | 1 |  | CN/DC/SP/CONFIDENT CHAIR SPITTON COULING
IM01301 | Dental Chair-Spares- Avayana Chair Spitton MOT003 |  |  | A Class | NOS | NOS | I-Inventory | FG-Finish Good | R | Spares | Dental Chair-Spares | Dental Equiment | Main Location | 90330000 |  | FIFO | Confident | [8 empty] | 0 | 0 | 0 | 1 | 0 | 0 | [6 empty] | NOS | 1 |  | CN/DC/SP/CONFIDENT CHAIR SPITTON MOT003
IM01302 | Dental Chair-Spares- Avayana Chair Suction Bottle Sensor ROD |  |  | A Class | NOS | NOS | I-Inventory | FG-Finish Good | R | Spares | Dental Chair-Spares | Dental Equiment | Main Location | 90330000 |  | FIFO | Confident | [8 empty] | 0 | 0 | 0 | 1 | 0 | 0 | [6 empty] | NOS | 1 |  | CN/DC/SP/CONFIDENT CHAIR SUCTION BOTTLE SENSOR ROD
IM01303 | Dental Chair-Spares- Avayana Chair Suction Holder Switch |  |  | A Class | NOS | NOS | I-Inventory | FG-Finish Good | C | Spares | Dental Chair-Spares | Dental Equiment | Main Location | 90330000 |  | FIFO | Confident | [8 empty] | 0 | 0 | 0 | 1 | 0 | 0 | [6 empty] | NOS | 1 |  | CN/DC/SP/CONFIDENT CHAIR SUCTION HOLDER SWITCH
IM01304 | Dental Chair-Spares- Avayana Chair Suction PCB 14 |  |  | A Class | NOS | NOS | I-Inventory | FG-Finish Good | R | Spares | Dental Chair-Spares | Dental Equiment | Main Location | 90330000 |  | FIFO | Confident | [8 empty] | 0 | 0 | 0 | 1 | 0 | 0 | [6 empty] | NOS | 1 |  | CN/DC/SP/CONFIDENT CHAIR SUCTION PCB SUCTION 14 PCB
IM01305 | Dental Chair-Spares- Avayana Chair Transformer MI01 |  |  | A Class | NOS | NOS | I-Inventory | FG-Finish Good | R | Spares | Dental Chair-Spares | Dental Equiment | Main Location | 90330000 |  | FIFO | Confident | [8 empty] | 0 | 0 | 0 | 1 | 0 | 0 | [6 empty] | NOS | 1 |  | CN/DC/SP/CONFIDENT CHAIR TRANSFORMER MI01
IM01306 | Dental Chair- Spares- Avayana Chair Tumbler Spitton Switch MBk |  |  | A Class | NOS | NOS | I-Inventory | FG-Finish Good | R | Spares | Dental Chair-Spares | Dental Equiment | Main Location | 90330000 |  | FIFO | Confident | [8 empty] | 0 | 0 | 0 | 1 | 0 | 0 | [6 empty] | NOS | 1 |  | CN/DC/SP/CONFIDENT CHAIR TUMBLER SPITOON SWITCH MBK
IM01307 | Dental Chair-Spares- Avayana Chair Water Booster Valve |  |  | A Class | NOS | NOS | I-Inventory | FG-Finish Good | R | Spares | Dental Chair-Spares | Dental Equiment | Main Location | 90330000 |  | FIFO | Confident | [8 empty] | 0 | 0 | 0 | 1 | 0 | 0 | [6 empty] | NOS | 1 |  | CN/DC/SP/CONFIDENT CHAIR WATER BOOSTER VALVE
IM01308 | Dental Chair-Spares- Avayana Chair Water Bottle |  |  | A Class | NOS | NOS | I-Inventory | FG-Finish Good | C | Spares | Dental Chair-Spares | Dental Equiment | Main Location | 90330000 |  | FIFO | Confident | [8 empty] | 0 | 0 | 0 | 1 | 0 | 0 | [6 empty] | NOS | 1 |  | CN/DC/SP/CONFIDENT CHAIR WATER BOTTLE
IM01309 | Dental Chair-Spares- Avayana Chair Water Filter |  |  | A Class | NOS | NOS | I-Inventory | FG-Finish Good | C | Spares | Dental Chair-Spares | Dental Equiment | Main Location | 90330000 |  | FIFO | Confident | [8 empty] | 0 | 0 | 0 | 1 | 0 | 0 | [6 empty] | NOS | 1 |  | CN/DC/SP/CONFIDENT CHAIR WATER FILTER
IM01310 | Dental Chair-Spares- Avayana Chair Water Retraction Valve |  |  | A Class | NOS | NOS | I-Inventory | FG-Finish Good | R | Spares | Dental Chair-Spares | Dental Equiment | Main Location | 90330000 |  | FIFO | Confident | [8 empty] | 0 | 0 | 0 | 1 | 0 | 0 | [6 empty] | NOS | 1 |  | CN/DC/SP/CONFIDENT CHAIR WATER RETRACTION VALVE
IM01311 | Dental Chair-Spares- Avayana Chair Water Retraction Valve-O-Ring |  |  | A Class | NOS | NOS | I-Inventory | FG-Finish Good | C | Spares | Dental Chair-Spares | Dental Equiment | Main Location | 90330000 |  | FIFO | Confident | [8 empty] | 0 | 0 | 0 | 1 | 0 | 0 | [6 empty] | NOS | 1 |  | CN/DC/SP/CONFIDENT CHAIR WATER RETRACTION VALVE-O-RING
IM01312 | Dental Chair-Spares- Avayana Chair Water Spray Valve |  |  | A Class | NOS | NOS | I-Inventory | FG-Finish Good | R | Spares | Dental Chair-Spares | Dental Equiment | Main Location | 90330000 |  | FIFO | Confident | [8 empty] | 0 | 0 | 0 | 1 | 0 | 0 | [6 empty] | NOS | 1 |  | CN/DC/SP/CONFIDENT CHAIR WATER SPRAY VALVE
IM01313 | Dental Chair-Spares- Avayana Chair Water Spray Valve-O-Ring |  |  | A Class | NOS | NOS | I-Inventory | FG-Finish Good | C | Spares | Dental Chair-Spares | Dental Equiment | Main Location | 90330000 |  | FIFO | Confident | [8 empty] | 0 | 0 | 0 | 1 | 0 | 0 | [6 empty] | NOS | 1 |  | CN/DC/SP/CONFIDENT CHAIR WATER SPRAY VALVE O-RING
IM01314 | Dental Chair-Spares- Avayana Chair X-Ray Viewer |  |  | A Class | NOS | NOS | I-Inventory | FG-Finish Good | C | Spares | Dental Chair-Spares | Dental Equiment | Main Location | 90330000 |  | FIFO | Confident | [8 empty] | 0 | 0 | 0 | 1 | 0 | 0 | [6 empty] | NOS | 1 |  | CN/DC/SP/CONFIDENT CHAIR X-RAY VIEWER
IM01315 | Dental Chair-Spares- Avayana Holder Box Hanger Valve |  |  | A Class | NOS | NOS | I-Inventory | FG-Finish Good | R | Spares | Dental Chair-Spares | Dental Equiment | Main Location | 90330000 |  | FIFO | Confident | [8 empty] | 0 | 0 | 0 | 1 | 0 | 0 | [6 empty] | NOS | 1 |  | CN/DC/SP/HOLDER BOX HANGER VALVE
IM01316 | Dental Chair-Spares- Avayana Chair LED Light Rotating Block Assembly |  |  | A Class | NOS | NOS | I-Inventory | FG-Finish Good | R | Spares | Dental Chair-Spares | Dental Equiment | Main Location | 90330000 |  | FIFO | Confident | [8 empty] | 0 | 0 | 0 | 1 | 0 | 0 | [6 empty] | NOS | 1 |  | CN/DC/SP/LED LIGHT ROTATING BLOCK ASSEMBLY
IM01317 | Dental Chair-Spares- Avayana Chair MBK Headrest Navy Blue |  |  | A Class | NOS | NOS | I-Inventory | TG-Trading Good |  | Spares | Dental Chair-Spares | Dental Equiment | Main Location | 90330000 |  | FIFO | Confident | [8 empty] | 0 | 0 | 0 | 1 | 0 | 0 | [6 empty] | NOS | 1 |  | CN/DC/SP/MBK HEADREST NAVY BLUE
IM01318 | Dental Chair-Spares- Avayana Chair LED Dental Light Sensor and Driver with FAN |  |  | A Class | NOS | NOS | I-Inventory | FG-Finish Good | R | Spares | Dental Chair-Spares | Dental Equiment | Main Location | 90330000 |  | FIFO | Confident | [8 empty] | 0 | 0 | 0 | 1 | 0 | 0 | [6 empty] | NOS | 1 |  | CN/DC/SP/PCB-LED DENTAL LIGHT SENSOR AND DRIVER WITH FAN
IM01319 | Dental Chair-Spares- Avayana Chair Stool Blasé Metal Plate |  |  | A Class | NOS | NOS | I-Inventory | FG-Finish Good | R | Spares | Dental Chair-Spares | Dental Equiment | Main Location | 90330000 |  | FIFO | Confident | [8 empty] | 0 | 0 | 0 | 1 | 0 | 0 | [6 empty] | NOS | 1 |  | CN/DS/SP/ CONFIDENT CHAIR STOOL BASE METAL PLATE
IM01320 | Dental Chair-Spares- Avayana Chair Stool Pump |  |  | A Class | NOS | NOS | I-Inventory | FG-Finish Good | C | Spares | Dental Chair-Spares | Dental Equiment | Main Location | 90330000 |  | FIFO | Confident | [8 empty] | 0 | 0 | 0 | 1 | 0 | 0 | [6 empty] | NOS | 1 |  | CN/DS/SP/ CONFIDENT CHAIR STOOL PUMP
IM01321 | Dental Chair-Spares- Avayana Chair LED Light Bulb |  |  | A Class | NOS | NOS | I-Inventory | FG-Finish Good | C | Spares | Dental Chair-Spares | Dental Equiment | Main Location | 90330000 |  | FIFO | Confident | [8 empty] | 0 | 0 | 0 | 1 | 0 | 0 | [6 empty] | NOS | 1 |  | CN/LU/SP/LED LIGHT BULB
IM01322 | Dental Chair-Spares- Avayana Chair LED Light Handle |  |  | A Class | NOS | NOS | I-Inventory | FG-Finish Good | C | Spares | Dental Chair-Spares | Dental Equiment | Main Location | 90330000 |  | FIFO | Confident | [8 empty] | 0 | 0 | 0 | 1 | 0 | 0 | [6 empty] | NOS | 1 |  | CN/LU/SP/LED LIGHT HANDLE
IM01323 | Dental Chair-Spares- Avayana Chair T/S Pipe O Ring |  |  | A Class | NOS | NOS | I-Inventory | FG-Finish Good | C | Spares | Dental Chair-Spares | Dental Equiment | Main Location | 90330000 |  | FIFO | Confident | [8 empty] | 0 | 0 | 0 | 1 | 0 | 0 | [6 empty] | NOS | 1 |  | CN/DC/SP/CONFIDENT CHAIR T/S PIPE O RING
IM01324 | Dental Chair Spares- Dynamic Portable Chair Black Plastic Plug |  |  | A Class | NOS | NOS | I-Inventory | FG-Finish Good | R | Spares | Dental Chair-Spares | Dental Equiment | Main Location | 90330000 |  | FIFO | Dynamic | [8 empty] | 0 | 0 | 0 | 1 | 0 | 0 | [6 empty] | NOS | 1 |  | Da/Dc/Sp/Portable Chair Black Plastic Plug
IM01325 | Dental Chair Spares- Dynamic Portable Chair Hanging Pin |  |  | A Class | NOS | NOS | I-Inventory | FG-Finish Good | R | Spares | Dental Chair-Spares | Dental Equiment | Main Location | 90330000 |  | FIFO | Dynamic | [8 empty] | 0 | 0 | 0 | 1 | 0 | 0 | [6 empty] | NOS | 1 |  | Da/Dc/Sp/Portable Chair Hanging Pin
IM01326 | Dental Chair Spares- Dynamic Portable Chair Screw |  |  | A Class | NOS | NOS | I-Inventory | FG-Finish Good | C | Spares | Dental Chair-Spares | Dental Equiment | Main Location | 90330000 |  | FIFO | Dynamic | [8 empty] | 0 | 0 | 0 | 1 | 0 | 0 | [6 empty] | NOS | 1 |  | Da/Dc/Sp/Portable Chair Screw
IM01327 | Dental Chair Spares- Dynamic Portable Chair Wheel |  |  | A Class | NOS | NOS | I-Inventory | FG-Finish Good | R | Spares | Dental Chair-Spares | Dental Equiment | Main Location | 90330000 |  | FIFO | Dynamic | [8 empty] | 0 | 0 | 0 | 1 | 0 | 0 | [6 empty] | NOS | 1 |  | Da/Dc/Sp/Portable Chair Wheel
IM01328 | Dental Chair Spares- Dynamic Portable Chair Zigzag Wheel |  |  | A Class | NOS | NOS | I-Inventory | FG-Finish Good | R | Spares | Dental Chair-Spares | Dental Equiment | Main Location | 90330000 |  | FIFO | Dynamic | [8 empty] | 0 | 0 | 0 | 1 | 0 | 0 | [6 empty] | NOS | 1 |  | Da/Dc/Sp/Portable Chair Zigzag wheel
IM01329 | Dental Chair Spares -Dynamic Portable Chair Backrest Upholstery |  |  | A Class | NOS | NOS | I-Inventory | FG-Finish Good | R | Spares | Dental Chair-Spares | Dental Equiment | Main Location | 90330000 |  | FIFO | Dynamic | [8 empty] | 0 | 0 | 0 | 1 | 0 | 0 | [6 empty] | NOS | 1 |  | DA/DC/UP/DYNAMIC PORTABLE CHAIR BACKREST UPHOLSTERY
IM01330 | Dental Chair Spares- Anthos Lux Lamp Bulb-97710140 |  |  | A Class | NOS | NOS | I-Inventory | FG-Finish Good | C | Spares | Dental Chair-Spares | Dental Equiment | Main Location | 90330000 |  | FIFO | Anthos/Cefla | [8 empty] | 0 | 0 | 0 | 1 | 0 | 0 | [6 empty] | NOS | 1 |  | Anthos Lux Lamp Bulb 97710140
IM01331 | Dental Chair Spares-Cefla Anthos-Foot Control |  |  | A Class | NOS | NOS | I-Inventory | FG-Finish Good | R | Spares | Dental Chair-Spares | Dental Equiment | Main Location | 90330000 |  | FIFO | Anthos/Cefla | [8 empty] | 0 | 0 | 0 | 1 | 0 | 0 | [6 empty] | NOS | 1 |  | CF/AC/BA/FOOT CONTROL
IM01332 | Dental Chair Spares-Cefla Anthos-Foot Control Body |  |  | A Class | NOS | NOS | I-Inventory | FG-Finish Good | R | Spares | Dental Chair-Spares | Dental Equiment | Main Location | 90330000 |  | FIFO | Anthos/Cefla | [8 empty] | 0 | 0 | 0 | 1 | 0 | 0 | [6 empty] | NOS | 1 |  | Cf/Ac/Ba/Foot Control Body
IM01333 | Dental Chair Spares-Cefla Anthos-Asymetric Tray Holder 90010157 |  |  | A Class | NOS | NOS | I-Inventory | FG-Finish Good | R | Spares | Dental Chair-Spares | Dental Equiment | Main Location | 90330000 |  | FIFO | Anthos/Cefla | [8 empty] | 0 | 0 | 0 | 1 | 0 | 0 | [6 empty] | NOS | 1 |  | CF/AC/SP/ASYMETRIC TRAY HOLDER 90010157
IM01334 | Dental Chair Spares-Cefla Anthos-Cattani Art. 16 Adaptor 97959300 |  |  | A Class | NOS | NOS | I-Inventory | FG-Finish Good | R | Spares | Dental Chair-Spares | Dental Equiment | Main Location | 90330000 |  | FIFO | Anthos/Cefla | [8 empty] | 0 | 0 | 0 | 1 | 0 | 0 | [6 empty] | NOS | 1 |  | CF/AC/SP/CATTANI ART. 16 ADAPTOR 97959300
IM01335 | Dental Chair Spares-Cefla Anthos-Cattani Unijet Motor 97740104 |  |  | A Class | NOS | NOS | I-Inventory | FG-Finish Good | R | Spares | Dental Chair-Spares | Dental Equiment | Main Location | 90330000 |  | FIFO | Anthos/Cefla | [8 empty] | 0 | 0 | 0 | 1 | 0 | 0 | [6 empty] | NOS | 1 |  | Cf/Ac/Sp/Cattani Unijet Motor 97740104
IM01336 | Dental Chair Spares-Cefla Anthos-Connection Box Cowl 97466196 |  |  | A Class | NOS | NOS | I-Inventory | FG-Finish Good | R | Spares | Dental Chair-Spares | Dental Equiment | Main Location | 90330000 |  | FIFO | Anthos/Cefla | [8 empty] | 0 | 0 | 0 | 1 | 0 | 0 | [6 empty] | NOS | 1 |  | Cf/Ac/Sp/Connection Box Cowl 97466196
IM01337 | Dental Chair Spares-Cefla Anthos-Digit Console Board 97660558 |  |  | A Class | NOS | NOS | I-Inventory | FG-Finish Good | R | Spares | Dental Chair-Spares | Dental Equiment | Main Location | 90330000 |  | FIFO | Anthos/Cefla | [8 empty] | 0 | 0 | 0 | 1 | 0 | 0 | [6 empty] | NOS | 1 |  | Cf/Ac/Sp/Digit Console Board 97660558
IM01338 | Dental Chair Spares-Cefla Anthos-Dispens Hose Catt. Reduction 97959500 |  |  | A Class | NOS | NOS | I-Inventory | FG-Finish Good | R | Spares | Dental Chair-Spares | Dental Equiment | Main Location | 90330000 |  | FIFO | Anthos/Cefla | [8 empty] | 0 | 0 | 0 | 1 | 0 | 0 | [6 empty] | NOS | 1 |  | Cf/Ac/Sp/Dispens Hose Catt. Reduction 97959500
IM01339 | Dental Chair Spares-Cefla Anthos-Distiller Water Tank 97460707 |  |  | A Class | NOS | NOS | I-Inventory | FG-Finish Good | R | Spares | Dental Chair-Spares | Dental Equiment | Main Location | 90330000 |  | FIFO | Anthos/Cefla | [8 empty] | 0 | 0 | 0 | 1 | 0 | 0 | [6 empty] | NOS | 1 |  | Cf/Ac/Sp/Distiller Water Tank 97460707
IM01340 | Dental Chair Spares-Cefla Anthos-Distiller Water Tank 97461268(Half Trhread) |  |  | A Class | NOS | NOS | I-Inventory | FG-Finish Good | C | Spares | Dental Chair-Spares | Dental Equiment | Main Location | 90330000 |  | FIFO | Anthos/Cefla | [8 empty] | 0 | 0 | 0 | 1 | 0 | 0 | [6 empty] | NOS | 1 |  | CF/AC/SP/DISTILLER WATER TANK 97461268(HALF TRHREAD)
IM01341 | Dental Chair Spares-Cefla Anthos-Distiller Water Tank 97461283 |  |  | A Class | NOS | NOS | I-Inventory | FG-Finish Good | R | Spares | Dental Chair-Spares | Dental Equiment | Main Location | 90330000 |  | FIFO | Anthos/Cefla | [8 empty] | 0 | 0 | 0 | 1 | 0 | 0 | [6 empty] | NOS | 1 |  | Cf/Ac/Sp/Distiller Water Tank 97461283
IM01342 | Dental Chair Spares-Cefla Anthos-El. Syst. Mikro Cons. 97520503 |  |  | A Class | NOS | NOS | I-Inventory | FG-Finish Good | R | Spares | Dental Chair-Spares | Dental Equiment | Main Location | 90330000 |  | FIFO | Anthos/Cefla | [8 empty] | 0 | 0 | 0 | 1 | 0 | 0 | [6 empty] | NOS | 1 |  | Cf/Ac/Sp/EL. Syst. Mikro Cons. 97520503
IM01343 | Dental Chair Spares-Cefla Anthos-Gr. Sebatoioo Fascia Ocra 91104609 |  |  | A Class | NOS | NOS | I-Inventory | FG-Finish Good | R | Spares | Dental Chair-Spares | Dental Equiment | Main Location | 90330000 |  | FIFO | Anthos/Cefla | [8 empty] | 0 | 0 | 0 | 1 | 0 | 0 | [6 empty] | NOS | 1 |  | Cf/Ac/Sp/Gr. Sebatoioo Fascia Ocra 91104609
IM01344 | Dental Chair Spares-Cefla Anthos-Grey Small Hose Hold Terminal 91109164 |  |  | A Class | NOS | NOS | I-Inventory | FG-Finish Good | R | Spares | Dental Chair-Spares | Dental Equiment | Main Location | 90330000 |  | FIFO | Anthos/Cefla | [8 empty] | 0 | 0 | 0 | 1 | 0 | 0 | [6 empty] | NOS | 1 |  | Cf/Ac/Sp/Grey Small Hose Hold Terminal 91109164
IM01345 | Dental Chair Spares-Cefla Anthos-Inferior Backrest Covering 97460106 |  |  | A Class | NOS | NOS | I-Inventory | FG-Finish Good | R | Spares | Dental Chair-Spares | Dental Equiment | Main Location | 90330000 |  | FIFO | Anthos/Cefla | [8 empty] | 0 | 0 | 0 | 1 | 0 | 0 | [6 empty] | NOS | 1 |  | Cf/Ac/Sp/Inferior Backrest Covering 97460106
IM01346 | Dental Chair Spares-Cefla Anthos-Inferpant Housiing 97460051 |  |  | A Class | NOS | NOS | I-Inventory | FG-Finish Good | R | Spares | Dental Chair-Spares | Dental Equiment | Main Location | 90330000 |  | FIFO | Anthos/Cefla | [8 empty] | 0 | 0 | 0 | 1 | 0 | 0 | [6 empty] | NOS | 1 |  | Cf/Ac/Sp/Inferpant Housiing 97460051
IM01347 | Dental Chair Spares-Cefla Anthos-Kis. Ev. Cons. Carter+Switch B 91103999 |  |  | A Class | NOS | NOS | I-Inventory | FG-Finish Good | R | Spares | Dental Chair-Spares | Dental Equiment | Main Location | 90330000 |  | FIFO | Anthos/Cefla | [8 empty] | 0 | 0 | 0 | 1 | 0 | 0 | [6 empty] | NOS | 1 |  | CF/AC/SP/KIS. EV. CONS. CARTER+SWITCH B 91103999
IM01348 | Dental Chair Spares-Cefla Anthos-Kit Siringa Inox 3F 90010281 |  |  | A Class | NOS | NOS | I-Inventory | FG-Finish Good | R | Spares | Dental Chair-Spares | Dental Equiment | Main Location | 90330000 |  | FIFO | Anthos/Cefla | [8 empty] | 0 | 0 | 0 | 1 | 0 | 0 | [6 empty] | NOS | 1 |  | CF/AC/SP/KIT SIRINGA INOX 3F 90010281
IM01349 | Dental Chair Spares-Cefla Anthos-Lower Cover Of The Side Back 97460231 |  |  | A Class | NOS | NOS | I-Inventory | FG-Finish Good | R | Spares | Dental Chair-Spares | Dental Equiment | Main Location | 90330000 |  | FIFO | Anthos/Cefla | [8 empty] | 0 | 0 | 0 | 1 | 0 | 0 | [6 empty] | NOS | 1 |  | Cf/Ac/Sp/Lower Cover Of The Side Back 97460231
IM01350 | Dental Chair Spares-Cefla Anthos-Over Head Arm Of Delivery Unit |  |  | A Class | NOS | NOS | I-Inventory | FG-Finish Good | R | Spares | Dental Chair-Spares | Dental Equiment | Main Location | 90330000 |  | FIFO | Anthos/Cefla | [8 empty] | 0 | 0 | 0 | 1 | 0 | 0 | [6 empty] | NOS | 1 |  | Cf/Ac/Sp/Over Head Arm Of Delivery Unit
IM01351 | Dental Chair Spares-Cefla Anthos-Rehostat Supply Cable 91103618 |  |  | A Class | NOS | NOS | I-Inventory | FG-Finish Good | R | Spares | Dental Chair-Spares | Dental Equiment | Main Location | 90330000 |  | FIFO | Anthos/Cefla | [8 empty] | 0 | 0 | 0 | 1 | 0 | 0 | [6 empty] | NOS | 1 |  | Cf/Ac/Sp/Rehostat Supply Cable 91103618
IM01352 | Dental Chair Spares-Cefla Anthos-Sect. Tub Restor Mm L1400 91106561 |  |  | A Class | NOS | NOS | I-Inventory | FG-Finish Good | R | Spares | Dental Chair-Spares | Dental Equiment | Main Location | 90330000 |  | FIFO | Anthos/Cefla | [8 empty] | 0 | 0 | 0 | 1 | 0 | 0 | [6 empty] | NOS | 1 |  | CF/AC/SP/SECT. TUB RESTOR MM L1400 91106561
IM01353 | Dental Chair Spares-Cefla Anthos-Side Back Shell Of Pedesta 97460028 |  |  | A Class | NOS | NOS | I-Inventory | FG-Finish Good | R | Spares | Dental Chair-Spares | Dental Equiment | Main Location | 90330000 |  | FIFO | Anthos/Cefla | [8 empty] | 0 | 0 | 0 | 1 | 0 | 0 | [6 empty] | NOS | 1 |  | Cf/Ac/Sp/Side Back Shell Of Pedesta 97460028
IM01354 | Dental Chair Spares-Cefla Anthos-Suct Hose D=11.5 L=1800+Met 97900786 |  |  | A Class | NOS | NOS | I-Inventory | FG-Finish Good | R | Spares | Dental Chair-Spares | Dental Equiment | Main Location | 90330000 |  | FIFO | Anthos/Cefla | [8 empty] | 0 | 0 | 0 | 1 | 0 | 0 | [6 empty] | NOS | 1 |  | CF/AC/SP/SUCT HOSE D=11.5 L=1800+MET 97900786
IM01355 | Dental Chair Spares-Cefla Anthos-Suct Hose D=17 L=1800+Met 97900785 |  |  | A Class | NOS | NOS | I-Inventory | FG-Finish Good | R | Spares | Dental Chair-Spares | Dental Equiment | Main Location | 90330000 |  | FIFO | Anthos/Cefla | [8 empty] | 0 | 0 | 0 | 1 | 0 | 0 | [6 empty] | NOS | 1 |  | CF/AC/SP/SUCT HOSE D=17 L=1800+MET 97900785
IM01356 | Dental Chair Spares-Cefla Anthos-Tank Flange Group 91109086 |  |  | A Class | NOS | NOS | I-Inventory | FG-Finish Good | R | Spares | Dental Chair-Spares | Dental Equiment | Main Location | 90330000 |  | FIFO | Anthos/Cefla | [8 empty] | 0 | 0 | 0 | 1 | 0 | 0 | [6 empty] | NOS | 1 |  | Cf/Ac/Sp/Tank Flange Group 91109086
IM01357 | Dental Chair Spares-Cefla Anthos-Tray Hold Plate Support Kit 97461159 |  |  | A Class | NOS | NOS | I-Inventory | FG-Finish Good | R | Spares | Dental Chair-Spares | Dental Equiment | Main Location | 90330000 |  | FIFO | Anthos/Cefla | [8 empty] | 0 | 0 | 0 | 1 | 0 | 0 | [6 empty] | NOS | 1 |  | Cf/Ac/Tray Hold Plate Support Kit 97461159
IM01358 | Dental Chair Spares-Anthos-Power Pedal Foot Control Without Lever |  |  | A Class | NOS | NOS | I-Inventory | TG-Trading Good |  | Spares | Dental Chair-Spares | Dental Equiment | Main Location | 90330000 |  | FIFO | Anthos/Cefla | [8 empty] | 0 | 0 | 0 | 1 | 0 | 0 | [6 empty] | NOS | 1 |  | CF/DC/AC/POWER PEDAL FOOT CONTROL WITHOUT LEVER
IM01359 | Dental Chair Spares-Anthos- L9 2015 Surgic Mm Fixed Cntr-95520474 |  |  | A Class | NOS | NOS | I-Inventory | FG-Finish Good | R | Spares | Dental Chair-Spares | Dental Equiment | Main Location | 90330000 |  | FIFO | Anthos/Cefla | [8 empty] | 0 | 0 | 0 | 1 | 0 | 0 | [6 empty] | NOS | 1 |  | CF/DC/SP/ ANTHOS L9 2015 SURGIC MM FIXED CNTR-95520474
IM01360 | Dental Chair Spares-Anthos- L9 Chair Lift Gearmtr Articul Gr.92220009 |  |  | A Class | NOS | NOS | I-Inventory | FG-Finish Good | R | Spares | Dental Chair-Spares | Dental Equiment | Main Location | 90330000 |  | FIFO | Anthos/Cefla | [8 empty] | 0 | 0 | 0 | 1 | 0 | 0 | [6 empty] | NOS | 1 |  | CF/DC/SP/ ANTHOS L9 CHAIR LIFT GEARMTR ARTICUL GR.92220009
IM01361 | Dental Chair Spares-Anthos- L9 Scaler Fixed Cntr-97230392 |  |  | A Class | NOS | NOS | I-Inventory | FG-Finish Good | R | Spares | Dental Chair-Spares | Dental Equiment | Main Location | 90330000 |  | FIFO | Anthos/Cefla | [8 empty] | 0 | 0 | 0 | 1 | 0 | 0 | [6 empty] | NOS | 1 |  | CF/DC/SP/ ANTHOS L9 SCALER FIXED CNTR-97230392
IM01362 | Dental Chair Spares-Anthos- Plastic Applications Support 99924183 |  |  | A Class | NOS | NOS | I-Inventory | FG-Finish Good | R | Spares | Dental Chair-Spares | Dental Equiment | Main Location | 90330000 |  | FIFO | Anthos/Cefla | [8 empty] | 0 | 0 | 0 | 1 | 0 | 0 | [6 empty] | NOS | 1 |  | CF/DC/SP/ ANTHOS PLASTIC APPLICATIONS SUPPORT 99924183
IM01363 | Dental Chair Spares-Anthos- Bowl For Minisep 97290030 |  |  | A Class | NOS | NOS | I-Inventory | FG-Finish Good | R | Spares | Dental Chair-Spares | Dental Equiment | Main Location | 90330000 |  | FIFO | Anthos/Cefla | [8 empty] | 0 | 0 | 0 | 1 | 0 | 0 | [6 empty] | NOS | 1 |  | CF/DC/SP/ BOWL FOR MINISEP 97290030
IM01364 | Dental Chair Spares-Anthos- Kit Corpo Valvole Pk Siringa 95529253 |  |  | A Class | NOS | NOS | I-Inventory | FG-Finish Good | R | Spares | Dental Chair-Spares | Dental Equiment | Main Location | 90330000 |  | FIFO | Anthos/Cefla | [8 empty] | 0 | 0 | 0 | 1 | 0 | 0 | [6 empty] | NOS | 1 |  | CF/DC/SP/ KIT CORPO VALVOLE PK SIRINGA 95529253
IM01365 | Dental Chair Spares-Anthos- Midw F.O .Turbine Tubing 97230256 |  |  | A Class | NOS | NOS | I-Inventory | FG-Finish Good | R | Spares | Dental Chair-Spares | Dental Equiment | Main Location | 90330000 |  | FIFO | Anthos/Cefla | [8 empty] | 0 | 0 | 0 | 1 | 0 | 0 | [6 empty] | NOS | 1 |  | CF/DC/SP/ MIDW F.O .TURBINE TUBING 97230256
IM01366 | Dental Chair Spares-Anthos- Remov.Led Pack For Mm+Turbines 95529224 |  |  | A Class | NOS | NOS | I-Inventory | FG-Finish Good | R | Spares | Dental Chair-Spares | Dental Equiment | Main Location | 90330000 |  | FIFO | Anthos/Cefla | [8 empty] | 0 | 0 | 0 | 1 | 0 | 0 | [6 empty] | NOS | 1 |  | CF/DC/SP/ REMOV.LED PACK FOR MM+TURBINES 95529224
IM01367 | Dental Chair Spares-Anthos- Turbine Module Gr 91109501 |  |  | A Class | NOS | NOS | I-Inventory | FG-Finish Good | R | Spares | Dental Chair-Spares | Dental Equiment | Main Location | 90330000 |  | FIFO | Anthos/Cefla | [8 empty] | 0 | 0 | 0 | 1 | 0 | 0 | [6 empty] | NOS | 1 |  | CF/DC/SP/ TURBINE MODULE GR 91109501
IM01368 | Dental Chair Spares-Anthos-10 Protect Keyboard Ass. Table-97900807 |  |  | A Class | NOS | NOS | I-Inventory | FG-Finish Good | R | Spares | Dental Chair-Spares | Dental Equiment | Main Location | 90330000 |  | FIFO | Anthos/Cefla | [8 empty] | 0 | 0 | 0 | 1 | 0 | 0 | [6 empty] | NOS | 1 |  | Cf/Dc/Sp/10 Protect Keyboard Ass. Table-97900807
IM01369 | Dental Chair Spares-Anthos-118 Mm Lamp Pole (Paint) 99923907 |  |  | A Class | NOS | NOS | I-Inventory | FG-Finish Good | R | Spares | Dental Chair-Spares | Dental Equiment | Main Location | 90330000 |  | FIFO | Anthos/Cefla | [8 empty] | 0 | 0 | 0 | 1 | 0 | 0 | [6 empty] | NOS | 1 |  | CF/DC/SP/118 MM LAMP POLE (PAINT) 99923907
IM01370 | Dental Chair Spares-Anthos-6F Syringe Tubing L 1200 Mm 95520219 |  |  | A Class | NOS | NOS | I-Inventory | FG-Finish Good | R | Spares | Dental Chair-Spares | Dental Equiment | Main Location | 90330000 |  | FIFO | Anthos/Cefla | [8 empty] | 0 | 0 | 0 | 1 | 0 | 0 | [6 empty] | NOS | 1 |  | CF/DC/SP/6F SYRINGE TUBING L 1200 MM 95520219
IM01371 | Dental Chair Spares-Anthos-A3 A4 Control Board 97660237 |  |  | A Class | NOS | NOS | I-Inventory | FG-Finish Good | R | Spares | Dental Chair-Spares | Dental Equiment | Main Location | 90330000 |  | FIFO | Anthos/Cefla | [8 empty] | 0 | 0 | 0 | 1 | 0 | 0 | [6 empty] | NOS | 1 |  | CF/DC/SP/A3 A4 CONTROL BOARD 97660237
IM01372 | Dental Chair Spares-Anthos-A3 Chair Instrument Table Board-97660203 |  |  | A Class | NOS | NOS | I-Inventory | FG-Finish Good | R | Spares | Dental Chair-Spares | Dental Equiment | Main Location | 90330000 |  | FIFO | Anthos/Cefla | [8 empty] | 0 | 0 | 0 | 1 | 0 | 0 | [6 empty] | NOS | 1 |  | CF/DC/SP/A3 CHAIR INSTRUMENT TABLE BOARD-97660203
IM01373 | Dental Chair Spares-Anthos-A3 Plus Delivery Unit Arm Cap 97466831 |  |  | A Class | NOS | NOS | I-Inventory | FG-Finish Good | C | Spares | Dental Chair-Spares | Dental Equiment | Main Location | 90330000 |  | FIFO | Anthos/Cefla | [8 empty] | 0 | 0 | 0 | 1 | 0 | 0 | [6 empty] | NOS | 1 |  | CF/DC/SP/A3 PLUS DELIVERY UNIT ARM CAP 97466831
IM01374 | Dental Chair Spares-Anthos-A6 Plus Cons Button St Bd-97660446 |  |  | A Class | NOS | NOS | I-Inventory | FG-Finish Good | R | Spares | Dental Chair-Spares | Dental Equiment | Main Location | 90330000 |  | FIFO | Anthos/Cefla | [8 empty] | 0 | 0 | 0 | 1 | 0 | 0 | [6 empty] | NOS | 1 |  | CF/DC/SP/A6 PLUS CONS BUTTON ST BD-97660446
IM01375 | Dental Chair Spares-Anthos-A7 Intern. Console Button Str-97620104 |  |  | A Class | NOS | NOS | I-Inventory | FG-Finish Good | R | Spares | Dental Chair-Spares | Dental Equiment | Main Location | 90330000 |  | FIFO | Anthos/Cefla | [8 empty] | 0 | 0 | 0 | 1 | 0 | 0 | [6 empty] | NOS | 1 |  | Cf/Dc/Sp/A7 Intern. Console Button Str-97620104
IM01376 | Dental Chair Spares-Anthos-Inox Minilight Elbow Handle-97286500 |  |  | A Class | NOS | NOS | I-Inventory | FG-Finish Good | R | Spares | Dental Chair-Spares | Dental Equiment | Main Location | 90330000 |  | FIFO | Anthos/Cefla | [8 empty] | 0 | 0 | 0 | 1 | 0 | 0 | [6 empty] | NOS | 1 |  | Cf/Dc/Sp/Ant. Inox Minilight Elbow Handle-97286500
IM01377 | Dental Chair Spares-Anthos-Anter Part Piezon Handpiece-99926144 |  |  | A Class | NOS | NOS | I-Inventory | FG-Finish Good | R | Spares | Dental Chair-Spares | Dental Equiment | Main Location | 90330000 |  | FIFO | Anthos/Cefla | [8 empty] | 0 | 0 | 0 | 1 | 0 | 0 | [6 empty] | NOS | 1 |  | CF/DC/SP/ANTER PART PIEZON HANDPIECE-99926144
IM01378 | Dental Chair Spares-Anthos- 2 Instrum. Steril. Line Kit-97901426 |  |  | A Class | NOS | NOS | I-Inventory | FG-Finish Good | C | Spares | Dental Chair-Spares | Dental Equiment | Main Location | 90330000 |  | FIFO | Anthos/Cefla | [8 empty] | 0 | 0 | 0 | 1 | 0 | 0 | [6 empty] | NOS | 1 |  | CF/DC/SP/ANTHOS 2 INSTRUM. STERIL. LINE KIT-97901426
IM01379 | Dental Chair Spares-Anthos-3F Min.Inox Syringe Cord 97287000 |  |  | A Class | NOS | NOS | I-Inventory | FG-Finish Good | R | Spares | Dental Chair-Spares | Dental Equiment | Main Location | 90330000 |  | FIFO | Anthos/Cefla | [8 empty] | 0 | 0 | 0 | 1 | 0 | 0 | [6 empty] | NOS | 1 |  | Cf/Dc/Sp/Anthos 3F Min.Inox Syringe Cord 97287000
IM01380 | Dental Chair Spares-Anthos-6 Instrument Lever Kit-91109291 |  |  | A Class | NOS | NOS | I-Inventory | FG-Finish Good | R | Spares | Dental Chair-Spares | Dental Equiment | Main Location | 90330000 |  | FIFO | Anthos/Cefla | [8 empty] | 0 | 0 | 0 | 1 | 0 | 0 | [6 empty] | NOS | 1 |  | CF/DC/SP/ANTHOS 6 INSTRUMENT LEVER KIT-91109291
IM01381 | Dental Chair Spares-Anthos- 6F Syr Grey Syl Tube-97281900 |  |  | A Class | NOS | NOS | I-Inventory | FG-Finish Good | R | Spares | Dental Chair-Spares | Dental Equiment | Main Location | 90330000 |  | FIFO | Anthos/Cefla | [8 empty] | 0 | 0 | 0 | 1 | 0 | 0 | [6 empty] | NOS | 1 |  | Cf/Dc/Sp/Anthos 6F Syr Grey Syl Tube-97281900
IM01382 | Dental Chair Spares-Anthos- A2 Uplift Geared Motor 97214500 |  |  | A Class | NOS | NOS | I-Inventory | FG-Finish Good | R | Spares | Dental Chair-Spares | Dental Equiment | Main Location | 90330000 |  | FIFO | Anthos/Cefla | [8 empty] | 0 | 0 | 0 | 1 | 0 | 0 | [6 empty] | NOS | 1 |  | CF/DC/SP/ANTHOS A2 UPLIFT GEARED MOTOR 97214500
IM01383 | Dental Chair Spares-Anthos- A3 Chair Delivery Unit X-Ray Viewer Panel With Cover 97661144 |  |  | A Class | NOS | NOS | I-Inventory | FG-Finish Good | R | Spares | Dental Chair-Spares | Dental Equiment | Main Location | 90330000 |  | FIFO | Anthos/Cefla | [8 empty] | 0 | 0 | 0 | 1 | 0 | 0 | [6 empty] | NOS | 1 |  | CF/DC/SP/ANTHOS A3 CHAIR DELIVERY UNIT X-RAY VIEWER PANEL WITH COVER 97661144
IM01384 | Dental Chair Spares-Anthos- A3 Old Isol O.F Mm Sil Grey Tube-97230168 |  |  | A Class | NOS | NOS | I-Inventory | FG-Finish Good | R | Spares | Dental Chair-Spares | Dental Equiment | Main Location | 90330000 |  | FIFO | Anthos/Cefla | [8 empty] | 0 | 0 | 0 | 1 | 0 | 0 | [6 empty] | NOS | 1 |  | CF/DC/SP/ANTHOS A3 OLD ISOL O.F MM SIL GREY TUBE-97230168
IM01385 | Dental Chair Spares-Anthos- Air Heater Gr.Art. 320 -97281500 |  |  | A Class | NOS | NOS | I-Inventory | FG-Finish Good | R | Spares | Dental Chair-Spares | Dental Equiment | Main Location | 90330000 |  | FIFO | Anthos/Cefla | [8 empty] | 0 | 0 | 0 | 1 | 0 | 0 | [6 empty] | NOS | 1 |  | Cf/Dc/Sp/Anthos Air Heater Gr.Art. 320 -97281500
IM01386 | Dental Chair Spares-Anthos- Air Spray E.V Solenoid Valve-91103116 |  |  | A Class | NOS | NOS | I-Inventory | FG-Finish Good | R | Spares | Dental Chair-Spares | Dental Equiment | Main Location | 90330000 |  | FIFO | Anthos/Cefla | [8 empty] | 0 | 0 | 0 | 1 | 0 | 0 | [6 empty] | NOS | 1 |  | CF/DC/SP/ANTHOS AIR SPRAY E.V SOLENOID VALVE-91103116
IM01387 | Dental Chair Spares-Anthos- Backrest Uphol L 115-97900727 |  |  | A Class | NOS | NOS | I-Inventory | FG-Finish Good | R | Spares | Dental Chair-Spares | Dental Equiment | Main Location | 90330000 |  | FIFO | Anthos/Cefla | [8 empty] | 0 | 0 | 0 | 1 | 0 | 0 | [6 empty] | NOS | 1 |  | CF/DC/SP/ANTHOS BACKREST UPHOL L 115-97900727
IM01388 | Dental Chair Spares-Anthos- Chair 3 Way Syringe 95520271 |  |  | A Class | NOS | NOS | I-Inventory | FG-Finish Good | R | Spares | Dental Chair-Spares | Dental Equiment | Main Location | 90330000 |  | FIFO | Anthos/Cefla | [8 empty] | 0 | 0 | 0 | 1 | 0 | 0 | [6 empty] | NOS | 1 |  | CF/DC/SP/ANTHOS CHAIR 3 WAY SYRINGE 95520271
IM01389 | Dental Chair Spares-Anthos- Chair 3F Way Syringe Handle-95529153 |  |  | A Class | NOS | NOS | I-Inventory | FG-Finish Good | R | Spares | Dental Chair-Spares | Dental Equiment | Main Location | 90330000 |  | FIFO | Anthos/Cefla | [8 empty] | 0 | 0 | 0 | 1 | 0 | 0 | [6 empty] | NOS | 1 |  | CF/DC/SP/ANTHOS CHAIR 3F WAY SYRINGE HANDLE-95529153
IM01390 | Dental Chair Spares-Anthos- Chair Micro Motor-95520443 |  |  | A Class | NOS | NOS | I-Inventory | FG-Finish Good | R | Spares | Dental Chair-Spares | Dental Equiment | Main Location | 90330000 |  | FIFO | Anthos/Cefla | [8 empty] | 0 | 0 | 0 | 1 | 0 | 0 | [6 empty] | NOS | 1 |  | CF/DC/SP/ANTHOS CHAIR MICRO MOTOR-95520443
IM01391 | Dental Chair Spares-Anthos- Chair Movement Joystick Gr-91109024 |  |  | A Class | NOS | NOS | I-Inventory | FG-Finish Good | R | Spares | Dental Chair-Spares | Dental Equiment | Main Location | 90330000 |  | FIFO | Anthos/Cefla | [8 empty] | 0 | 0 | 0 | 1 | 0 | 0 | [6 empty] | NOS | 1 |  | Cf/Dc/Sp/Anthos Chair Movement Joystick GR-91109024
IM01392 | Dental Chair Spares-Anthos- Chair Sect Tubing L1400 Surgyc Mm15-95520458 |  |  | A Class | NOS | NOS | I-Inventory | FG-Finish Good | R | Spares | Dental Chair-Spares | Dental Equiment | Main Location | 90330000 |  | FIFO | Anthos/Cefla | [8 empty] | 0 | 0 | 0 | 1 | 0 | 0 | [6 empty] | NOS | 1 |  | CF/DC/SP/ANTHOS CHAIR SECT TUBING L1400 SURGYC MM15-95520458
IM01393 | Dental Chair Spares-Anthos- Chair Suction Filter With Block-91109160 |  |  | A Class | NOS | NOS | I-Inventory | FG-Finish Good | C | Spares | Dental Chair-Spares | Dental Equiment | Main Location | 90330000 |  | FIFO | Anthos/Cefla | [8 empty] | 0 | 0 | 0 | 1 | 0 | 0 | [6 empty] | NOS | 1 |  | CF/DC/SP/ANTHOS CHAIR SUCTION FILTER WITH BLOCK-91109160
IM01394 | Dental Chair Spares-Anthos- Complete Syringe Tip 95520263 |  |  | A Class | NOS | NOS | I-Inventory | FG-Finish Good | R | Spares | Dental Chair-Spares | Dental Equiment | Main Location | 90330000 |  | FIFO | Anthos/Cefla | [5 empty] | . |  |  | 0 | 0 | 0 | 1 | 0 | 0 | [6 empty] | NOS | 1 |  | CF/DC/SP/ANTHOS COMPLETE SYRINGE TIP 95520263
IM01395 | Dental Chair Spares-Anthos- Connection Box Cover-97460740 |  |  | A Class | NOS | NOS | I-Inventory | FG-Finish Good | R | Spares | Dental Chair-Spares | Dental Equiment | Main Location | 90330000 |  | FIFO | Anthos/Cefla | [8 empty] | 0 | 0 | 0 | 1 | 0 | 0 | [6 empty] | NOS | 1 |  | Cf/Dc/Sp/Anthos Connection Box Cover-97460740
IM01396 | Dental Chair Spares-Anthos- Consolle Fix Tube-97466688 |  |  | A Class | NOS | NOS | I-Inventory | FG-Finish Good | R | Spares | Dental Chair-Spares | Dental Equiment | Main Location | 90330000 |  | FIFO | Anthos/Cefla | [8 empty] | 0 | 0 | 0 | 1 | 0 | 0 | [6 empty] | NOS | 1 |  | CF/DC/SP/ANTHOS CONSOLLE FIX TUBE-97466688
IM01397 | Dental Chair Spares-Anthos- Cover Of Mini 97290034 |  |  | A Class | NOS | NOS | I-Inventory | FG-Finish Good | R | Spares | Dental Chair-Spares | Dental Equiment | Main Location | 90330000 |  | FIFO | Anthos/Cefla | [8 empty] | 0 | 0 | 0 | 1 | 0 | 0 | [6 empty] | NOS | 1 |  | Cf/Dc/Sp/Anthos Cover of Mini 97290034
IM01398 | Dental Chair Spares-Anthos- C-U2 Integr. Control Board 97660555 |  |  | A Class | NOS | NOS | I-Inventory | FG-Finish Good | R | Spares | Dental Chair-Spares | Dental Equiment | Main Location | 90330000 |  | FIFO | Anthos/Cefla | [5 empty] | . |  |  | 0 | 0 | 0 | 1 | 0 | 0 | [6 empty] | NOS | 1 |  | CF/DC/SP/ANTHOS C-U2 INTEGR. CONTROL BOARD 97660555
IM01399 | Dental Chair Spares-Anthos- Delivery Unit Fork Fixing H.Fittings-97461226 |  |  | A Class | NOS | NOS | I-Inventory | FG-Finish Good | R | Spares | Dental Chair-Spares | Dental Equiment | Main Location | 90184900 |  | FIFO | Anthos/Cefla | [8 empty] | 0 | 0 | 0 | 1 | 0 | 0 | [6 empty] | NOS | 1 |  | CF/DC/SP/ANTHOS DELIVERY UNIT FORK FIXING H.FITTINGS-97461226
IM01400 | Dental Chair Spares-Anthos- Delivery Unit Kit Input Block-97461228 |  |  | A Class | NOS | NOS | I-Inventory | FG-Finish Good | R | Spares | Dental Chair-Spares | Dental Equiment | Main Location | 90184900 |  | FIFO | Anthos/Cefla | [8 empty] | 0 | 0 | 0 | 1 | 0 | 0 | [6 empty] | NOS | 1 |  | CF/DC/SP/ANTHOS DELIVERY UNIT KIT INPUT BLOCK-97461228
IM01401 | Dental Chair Spares-Anthos- Drainage Pump-97290031 |  |  | A Class | NOS | NOS | I-Inventory | FG-Finish Good | R | Spares | Dental Chair-Spares | Dental Equiment | Main Location | 90330000 |  | FIFO | Anthos/Cefla | [8 empty] | 0 | 0 | 0 | 1 | 0 | 0 | [6 empty] | NOS | 1 |  | Cf/Dc/Sp/Anthos Drainage Pump-97290031
IM01402 | Dental Chair Spares-Anthos- Edi Lamp Bulb 97710135 |  |  | A Class | NOS | NOS | I-Inventory | FG-Finish Good | C | Spares | Dental Chair-Spares | Dental Equiment | Main Location | 90330000 |  | FIFO | Anthos/Cefla | [8 empty] | 0 | 0 | 0 | 1 | 0 | 0 | [6 empty] | NOS | 1 |  | CF/DC/SP/ANTHOS EDI LAMP BULB 97710135
IM01403 | Dental Chair Spares-Anthos- Eleca Curing Liught Cable-97660403 |  |  | A Class | NOS | NOS | I-Inventory | FG-Finish Good | R | Spares | Dental Chair-Spares | Dental Equiment | Main Location | 90330000 |  | FIFO | Anthos/Cefla | [8 empty] | 0 | 0 | 0 | 1 | 0 | 0 | [6 empty] | NOS | 1 |  | Cf/Dc/Sp/Anthos Eleca Curing Liught Cable-97660403
IM01404 | Dental Chair Spares-Anthos- Ev Gr Glass Basin Precam Whe 91109128 |  |  | A Class | NOS | NOS | I-Inventory | FG-Finish Good | R | Spares | Dental Chair-Spares | Dental Equiment | Main Location | 90330000 |  | FIFO | Anthos/Cefla | [8 empty] | 0 | 0 | 0 | 1 | 0 | 0 | [6 empty] | NOS | 1 |  | CF/DC/SP/ANTHOS EV GR GLASS BASIN PRECAM WHE 91109128
IM01405 | Dental Chair Spares-Anthos- Foot Control Base 91109124 |  |  | A Class | NOS | NOS | I-Inventory | FG-Finish Good | R | Spares | Dental Chair-Spares | Dental Equiment | Main Location | 90330000 |  | FIFO | Anthos/Cefla | [8 empty] | 0 | 0 | 0 | 1 | 0 | 0 | [6 empty] | NOS | 1 |  | Cf/Dc/Sp/Anthos Foot Control base 91109124
IM01406 | Dental Chair Spares-Anthos- Gaskit Kit Art 359-97281700 |  |  | A Class | NOS | NOS | I-Inventory | FG-Finish Good | C | Spares | Dental Chair-Spares | Dental Equiment | Main Location | 90330000 |  | FIFO | Anthos/Cefla | [8 empty] | 0 | 0 | 0 | 1 | 0 | 0 | [6 empty] | NOS | 1 |  | Cf/Dc/Sp/Anthos Gaskit Kit Art 359-97281700
IM01407 | Dental Chair Spares-Anthos- Gr. Terminale Grande-91109163 |  |  | A Class | NOS | NOS | I-Inventory | FG-Finish Good | R | Spares | Dental Chair-Spares | Dental Equiment | Main Location | 90330000 |  | FIFO | Anthos/Cefla | [8 empty] | 0 | 0 | 0 | 1 | 0 | 0 | [6 empty] | NOS | 1 |  | Cf/Dc/Sp/Anthos GR. Terminale Grande-91109163
IM01408 | Dental Chair Spares-Anthos- Inox M.L 6F Straight 3 Way Syringe-97285400 |  |  | A Class | NOS | NOS | I-Inventory | FG-Finish Good | R | Spares | Dental Chair-Spares | Dental Equiment | Main Location | 90330000 |  | FIFO | Anthos/Cefla | [8 empty] | 0 | 0 | 0 | 1 | 0 | 0 | [6 empty] | NOS | 1 |  | CF/DC/SP/ANTHOS INOX M.L 6F STRAIGHT 3 WAY SYRINGE-97285400
IM01409 | Dental Chair Spares-Anthos- Irrigation Tubing |  |  | A Class | NOS | NOS | I-Inventory | FG-Finish Good | C | Spares | Dental Chair-Spares | Dental Equiment | Main Location | 90330000 |  | FIFO | Anthos/Cefla | [8 empty] | 0 | 0 | 0 | 1 | 0 | 0 | [6 empty] | NOS | 1 |  | Cf/Dc/Sp/Anthos Irrigation Tubing
IM01410 | Dental Chair Spares-Anthos- Joint Covering Plug-97461051 |  |  | A Class | NOS | NOS | I-Inventory | FG-Finish Good | R | Spares | Dental Chair-Spares | Dental Equiment | Main Location | 90330000 |  | FIFO | Anthos/Cefla | [8 empty] | 0 | 0 | 0 | 1 | 0 | 0 | [6 empty] | NOS | 1 |  | Cf/Dc/Sp/Anthos Joint Covering Plug-97461051
IM01411 | Dental Chair Spares-Anthos- Lampada Led Myray-95510005 |  |  | A Class | NOS | NOS | I-Inventory | FG-Finish Good | R | Spares | Dental Chair-Spares | Dental Equiment | Main Location | 90330000 |  | FIFO | Anthos/Cefla | [8 empty] | 0 | 0 | 0 | 1 | 0 | 0 | [6 empty] | NOS | 1 |  | Cf/Dc/Sp/Anthos Lampada Led Myray-95510005
IM01412 | Dental Chair Spares-Anthos- Legrest Antivibrating Gr.91109350 |  |  | A Class | NOS | NOS | I-Inventory | FG-Finish Good | R | Spares | Dental Chair-Spares | Dental Equiment | Main Location | 90330000 |  | FIFO | Anthos/Cefla | [8 empty] | 0 | 0 | 0 | 1 | 0 | 0 | [6 empty] | NOS | 1 |  | CF/DC/SP/ANTHOS LEGREST ANTIVIBRATING GR.91109350
IM01413 | Dental Chair Spares-Anthos- Light Fan Gasket 97448700 |  |  | A Class | NOS | NOS | I-Inventory | FG-Finish Good | R | Spares | Dental Chair-Spares | Dental Equiment | Main Location | 90330000 |  | FIFO | Anthos/Cefla | [8 empty] | 0 | 0 | 0 | 1 | 0 | 0 | [6 empty] | NOS | 1 |  | CF/DC/SP/ANTHOS LIGHT FAN GASKET 97448700
IM01414 | Dental Chair Spares-Anthos- Light Metal Heat Guard-99919932 |  |  | A Class | NOS | NOS | I-Inventory | FG-Finish Good | R | Spares | Dental Chair-Spares | Dental Equiment | Main Location | 90184900 |  | FIFO | Anthos/Cefla | [8 empty] | 0 | 0 | 0 | 1 | 0 | 0 | [6 empty] | NOS | 1 |  | CF/DC/SP/ANTHOS LIGHT METAL HEAT GUARD-99919932
IM01415 | Dental Chair Spares-Anthos- Min. Inox Syringe Tip 97287400 |  |  | A Class | NOS | NOS | I-Inventory | FG-Finish Good | R | Spares | Dental Chair-Spares | Dental Equiment | Main Location | 90330000 |  | FIFO | Anthos/Cefla | [8 empty] | 0 | 0 | 0 | 1 | 0 | 0 | [6 empty] | NOS | 1 |  | Cf/Dc/Sp/Anthos Min. Inox Syringe Tip 97287400
IM01416 | Dental Chair Spares-Anthos- Min. Inox Syringe90 Shell 97287300 |  |  | A Class | NOS | NOS | I-Inventory | FG-Finish Good | R | Spares | Dental Chair-Spares | Dental Equiment | Main Location | 90330000 |  | FIFO | Anthos/Cefla | [8 empty] | 0 | 0 | 0 | 1 | 0 | 0 | [6 empty] | NOS | 1 |  | Cf/Dc/Sp/Anthos Min. Inox Syringe90 Shell 97287300
IM01417 | Dental Chair Spares-Anthos- Pat Chair Main Board- 97660578 |  |  | A Class | NOS | NOS | I-Inventory | FG-Finish Good | R | Spares | Dental Chair-Spares | Dental Equiment | Main Location | 90330000 |  | FIFO | Anthos/Cefla | [8 empty] | 0 | 0 | 0 | 1 | 0 | 0 | [6 empty] | NOS | 1 |  | Cf/Dc/Sp/Anthos Pat Chair Main Board- 97660578
IM01418 | Dental Chair Spares-Anthos- Periodic Maintenance Kit--90019250 |  |  | A Class | NOS | NOS | I-Inventory | FG-Finish Good | R | Spares | Dental Chair-Spares | Dental Equiment | Main Location | 90330000 |  | FIFO | Anthos/Cefla | [8 empty] | 0 | 0 | 0 | 1 | 0 | 0 | [6 empty] | NOS | 1 |  | CF/DC/SP/ANTHOS PERIODIC MAINTENANCE KIT--90019250
IM01419 | Dental Chair Spares-Anthos- Sat.Scaler Grey Handpiece-97660328 |  |  | A Class | NOS | NOS | I-Inventory | FG-Finish Good | R | Spares | Dental Chair-Spares | Dental Equiment | Main Location | 90330000 |  | FIFO | Anthos/Cefla | [8 empty] | 0 | 0 | 0 | 1 | 0 | 0 | [6 empty] | NOS | 1 |  | Cf/Dc/Sp/Anthos Sat.Scaler Grey Handpiece-97660328
IM01420 | Dental Chair Spares-Anthos- Small Hose Microsw Act.-99916330 |  |  | A Class | NOS | NOS | I-Inventory | FG-Finish Good | R | Spares | Dental Chair-Spares | Dental Equiment | Main Location | 90330000 |  | FIFO | Anthos/Cefla | [8 empty] | 0 | 0 | 0 | 1 | 0 | 0 | [6 empty] | NOS | 1 |  | Cf/Dc/Sp/Anthos Small Hose Microsw Act.-99916330
IM01421 | Dental Chair Spares-Anthos- Small Hose Reductor-97460699 |  |  | A Class | NOS | NOS | I-Inventory | FG-Finish Good | R | Spares | Dental Chair-Spares | Dental Equiment | Main Location | 90330000 |  | FIFO | Anthos/Cefla | [8 empty] | 0 | 0 | 0 | 1 | 0 | 0 | [6 empty] | NOS | 1 |  | Cf/Dc/Sp/Anthos Small Hose Reductor-97460699
IM01422 | Dental Chair Spares-Anthos- Suction Filter-97461845 |  |  | A Class | NOS | NOS | I-Inventory | FG-Finish Good | C | Spares | Dental Chair-Spares | Dental Equiment | Main Location | 90330000 |  | FIFO | Anthos/Cefla | [8 empty] | 0 | 0 | 0 | 1 | 0 | 0 | [6 empty] | NOS | 1 |  | Cf/Dc/Sp/Anthos Suction Filter-97461845
IM01423 | Dental Chair Spares-Anthos- Syringe Min.Inox Taps-97287100 |  |  | A Class | NOS | NOS | I-Inventory | FG-Finish Good | R | Spares | Dental Chair-Spares | Dental Equiment | Main Location | 90330000 |  | FIFO | Anthos/Cefla | [8 empty] | 0 | 0 | 0 | 1 | 0 | 0 | [6 empty] | NOS | 1 |  | Cf/Dc/Sp/Anthos Syringe Min.Inox Taps-97287100
IM01424 | Dental Chair Spares-Anthos- Torodial Transformer 500Va-97750103 |  |  | A Class | NOS | NOS | I-Inventory | FG-Finish Good | R | Spares | Dental Chair-Spares | Dental Equiment | Main Location | 90330000 |  | FIFO | Anthos/Cefla | [8 empty] | 0 | 0 | 0 | 1 | 0 | 0 | [6 empty] | NOS | 1 |  | Cf/Dc/Sp/Anthos Torodial Transformer 500VA-97750103
IM01425 | Dental Chair Spares-Anthos- Toroidal Transformer 700Va-97750110 |  |  | A Class | NOS | NOS | I-Inventory | FG-Finish Good | R | Spares | Dental Chair-Spares | Dental Equiment | Main Location | 90330000 |  | FIFO | Anthos/Cefla | [8 empty] | 0 | 0 | 0 | 1 | 0 | 0 | [6 empty] | NOS | 1 |  | Cf/Dc/Sp/Anthos Toroidal Transformer 700VA-97750110
IM01426 | Dental Chair Spares-Anthos- Transparent Handpiece Support Protect Pad-97448900 |  |  | A Class | NOS | NOS | I-Inventory | FG-Finish Good | R | Spares | Dental Chair-Spares | Dental Equiment | Main Location | 90330000 |  | FIFO | Anthos/Cefla | [8 empty] | 0 | 0 | 0 | 1 | 0 | 0 | [6 empty] | NOS | 1 |  | CF/DC/SP/ANTHOS TRANSPARENT HANDPIECE SUPPORT PROTECT PAD-97448900
IM01427 | Dental Chair Spares-Anthos- Venus Trasnp. Prot. Gr-96601010 |  |  | A Class | NOS | NOS | I-Inventory | FG-Finish Good | R | Spares | Dental Chair-Spares | Dental Equiment | Main Location | 90330000 |  | FIFO | Anthos/Cefla | [8 empty] | 0 | 0 | 0 | 1 | 0 | 0 | [6 empty] | NOS | 1 |  | Cf/Dc/Sp/Anthos Venus Trasnp. Prot. Gr-96601010
IM01428 | Dental Chair Spares-Anthos--Arm Support Plug-97460695 |  |  | A Class | NOS | NOS | I-Inventory | FG-Finish Good | R | Spares | Dental Chair-Spares | Dental Equiment | Main Location | 90330000 |  | FIFO | Anthos/Cefla | [8 empty] | 0 | 0 | 0 | 1 | 0 | 0 | [6 empty] | NOS | 1 |  | Cf/Dc/Sp/Anthos-Arm Support Plug-97460695
IM01429 | Dental Chair Spares-Anthos-minilight Inox Syr. Tip-97285800 |  |  | A Class | NOS | NOS | I-Inventory | FG-Finish Good | R | Spares | Dental Chair-Spares | Dental Equiment | Main Location | 90330000 |  | FIFO | Anthos/Cefla | [8 empty] | 0 | 0 | 0 | 1 | 0 | 0 | [6 empty] | NOS | 1 |  | Cf/Dc/Sp/Anthosminilight Inox Syr. Tip-97285800
IM01430 | Dental Chair Spares-Anthos-Auxiliary Connection Board 97660299 |  |  | A Class | NOS | NOS | I-Inventory | FG-Finish Good | R | Spares | Dental Chair-Spares | Dental Equiment | Main Location | 90330000 |  | FIFO | Anthos/Cefla | [8 empty] | 0 | 0 | 0 | 1 | 0 | 0 | [6 empty] | NOS | 1 |  | Cf/Dc/Sp/Auxiliary Connection Board 97660299
IM01431 | Dental Chair Spares-Anthos-Barco 22Inch Screen 97901662 |  |  | A Class | NOS | NOS | I-Inventory | FG-Finish Good | R | Spares | Dental Chair-Spares | Dental Equiment | Main Location | 90330000 |  | FIFO | Anthos/Cefla | [8 empty] | 0 | 0 | 0 | 1 | 0 | 0 | [6 empty] | NOS | 1 |  | CF/DC/SP/BARCO 22INCH SCREEN 97901662
IM01432 | Dental Chair Spares-Anthos-Big Cannula Support Terminal 97461188 |  |  | A Class | NOS | NOS | I-Inventory | FG-Finish Good | R | Spares | Dental Chair-Spares | Dental Equiment | Main Location | 90330000 |  | FIFO | Anthos/Cefla | [8 empty] | 0 | 0 | 0 | 1 | 0 | 0 | [6 empty] | NOS | 1 |  | CF/DC/SP/BIG CANNULA SUPPORT TERMINAL 97461188
IM01433 | Dental Chair Spares-Anthos-Borco Monitor 22 Inch White 97901848 |  |  | A Class | NOS | NOS | I-Inventory | FG-Finish Good | R | Spares | Dental Chair-Spares | Dental Equiment | Main Location | 90330000 |  | FIFO | Anthos/Cefla | [8 empty] | 0 | 0 | 0 | 1 | 0 | 0 | [6 empty] | NOS | 1 |  | CF/DC/SP/BORCO MONITOR 22 INCH WHITE 97901848
IM01434 | Dental Chair Spares-Anthos-Brake Gr 91103103 |  |  | A Class | NOS | NOS | I-Inventory | FG-Finish Good | R | Spares | Dental Chair-Spares | Dental Equiment | Main Location | 90330000 |  | FIFO | Anthos/Cefla | [8 empty] | 0 | 0 | 0 | 1 | 0 | 0 | [6 empty] | NOS | 1 |  | CF/DC/SP/BRAKE GR 91103103
IM01435 | Dental Chair Spares-Anthos-C Con Fori Per Serie-2019-91109664 |  |  | A Class | NOS | NOS | I-Inventory | FG-Finish Good | R | Spares | Dental Chair-Spares | Dental Equiment | Main Location | 90330000 |  | FIFO | Anthos/Cefla | [8 empty] | 0 | 0 | 0 | 1 | 0 | 0 | [6 empty] | NOS | 1 |  | CF/DC/SP/C CON FORI PER SERIE-2019-91109664
IM01436 | Dental Chair Spares-Anthos-Cable Usb 2.0 Type A-B 3Mt-97522072 |  |  | A Class | NOS | NOS | I-Inventory | FG-Finish Good | R | Spares | Dental Chair-Spares | Dental Equiment | Main Location | 90330000 |  | FIFO | Anthos/Cefla | [8 empty] | 0 | 0 | 0 | 1 | 0 | 0 | [6 empty] | NOS | 1 |  | CF/DC/SP/CABLE USB 2.0 TYPE A-B 3MT-97522072
IM01437 | Dental Chair Spares-Anthos-Can Bus L- 2700 Mm Cable-97520409 |  |  | A Class | NOS | NOS | I-Inventory | FG-Finish Good | R | Spares | Dental Chair-Spares | Dental Equiment | Main Location | 90330000 |  | FIFO | Anthos/Cefla | [8 empty] | 0 | 0 | 0 | 1 | 0 | 0 | [6 empty] | NOS | 1 |  | CF/DC/SP/CAN BUS L- 2700 MM CABLE-97520409
IM01438 | Dental Chair Spares-Anthos-Cavo Hdmi L3 Mt Pz 97521822 |  |  | A Class | NOS | NOS | I-Inventory | FG-Finish Good | R | Spares | Dental Chair-Spares | Dental Equiment | Main Location | 90330000 |  | FIFO | Anthos/Cefla | [8 empty] | 0 | 0 | 0 | 1 | 0 | 0 | [6 empty] | NOS | 1 |  | CF/DC/SP/CAVO HDMI L3 MT PZ 97521822
IM01439 | Dental Chair Spares-Anthos-Cefla Apex Locator 90019004 |  |  | A Class | NOS | NOS | I-Inventory | FG-Finish Good | R | Spares | Dental Chair-Spares | Dental Equiment | Main Location | 90330000 |  | FIFO | Anthos/Cefla | [5 empty] | .. |  |  | 0 | 0 | 0 | 1 | 0 | 0 | [6 empty] | NOS | 1 |  | CF/DC/SP/CEFLA APEX LOCATOR 90019004
IM01440 | Dental Chair Spares-Anthos-Cefla Apex Locator Hook F242S0100 |  |  | A Class | NOS | NOS | I-Inventory | FG-Finish Good | R | Spares | Dental Chair-Spares | Dental Equiment | Main Location | 90330000 |  | FIFO | Anthos/Cefla | [8 empty] | 0 | 0 | 0 | 1 | 0 | 0 | [6 empty] | NOS | 1 |  | CF/DC/SP/CEFLA APEX LOCATOR HOOK F242S0100
IM01441 | Dental Chair Spares-Anthos-Cefla Apex Wire F242S1200 |  |  | A Class | NOS | NOS | I-Inventory | FG-Finish Good | R | Spares | Dental Chair-Spares | Dental Equiment | Main Location | 90330000 |  | FIFO | Anthos/Cefla | [8 empty] | 0 | 0 | 0 | 1 | 0 | 0 | [6 empty] | NOS | 1 |  | CF/DC/SP/CEFLA APEX WIRE F242S1200
IM01442 | Dental Chair Spares-Anthos-Cefla Apex-Kit 69004 V1.0 |  |  | A Class | NOS | NOS | I-Inventory | FG-Finish Good | R | Spares | Dental Chair-Spares | Dental Equiment | Main Location | 90330000 |  | FIFO | Anthos/Cefla | [5 empty] | .. |  |  | 0 | 0 | 0 | 1 | 0 | 0 | [6 empty] | NOS | 1 |  | CF/DC/SP/CEFLA APEX-KIT 69004 V1.0
IM01443 | Dental Chair Spares-Anthos-Cefla Asymetric Tray Holder 90010190 |  |  | A Class | NOS | NOS | I-Inventory | FG-Finish Good | R | Spares | Dental Chair-Spares | Dental Equiment | Main Location | 90330000 |  | FIFO | Anthos/Cefla | [8 empty] | 0 | 0 | 0 | 1 | 0 | 0 | [6 empty] | NOS | 1 |  | CF/DC/SP/CEFLA ASYMETRIC TRAY HOLDER 90010190
IM01444 | Dental Chair Spares-Anthos-Cefla Az Z Hub Cover- 97461829 |  |  | A Class | NOS | NOS | I-Inventory | FG-Finish Good | R | Spares | Dental Chair-Spares | Dental Equiment | Main Location | 90330000 |  | FIFO | Anthos/Cefla | [8 empty] | 0 | 0 | 0 | 1 | 0 | 0 | [6 empty] | NOS | 1 |  | CF/DC/SP/CEFLA AZ Z HUB COVER- 97461829
IM01445 | Dental Chair Spares-Anthos-Cefla Backrest Rear Cover 97461885 |  |  | A Class | NOS | NOS | I-Inventory | FG-Finish Good | R | Spares | Dental Chair-Spares | Dental Equiment | Main Location | 90330000 |  | FIFO | Anthos/Cefla | [8 empty] | 0 | 0 | 0 | 1 | 0 | 0 | [6 empty] | NOS | 1 |  | CF/DC/SP/CEFLA BACKREST REAR COVER 97461885
IM01446 | Dental Chair Spares-Anthos-Cefla Backrest Seat Upholstery 199 Grey Visco 97992388 |  |  | A Class | NOS | NOS | I-Inventory | FG-Finish Good | R | Spares | Dental Chair-Spares | Dental Equiment | Main Location | 90330000 |  | FIFO | Anthos/Cefla | [8 empty] | 0 | 0 | 0 | 1 | 0 | 0 | [6 empty] | NOS | 1 |  | CF/DC/SP/CEFLA BACKREST SEAT UPHOLSTERY 199 GREY VISCO 97992388
IM01447 | Dental Chair Spares-Anthos-Cefla Big Size Complete Terminal-91109166 |  |  | A Class | NOS | NOS | I-Inventory | FG-Finish Good | R | Spares | Dental Chair-Spares | Dental Equiment | Main Location | 90330000 |  | FIFO | Anthos/Cefla | [8 empty] | 0 | 0 | 0 | 1 | 0 | 0 | [6 empty] | NOS | 1 |  | CF/DC/SP/CEFLA BIG SIZE COMPLETE TERMINAL-91109166
IM01448 | Dental Chair Spares-Anthos-Cefla Big Tray Transp.Protection 97448400 |  |  | A Class | NOS | NOS | I-Inventory | FG-Finish Good | R | Spares | Dental Chair-Spares | Dental Equiment | Main Location | 90330000 |  | FIFO | Anthos/Cefla | [8 empty] | 0 | 0 | 0 | 1 | 0 | 0 | [6 empty] | NOS | 1 |  | CF/DC/SP/CEFLA BIG TRAY TRANSP.PROTECTION 97448400
IM01449 | Dental Chair Spares-Anthos-Cefla Bowl Fixing Elements 99922257 |  |  | A Class | NOS | NOS | I-Inventory | FG-Finish Good | R | Spares | Dental Chair-Spares | Dental Equiment | Main Location | 90330000 |  | FIFO | Anthos/Cefla | [5 empty] | .. |  |  | 0 | 0 | 0 | 1 | 0 | 0 | [6 empty] | NOS | 1 |  | CF/DC/SP/CEFLA BOWL FIXING ELEMENTS 99922257
IM01450 | Dental Chair Spares-Anthos-Cefla Cart Arm Cover-97461250 |  |  | A Class | NOS | NOS | I-Inventory | FG-Finish Good | R | Spares | Dental Chair-Spares | Dental Equiment | Main Location | 90330000 |  | FIFO | Anthos/Cefla | [5 empty] | .. |  |  | 0 | 0 | 0 | 1 | 0 | 0 | [6 empty] | NOS | 1 |  | CF/DC/SP/CEFLA CART ARM COVER-97461250
IM01451 | Dental Chair Spares-Anthos-Cefla Cart Column Cap 97461251 |  |  | A Class | NOS | NOS | I-Inventory | FG-Finish Good | R | Spares | Dental Chair-Spares | Dental Equiment | Main Location | 90330000 |  | FIFO | Anthos/Cefla | [8 empty] | 0 | 0 | 0 | 1 | 0 | 0 | [6 empty] | NOS | 1 |  | CF/DC/SP/CEFLA CART COLUMN CAP 97461251
IM01452 | Dental Chair Spares-Anthos-Cefla Cord No Sez L1200 Turb Midw Fo 95520332 |  |  | A Class | NOS | NOS | I-Inventory | FG-Finish Good | R | Spares | Dental Chair-Spares | Dental Equiment | Main Location | 90330000 |  | FIFO | Anthos/Cefla | [8 empty] | 0 | 0 | 0 | 1 | 0 | 0 | [6 empty] | NOS | 1 |  | CF/DC/SP/CEFLA CORD NO SEZ L1200 TURB MIDW FO 95520332
IM01453 | Dental Chair Spares-Anthos-Cefla Cup Grid Inox D65 97900990 |  |  | A Class | NOS | NOS | I-Inventory | FG-Finish Good | R | Spares | Dental Chair-Spares | Dental Equiment | Main Location | 90330000 |  | FIFO | Anthos/Cefla | [5 empty] | .. |  |  | 0 | 0 | 0 | 1 | 0 | 0 | [6 empty] | NOS | 1 |  | CF/DC/SP/CEFLA CUP GRID INOX D65 97900990
IM01454 | Dental Chair Spares-Anthos-Cefla Cu-Pz6 Anthos Handpiece 91106502 |  |  | A Class | NOS | NOS | I-Inventory | FG-Finish Good | R | Spares | Dental Chair-Spares | Dental Equiment | Main Location | 90330000 |  | FIFO | Anthos/Cefla | [8 empty] | 0 | 0 | 0 | 1 | 0 | 0 | [6 empty] | NOS | 1 |  | CF/DC/SP/CEFLA CU-PZ6 ANTHOS HANDPIECE 91106502
IM01455 | Dental Chair Spares-Anthos-Cefla Dental Pulsangt Carter 91109462 |  |  | A Class | NOS | NOS | I-Inventory | FG-Finish Good | R | Spares | Dental Chair-Spares | Dental Equiment | Main Location | 90330000 |  | FIFO | Anthos/Cefla | [8 empty] | 0 | 0 | 0 | 1 | 0 | 0 | [6 empty] | NOS | 1 |  | CF/DC/SP/CEFLA DENTAL PULSANGT CARTER 91109462
IM01456 | Dental Chair Spares-Anthos-Cefla Electr.Syst Mikro Instrum Modu 97520659 |  |  | A Class | NOS | NOS | I-Inventory | FG-Finish Good | R | Spares | Dental Chair-Spares | Dental Equiment | Main Location | 90330000 |  | FIFO | Anthos/Cefla | [8 empty] | 0 | 0 | 0 | 1 | 0 | 0 | [6 empty] | NOS | 1 |  | CF/DC/SP/CEFLA ELECTR.SYST MIKRO INSTRUM MODU 97520659
IM01457 | Dental Chair Spares-Anthos-Cefla Fixed Connector Ferrule 97463113 |  |  | A Class | NOS | NOS | I-Inventory | FG-Finish Good | R | Spares | Dental Chair-Spares | Dental Equiment | Main Location | 90330000 |  | FIFO | Anthos/Cefla | [8 empty] | 0 | 0 | 0 | 1 | 0 | 0 | [6 empty] | NOS | 1 |  | CF/DC/SP/CEFLA FIXED CONNECTOR FERRULE 97463113
IM01458 | Dental Chair Spares-Anthos-Cefla Fixed Connector Syringe New 97230337 |  |  | A Class | NOS | NOS | I-Inventory | FG-Finish Good | R | Spares | Dental Chair-Spares | Dental Equiment | Main Location | 90330000 |  | FIFO | Anthos/Cefla | [8 empty] | 0 | 0 | 0 | 1 | 0 | 0 | [6 empty] | NOS | 1 |  | CF/DC/SP/CEFLA FIXED CONNECTOR SYRINGE NEW 97230337
IM01459 | Dental Chair Spares-Anthos-Cefla Full Touch Cont Complete Supp-91109276 |  |  | A Class | NOS | NOS | I-Inventory | FG-Finish Good | R | Spares | Dental Chair-Spares | Dental Equiment | Main Location | 90330000 |  | FIFO | Anthos/Cefla | [8 empty] | 0 | 0 | 0 | 1 | 0 | 0 | [6 empty] | NOS | 1 |  | CF/DC/SP/CEFLA FULL TOUCH CONT COMPLETE SUPP-91109276
IM01460 | Dental Chair Spares-Anthos-Cefla Gr Cons Full Touch Contin-97661232 |  |  | A Class | NOS | NOS | I-Inventory | FG-Finish Good | R | Spares | Dental Chair-Spares | Dental Equiment | Main Location | 90330000 |  | FIFO | Anthos/Cefla | [8 empty] | 0 | 0 | 0 | 1 | 0 | 0 | [6 empty] | NOS | 1 |  | CF/DC/SP/CEFLA GR CONS FULL TOUCH CONTIN-97661232
IM01461 | Dental Chair Spares-Anthos-Cefla Hub 4 Porte Usb 2.0 97660671 |  |  | A Class | NOS | NOS | I-Inventory | FG-Finish Good | R | Spares | Dental Chair-Spares | Dental Equiment | Main Location | 90330000 |  | FIFO | Anthos/Cefla | [8 empty] | 0 | 0 | 0 | 1 | 0 | 0 | [6 empty] | NOS | 1 |  | CF/DC/SP/CEFLA HUB 4 PORTE USB 2.0 97660671
IM01462 | Dental Chair Spares-Anthos-Cefla Instrument Liver Gear-97460850 |  |  | A Class | NOS | NOS | I-Inventory | FG-Finish Good | R | Spares | Dental Chair-Spares | Dental Equiment | Main Location | 90330000 |  | FIFO | Anthos/Cefla | [5 empty] | .. |  |  | 0 | 0 | 0 | 1 | 0 | 0 | [6 empty] | NOS | 1 |  | CF/DC/SP/CEFLA INSTRUMENT LIVER GEAR-97460850
IM01463 | Dental Chair Spares-Anthos-Cefla Kit 5 Eyes Protect-Led-97660718 |  |  | A Class | NOS | NOS | I-Inventory | FG-Finish Good | R | Spares | Dental Chair-Spares | Dental Equiment | Main Location | 90330000 |  | FIFO | Anthos/Cefla | [8 empty] | 0 | 0 | 0 | 1 | 0 | 0 | [6 empty] | NOS | 1 |  | CF/DC/SP/CEFLA KIT 5 EYES PROTECT-LED-97660718
IM01464 | Dental Chair Spares-Anthos-Cefla Large Hose Suction Micro Switch 99916331 |  |  | A Class | NOS | NOS | I-Inventory | FG-Finish Good | R | Spares | Dental Chair-Spares | Dental Equiment | Main Location | 90330000 |  | FIFO | Anthos/Cefla | [8 empty] | 0 | 0 | 0 | 1 | 0 | 0 | [6 empty] | NOS | 1 |  | CF/DC/SP/CEFLA LARGE HOSE SUCTION MICRO SWITCH 99916331
IM01465 | Dental Chair Spares-Anthos-Cefla Lite Green Int Cover Protection 97440047 |  |  | A Class | NOS | NOS | I-Inventory | FG-Finish Good | R | Spares | Dental Chair-Spares | Dental Equiment | Main Location | 90330000 |  | FIFO | Anthos/Cefla | [8 empty] | 0 | 0 | 0 | 1 | 0 | 0 | [6 empty] | NOS | 1 |  | CF/DC/SP/CEFLA LITE GREEN INT COVER PROTECTION 97440047
IM01466 | Dental Chair Spares-Anthos-Cefla Lite Green Small Tray Protection 97440048 |  |  | A Class | NOS | NOS | I-Inventory | FG-Finish Good | R | Spares | Dental Chair-Spares | Dental Equiment | Main Location | 90330000 |  | FIFO | Anthos/Cefla | [8 empty] | 0 | 0 | 0 | 1 | 0 | 0 | [6 empty] | NOS | 1 |  | CF/DC/SP/CEFLA LITE GREEN SMALL TRAY PROTECTION 97440048
IM01467 | Dental Chair Spares-Anthos-Cefla Lower Cover Assistant Table 97460667 |  |  | A Class | NOS | NOS | I-Inventory | FG-Finish Good | R | Spares | Dental Chair-Spares | Dental Equiment | Main Location | 90330000 |  | FIFO | Anthos/Cefla | [8 empty] | 0 | 0 | 0 | 1 | 0 | 0 | [6 empty] | NOS | 1 |  | CF/DC/SP/CEFLA LOWER COVER ASSISTANT TABLE 97460667
IM01468 | Dental Chair Spares-Anthos-Cefla Micro Switch Holder 97461215 |  |  | A Class | NOS | NOS | I-Inventory | FG-Finish Good | R | Spares | Dental Chair-Spares | Dental Equiment | Main Location | 90330000 |  | FIFO | Anthos/Cefla | [8 empty] | 0 | 0 | 0 | 1 | 0 | 0 | [6 empty] | NOS | 1 |  | CF/DC/SP/CEFLA MICRO SWITCH HOLDER 97461215
IM01469 | Dental Chair Spares-Anthos-Cefla Micro Switch Holder Fixing Sheel 99921627 |  |  | A Class | NOS | NOS | I-Inventory | FG-Finish Good | R | Spares | Dental Chair-Spares | Dental Equiment | Main Location | 90330000 |  | FIFO | Anthos/Cefla | [8 empty] | 0 | 0 | 0 | 1 | 0 | 0 | [6 empty] | NOS | 1 |  | CF/DC/SP/CEFLA MICRO SWITCH HOLDER FIXING SHEEL 99921627
IM01470 | Dental Chair Spares-Anthos-Cefla Mm Control Board 97661150 |  |  | A Class | NOS | NOS | I-Inventory | FG-Finish Good | R | Spares | Dental Chair-Spares | Dental Equiment | Main Location | 90330000 |  | FIFO | Anthos/Cefla | [5 empty] | .. |  |  | 0 | 0 | 0 | 1 | 0 | 0 | [6 empty] | NOS | 1 |  | CF/DC/SP/CEFLA MM CONTROL BOARD 97661150
IM01471 | Dental Chair Spares-Anthos-Cefla Potentiometer Pin 99970126 |  |  | A Class | NOS | NOS | I-Inventory | FG-Finish Good | R | Spares | Dental Chair-Spares | Dental Equiment | Main Location | 90330000 |  | FIFO | Anthos/Cefla | [8 empty] | 0 | 0 | 0 | 1 | 0 | 0 | [6 empty] | NOS | 1 |  | CF/DC/SP/CEFLA POTENTIOMETER PIN 99970126
IM01472 | Dental Chair Spares-Anthos-Cefla Pro Tips Syringe Tips 97270125 |  |  | A Class | NOS | NOS | I-Inventory | FG-Finish Good | R | Spares | Dental Chair-Spares | Dental Equiment | Main Location | 90330000 |  | FIFO | Anthos/Cefla | [5 empty] | .. |  |  | 0 | 0 | 0 | 1 | 0 | 0 | [6 empty] | NOS | 1 |  | CF/DC/SP/CEFLA PRO TIPS SYRINGE TIPS 97270125
IM01473 | Dental Chair Spares-Anthos-Cefla Removable Handle Sheel 97461835 |  |  | A Class | NOS | NOS | I-Inventory | FG-Finish Good | R | Spares | Dental Chair-Spares | Dental Equiment | Main Location | 90330000 |  | FIFO | Anthos/Cefla | [8 empty] | 0 | 0 | 0 | 1 | 0 | 0 | [6 empty] | NOS | 1 |  | CF/DC/SP/CEFLA REMOVABLE HANDLE SHEEL 97461835
IM01474 | Dental Chair Spares-Anthos-Cefla Screw Aut Tc Cro D3S Px8 51537012 |  |  | A Class | NOS | NOS | I-Inventory | FG-Finish Good | R | Spares | Dental Chair-Spares | Dental Equiment | Main Location | 90330000 |  | FIFO | Anthos/Cefla | [8 empty] | 0 | 0 | 0 | 1 | 0 | 0 | [6 empty] | NOS | 1 |  | CF/DC/SP/CEFLA SCREW AUT TC CRO D3S PX8 51537012
IM01475 | Dental Chair Spares-Anthos-Cefla Side Button Assembly 97461411 |  |  | A Class | NOS | NOS | I-Inventory | FG-Finish Good | R | Spares | Dental Chair-Spares | Dental Equiment | Main Location | 90330000 |  | FIFO | Anthos/Cefla | [8 empty] | 0 | 0 | 0 | 1 | 0 | 0 | [6 empty] | NOS | 1 |  | CF/DC/SP/CEFLA SIDE BUTTON ASSEMBLY 97461411
IM01476 | Dental Chair Spares-Anthos-Cefla Small Seat Assist Module 97461222 |  |  | A Class | NOS | NOS | I-Inventory | FG-Finish Good | R | Spares | Dental Chair-Spares | Dental Equiment | Main Location | 90330000 |  | FIFO | Anthos/Cefla | [8 empty] | 0 | 0 | 0 | 1 | 0 | 0 | [6 empty] | NOS | 1 |  | CF/DC/SP/CEFLA SMALL SEAT ASSIST MODULE 97461222
IM01477 | Dental Chair Spares-Anthos-Cefla Standard Optical Fiber 08Mm-60030402 |  |  | A Class | NOS | NOS | I-Inventory | FG-Finish Good | R | Spares | Dental Chair-Spares | Dental Equiment | Main Location | 90330000 |  | FIFO | Anthos/Cefla | [8 empty] | 0 | 0 | 0 | 1 | 0 | 0 | [6 empty] | NOS | 1 |  | CF/DC/SP/CEFLA STANDARD OPTICAL FIBER 08MM-60030402
IM01478 | Dental Chair Spares-Anthos-Cefla Starter Kit Syringe 2012 97270149 |  |  | A Class | NOS | NOS | I-Inventory | FG-Finish Good | R | Spares | Dental Chair-Spares | Dental Equiment | Main Location | 90330000 |  | FIFO | Anthos/Cefla | [5 empty] | .. |  |  | 0 | 0 | 0 | 1 | 0 | 0 | [6 empty] | NOS | 1 |  | CF/DC/SP/CEFLA STARTER KIT SYRINGE 2012 97270149
IM01479 | Dental Chair Spares-Anthos-Cefla Suct.Hose D-11-5-L-1600 No Me 97901123 |  |  | A Class | NOS | NOS | I-Inventory | FG-Finish Good | R | Spares | Dental Chair-Spares | Dental Equiment | Main Location | 90330000 |  | FIFO | Anthos/Cefla | [8 empty] | 0 | 0 | 0 | 1 | 0 | 0 | [6 empty] | NOS | 1 |  | CF/DC/SP/CEFLA SUCT.HOSE D-11-5-L-1600 NO ME 97901123
IM01480 | Dental Chair Spares-Anthos-Cefla Suct.Hose D-7-L-1600 No Met 97901122 |  |  | A Class | NOS | NOS | I-Inventory | FG-Finish Good | C | Spares | Dental Chair-Spares | Dental Equiment | Main Location | 90330000 |  | FIFO | Anthos/Cefla | [8 empty] | 0 | 0 | 0 | 1 | 0 | 0 | [6 empty] | NOS | 1 |  | CF/DC/SP/CEFLA SUCT.HOSE D-7-L-1600 NO MET 97901122
IM01481 | Dental Chair Spares-Anthos-Cefla Upper Cover Assistant Table 97460668 |  |  | A Class | NOS | NOS | I-Inventory | FG-Finish Good | R | Spares | Dental Chair-Spares | Dental Equiment | Main Location | 90330000 |  | FIFO | Anthos/Cefla | [8 empty] | 0 | 0 | 0 | 1 | 0 | 0 | [6 empty] | NOS | 1 |  | CF/DC/SP/CEFLA UPPER COVER ASSISTANT TABLE 97460668
IM01482 | Dental Chair Spares-Anthos-Cefla Venus E Lamp Complete Head V91100514 |  |  | A Class | NOS | NOS | I-Inventory | FG-Finish Good | R | Spares | Dental Chair-Spares | Dental Equiment | Main Location | 90330000 |  | FIFO | Anthos/Cefla | [8 empty] | 0 | 0 | 0 | 1 | 0 | 0 | [6 empty] | NOS | 1 |  | CF/DC/SP/CEFLA VENUS E LAMP COMPLETE HEAD V91100514
IM01484 | Dental Chair Spares-Anthos-Cefla Z Axix Joint 97461828 |  |  | A Class | NOS | NOS | I-Inventory | FG-Finish Good | R | Spares | Dental Chair-Spares | Dental Equiment | Main Location | 90330000 |  | FIFO | Anthos/Cefla | [8 empty] | 0 | 0 | 0 | 1 | 0 | 0 | [6 empty] | NOS | 1 |  | CF/DC/SP/CEFLA Z AXIX JOINT 97461828
IM01485 | Dental Chair Spares-Anthos-Chair Backrest Upholstery Light Blue 94016900 |  |  | A Class | NOS | NOS | I-Inventory | FG-Finish Good | R | Spares | Dental Chair-Spares | Dental Equiment | Main Location | 90330000 |  | FIFO | Anthos/Cefla | [8 empty] | 0 | 0 | 0 | 1 | 0 | 0 | [6 empty] | NOS | 1 |  | CF/DC/SP/CHAIR BACKREST UPHOLSTERY LIGHT BLUE 94016900
IM01486 | Dental Chair Spares-Anthos-Chair Backrest Upholstery S Visco 194 Venet Red-97992361 |  |  | A Class | NOS | NOS | I-Inventory | FG-Finish Good | R | Spares | Dental Chair-Spares | Dental Equiment | Main Location | 90330000 |  | FIFO | Anthos/Cefla | [8 empty] | 0 | 0 | 0 | 1 | 0 | 0 | [6 empty] | NOS | 1 |  | CF/DC/SP/CHAIR BACKREST UPHOLSTERY S VISCO 194 VENET RED-97992361
IM01487 | Dental Chair Spares-Anthos-Chair Potentiom El.Dev 97520709 |  |  | A Class | NOS | NOS | I-Inventory | FG-Finish Good | R | Spares | Dental Chair-Spares | Dental Equiment | Main Location | 90330000 |  | FIFO | Anthos/Cefla | [8 empty] | 0 | 0 | 0 | 1 | 0 | 0 | [6 empty] | NOS | 1 |  | CF/DC/SP/CHAIR POTENTIOM EL.DEV 97520709
IM01488 | Dental Chair Spares-Anthos-Cl.R Foot Control Gr.91104940 |  |  | A Class | NOS | NOS | I-Inventory | FG-Finish Good | R | Spares | Dental Chair-Spares | Dental Equiment | Main Location | 90330000 |  | FIFO | Anthos/Cefla | [8 empty] | 0 | 0 | 0 | 1 | 0 | 0 | [6 empty] | NOS | 1 |  | CF/DC/SP/CL.R FOOT CONTROL GR.91104940
IM01489 | Dental Chair Spares-Anthos-Collect Cannula Gr 1 Filter 91105181 |  |  | A Class | NOS | NOS | I-Inventory | FG-Finish Good | R | Spares | Dental Chair-Spares | Dental Equiment | Main Location | 90330000 |  | FIFO | Anthos/Cefla | [8 empty] | 0 | 0 | 0 | 1 | 0 | 0 | [6 empty] | NOS | 1 |  | CF/DC/SP/COLLECT CANNULA GR 1 FILTER 91105181
IM01490 | Dental Chair Spares-Anthos-Compens Washer D 21X28 S03-53122012 |  |  | A Class | NOS | NOS | I-Inventory | FG-Finish Good | R | Spares | Dental Chair-Spares | Dental Equiment | Main Location | 90330000 |  | FIFO | Anthos/Cefla | [8 empty] | 0 | 0 | 0 | 1 | 0 | 0 | [6 empty] | NOS | 1 |  | CF/DC/SP/COMPENS WASHER D 21X28 S03-53122012
IM01491 | Dental Chair Spares-Anthos-Complete Std Foot Control 91104540 |  |  | A Class | NOS | NOS | I-Inventory | FG-Finish Good | R | Spares | Dental Chair-Spares | Dental Equiment | Main Location | 90330000 |  | FIFO | Anthos/Cefla | [8 empty] | 0 | 0 | 0 | 1 | 0 | 0 | [6 empty] | NOS | 1 |  | CF/DC/SP/COMPLETE STD FOOT CONTROL 91104540
IM01492 | Dental Chair Spares-Anthos-Connect Box Board Lite 97660773 |  |  | A Class | NOS | NOS | I-Inventory | FG-Finish Good | R | Spares | Dental Chair-Spares | Dental Equiment | Main Location | 90330000 |  | FIFO | Anthos/Cefla | [8 empty] | 0 | 0 | 0 | 1 | 0 | 0 | [6 empty] | NOS | 1 |  | CF/DC/SP/CONNECT BOX BOARD LITE 97660773
IM01493 | Dental Chair Spares-Anthos-Connecting Box Board 97660169 |  |  | A Class | NOS | NOS | I-Inventory | FG-Finish Good | R | Spares | Dental Chair-Spares | Dental Equiment | Main Location | 90330000 |  | FIFO | Anthos/Cefla | [8 empty] | 0 | 0 | 0 | 1 | 0 | 0 | [6 empty] | NOS | 1 |  | CF/DC/SP/CONNECTING BOX BOARD 97660169
IM01494 | Dental Chair Spares-Anthos-Cont 2013 Lcd Console Group 97661145 |  |  | A Class | NOS | NOS | I-Inventory | FG-Finish Good | R | Spares | Dental Chair-Spares | Dental Equiment | Main Location | 90330000 |  | FIFO | Anthos/Cefla | [8 empty] | 0 | 0 | 0 | 1 | 0 | 0 | [6 empty] | NOS | 1 |  | CF/DC/SP/CONT 2013 LCD CONSOLE GROUP 97661145
IM01498 | Dental Chair Spares-Anthos-Cupsider Bowl Gasket 50 X 72 |  |  | A Class | NOS | NOS | I-Inventory | FG-Finish Good | R | Spares | Dental Chair-Spares | Dental Equiment | Main Location | 90330000 |  | FIFO | Anthos/Cefla | [8 empty] | 0 | 0 | 0 | 1 | 0 | 0 | [6 empty] | NOS | 1 |  | CF/DC/SP/CUPSIDER BOWL GASKET 50 X 72
IM01499 | Dental Chair Spares-Anthos-Cuspidor Bowl Connt 97461136 |  |  | A Class | NOS | NOS | I-Inventory | FG-Finish Good | R | Spares | Dental Chair-Spares | Dental Equiment | Main Location | 90330000 |  | FIFO | Anthos/Cefla | [5 empty] | . |  |  | 0 | 0 | 0 | 1 | 0 | 0 | [6 empty] | NOS | 1 |  | CF/DC/SP/CUSPIDOR BOWL CONNT 97461136
IM01500 | Dental Chair Spares-Anthos-Dent Foot Ctrl Sup 97521386 |  |  | A Class | NOS | NOS | I-Inventory | FG-Finish Good | R | Spares | Dental Chair-Spares | Dental Equiment | Main Location | 90330000 |  | FIFO | Anthos/Cefla | [8 empty] | 0 | 0 | 0 | 1 | 0 | 0 | [6 empty] | NOS | 1 |  | CF/DC/SP/DENT FOOT CTRL SUP 97521386
IM01501 | Dental Chair Spares-Anthos-Dent Multi Fuctional Foot Control 91105140 |  |  | A Class | NOS | NOS | I-Inventory | FG-Finish Good | R | Spares | Dental Chair-Spares | Dental Equiment | Main Location | 90330000 |  | FIFO | Anthos/Cefla | [8 empty] | 0 | 0 | 0 | 1 | 0 | 0 | [6 empty] | NOS | 1 |  | CF/DC/SP/DENT MULTI FUCTIONAL FOOT CONTROL 91105140
IM01502 | Dental Chair Spares-Anthos-Dent Touch Board 97661234 |  |  | A Class | NOS | NOS | I-Inventory | FG-Finish Good | R | Spares | Dental Chair-Spares | Dental Equiment | Main Location | 90330000 |  | FIFO | Anthos/Cefla | [8 empty] | 0 | 0 | 0 | 1 | 0 | 0 | [6 empty] | NOS | 1 |  | CF/DC/SP/DENT TOUCH BOARD 97661234
IM01503 | Dental Chair Spares-Anthos-Dent Venus Led Opt 91109244 |  |  | A Class | NOS | NOS | I-Inventory | FG-Finish Good | R | Spares | Dental Chair-Spares | Dental Equiment | Main Location | 90330000 |  | FIFO | Anthos/Cefla | [8 empty] | 0 | 0 | 0 | 1 | 0 | 0 | [6 empty] | NOS | 1 |  | CF/DC/SP/DENT VENUS LED OPT 91109244
IM01504 | Dental Chair Spares-Anthos-Dental 6F Angled Syringe Handle 95529154 |  |  | A Class | NOS | NOS | I-Inventory | FG-Finish Good | R | Spares | Dental Chair-Spares | Dental Equiment | Main Location | 90330000 |  | FIFO | Anthos/Cefla | [8 empty] | 0 | 0 | 0 | 1 | 0 | 0 | [6 empty] | NOS | 1 |  | CF/DC/SP/DENTAL 6F ANGLED SYRINGE HANDLE 95529154
IM01505 | Dental Chair Spares-Anthos-Dental Ctrl Board Venus Lamp 97660841 |  |  | A Class | NOS | NOS | I-Inventory | FG-Finish Good | R | Spares | Dental Chair-Spares | Dental Equiment | Main Location | 90330000 |  | FIFO | Anthos/Cefla | [5 empty] | .. |  |  | 0 | 0 | 0 | 1 | 0 | 0 | [6 empty] | NOS | 1 |  | CF/DC/SP/DENTAL CTRL BOARD VENUS LAMP 97660841
IM01506 | Dental Chair Spares-Anthos-Dental Dynamom.Wrench Piezo Fr300R101 |  |  | A Class | NOS | NOS | I-Inventory | FG-Finish Good | R | Spares | Dental Chair-Spares | Dental Equiment | Main Location | 90330000 |  | FIFO | Anthos/Cefla | [5 empty] | .. |  |  | 0 | 0 | 0 | 1 | 0 | 0 | [6 empty] | NOS | 1 |  | CF/DC/SP/DENTAL DYNAMOM.WRENCH PIEZO FR300R101
IM01507 | Dental Chair Spares-Anthos-Dental Elect Syst Micro Instrum Laser 97520972 |  |  | A Class | NOS | NOS | I-Inventory | FG-Finish Good | R | Spares | Dental Chair-Spares | Dental Equiment | Main Location | 90330000 |  | FIFO | Anthos/Cefla | [8 empty] | 0 | 0 | 0 | 1 | 0 | 0 | [6 empty] | NOS | 1 |  | CF/DC/SP/DENTAL ELECT SYST MICRO INSTRUM LASER 97520972
IM01508 | Dental Chair Spares-Anthos-Dental Foot Control 91104340 |  |  | A Class | NOS | NOS | I-Inventory | FG-Finish Good | R | Spares | Dental Chair-Spares | Dental Equiment | Main Location | 90330000 |  | FIFO | Anthos/Cefla | [8 empty] | 0 | 0 | 0 | 1 | 0 | 0 | [6 empty] | NOS | 1 |  | CF/DC/SP/DENTAL FOOT CONTROL 91104340
IM01509 | Dental Chair Spares-Anthos-Dental Glass Cuspidor Bowl Gr 91109118 |  |  | A Class | NOS | NOS | I-Inventory | FG-Finish Good | R | Spares | Dental Chair-Spares | Dental Equiment | Main Location | 90330000 |  | FIFO | Anthos/Cefla | [8 empty] | 0 | 0 | 0 | 1 | 0 | 0 | [6 empty] | NOS | 1 |  | CF/DC/SP/DENTAL GLASS CUSPIDOR BOWL GR 91109118
IM01510 | Dental Chair Spares-Anthos-Dental Instr Lever Base Cover 97460835 |  |  | A Class | NOS | NOS | I-Inventory | FG-Finish Good | R | Spares | Dental Chair-Spares | Dental Equiment | Main Location | 90330000 |  | FIFO | Anthos/Cefla | [8 empty] | 0 | 0 | 0 | 1 | 0 | 0 | [6 empty] | NOS | 1 |  | CF/DC/SP/DENTAL INSTR LEVER BASE COVER 97460835
IM01511 | Dental Chair Spares-Anthos-Dental Legrest Antivibrating Gr.91109350 |  |  | A Class | NOS | NOS | I-Inventory | FG-Finish Good | C | Spares | Dental Chair-Spares | Dental Equiment | Main Location | 90330000 |  | FIFO | Anthos/Cefla | [8 empty] | 0 | 0 | 0 | 1 | 0 | 0 | [6 empty] | NOS | 1 |  | CF/DC/SP/DENTAL LEGREST ANTIVIBRATING GR.91109350
IM01512 | Dental Chair Spares-Anthos-Dental O Ring 1,78X29,87 97366100 |  |  | A Class | NOS | NOS | I-Inventory | FG-Finish Good | C | Spares | Dental Chair-Spares | Dental Equiment | Main Location | 90330000 |  | FIFO | Anthos/Cefla | [8 empty] | 0 | 0 | 0 | 1 | 0 | 0 | [6 empty] | NOS | 1 |  | CF/DC/SP/DENTAL O RING 1,78X29,87 97366100
IM01513 | Dental Chair Spares-Anthos-Dental O Ring2056 97362500 |  |  | A Class | NOS | NOS | I-Inventory | FG-Finish Good | C | Spares | Dental Chair-Spares | Dental Equiment | Main Location | 90330000 |  | FIFO | Anthos/Cefla | [8 empty] | 0 | 0 | 0 | 1 | 0 | 0 | [6 empty] | NOS | 1 |  | CF/DC/SP/DENTAL O RING2056 97362500
IM01514 | Dental Chair Spares-Anthos-Dental O Ring281 97363700 |  |  | A Class | NOS | NOS | I-Inventory | FG-Finish Good | C | Spares | Dental Chair-Spares | Dental Equiment | Main Location | 90330000 |  | FIFO | Anthos/Cefla | [8 empty] | 0 | 0 | 0 | 1 | 0 | 0 | [6 empty] | NOS | 1 |  | CF/DC/SP/DENTAL O RING281 97363700
IM01515 | Dental Chair Spares-Anthos-Dental Pneumatic Microswitch 97290056 |  |  | A Class | NOS | NOS | I-Inventory | FG-Finish Good | R | Spares | Dental Chair-Spares | Dental Equiment | Main Location | 90330000 |  | FIFO | Anthos/Cefla | [8 empty] | 0 | 0 | 0 | 1 | 0 | 0 | [6 empty] | NOS | 1 |  | CF/DC/SP/DENTAL PNEUMATIC MICROSWITCH 97290056
IM01516 | Dental Chair Spares-Anthos-Dental Table Support 99921000 |  |  | A Class | NOS | NOS | I-Inventory | FG-Finish Good | R | Spares | Dental Chair-Spares | Dental Equiment | Main Location | 90330000 |  | FIFO | Anthos/Cefla | [8 empty] | 0 | 0 | 0 | 1 | 0 | 0 | [6 empty] | NOS | 1 |  | CF/DC/SP/DENTAL TABLE SUPPORT 99921000
IM01517 | Dental Chair Spares-Anthos-Dental Type C1 Tip F680C2700 |  |  | A Class | NOS | NOS | I-Inventory | FG-Finish Good | R | Spares | Dental Chair-Spares | Dental Equiment | Main Location | 90330000 |  | FIFO | Anthos/Cefla | [5 empty] | .. |  |  | 0 | 0 | 0 | 1 | 0 | 0 | [6 empty] | NOS | 1 |  | CF/DC/SP/DENTAL TYPE C1 TIP F680C2700
IM01518 | Dental Chair Spares-Anthos-Dental Type C2 Tip F680C2800 |  |  | A Class | NOS | NOS | I-Inventory | FG-Finish Good | R | Spares | Dental Chair-Spares | Dental Equiment | Main Location | 90330000 |  | FIFO | Anthos/Cefla | [8 empty] | 0 | 0 | 0 | 1 | 0 | 0 | [6 empty] | NOS | 1 |  | CF/DC/SP/DENTAL TYPE C2 TIP F680C2800
IM01519 | Dental Chair Spares-Anthos-Dentists Module Arm Plug 97461022 |  |  | A Class | NOS | NOS | I-Inventory | FG-Finish Good | R | Spares | Dental Chair-Spares | Dental Equiment | Main Location | 90330000 |  | FIFO | Anthos/Cefla | [8 empty] | 0 | 0 | 0 | 1 | 0 | 0 | [6 empty] | NOS | 1 |  | CF/DC/SP/DENTISTS MODULE ARM PLUG 97461022
IM01520 | Dental Chair Spares-Anthos-Disposable Protection Sleev (50Pcs) |  |  | A Class | NOS | NOS | I-Inventory | FG-Finish Good | R | Spares | Dental Chair-Spares | Dental Equiment | Main Location | 90330000 |  | FIFO | Anthos/Cefla | [8 empty] | 0 | 0 | 0 | 1 | 0 | 0 | [6 empty] | NOS | 1 |  | CF/DC/SP/DISPOSABLE PROTECTION SLEEV (50PCS)
IM01521 | Dental Chair Spares-Anthos-El Sys Multimedia L4-97522439 |  |  | A Class | NOS | NOS | I-Inventory | FG-Finish Good | R | Spares | Dental Chair-Spares | Dental Equiment | Main Location | 90330000 |  | FIFO | Anthos/Cefla | [8 empty] | 0 | 0 | 0 | 1 | 0 | 0 | [6 empty] | NOS | 1 |  | CF/DC/SP/EL SYS MULTIMEDIA L4-97522439
IM01522 | Dental Chair Spares-Anthos-Fan Control Of Lux Lamp-97710139 |  |  | A Class | NOS | NOS | I-Inventory | FG-Finish Good | R | Spares | Dental Chair-Spares | Dental Equiment | Main Location | 90330000 |  | FIFO | Anthos/Cefla | [8 empty] | 0 | 0 | 0 | 1 | 0 | 0 | [6 empty] | NOS | 1 |  | CF/DC/SP/FAN CONTROL OF LUX LAMP-97710139
IM01523 | Dental Chair Spares-Anthos-Fitting For Med 91109430 |  |  | A Class | NOS | NOS | I-Inventory | FG-Finish Good | R | Spares | Dental Chair-Spares | Dental Equiment | Main Location | 90330000 |  | FIFO | Anthos/Cefla | [8 empty] | 0 | 0 | 0 | 1 | 0 | 0 | [6 empty] | NOS | 1 |  | CF/DC/SP/FITTING FOR MED 91109430
IM01524 | Dental Chair Spares-Anthos-Fix Handle Oring 2.62X9.1.19-97373300 |  |  | A Class | NOS | NOS | I-Inventory | FG-Finish Good | R | Spares | Dental Chair-Spares | Dental Equiment | Main Location | 90330000 |  | FIFO | Anthos/Cefla | [8 empty] | 0 | 0 | 0 | 1 | 0 | 0 | [6 empty] | NOS | 1 |  | CF/DC/SP/FIX HANDLE ORING 2.62X9.1.19-97373300
IM01525 | Dental Chair Spares-Anthos-Fixing Pin Tray Holder-99921620 |  |  | A Class | NOS | NOS | I-Inventory | FG-Finish Good | R | Spares | Dental Chair-Spares | Dental Equiment | Main Location | 90330000 |  | FIFO | Anthos/Cefla | [8 empty] | 0 | 0 | 0 | 1 | 0 | 0 | [6 empty] | NOS | 1 |  | CF/DC/SP/FIXING PIN TRAY HOLDER-99921620
IM01526 | Dental Chair Spares-Anthos-Gen.Switch Supply Cable 97520334 |  |  | A Class | NOS | NOS | I-Inventory | FG-Finish Good | R | Spares | Dental Chair-Spares | Dental Equiment | Main Location | 90330000 |  | FIFO | Anthos/Cefla | [8 empty] | 0 | 0 | 0 | 1 | 0 | 0 | [6 empty] | NOS | 1 |  | CF/DC/SP/GEN.SWITCH SUPPLY CABLE 97520334
IM01528 | Dental Chair Spares-Anthos-Gr Cons Full Touch Multim Int-97662199 |  |  | A Class | NOS | NOS | I-Inventory | FG-Finish Good | R | Spares | Dental Chair-Spares | Dental Equiment | Main Location | 90330000 |  | FIFO | Anthos/Cefla | [8 empty] | 0 | 0 | 0 | 1 | 0 | 0 | [6 empty] | NOS | 1 |  | CF/DC/SP/GR CONS FULL TOUCH MULTIM INT-97662199
IM01529 | Dental Chair Spares-Anthos-Gr Ie Alim Scheda Tavolet 91102426 |  |  | A Class | NOS | NOS | I-Inventory | FG-Finish Good | R | Spares | Dental Chair-Spares | Dental Equiment | Main Location | 90330000 |  | FIFO | Anthos/Cefla | [8 empty] | 0 | 0 | 0 | 1 | 0 | 0 | [6 empty] | NOS | 1 |  | CF/DC/SP/GR IE ALIM SCHEDA TAVOLET 91102426
IM01530 | Dental Chair Spares-Anthos-Gr. Coperchio Precamera Serb 2 Pz 91109126 |  |  | A Class | NOS | NOS | I-Inventory | FG-Finish Good | R | Spares | Dental Chair-Spares | Dental Equiment | Main Location | 90330000 |  | FIFO | Anthos/Cefla | [8 empty] | 0 | 0 | 0 | 1 | 0 | 0 | [6 empty] | NOS | 1 |  | CF/DC/SP/GR. COPERCHIO PRECAMERA SERB 2 PZ 91109126
IM01531 | Dental Chair Spares-Anthos-Sp/Syringe Valve Body Kit 95509132 |  |  | A Class | NOS | NOS | I-Inventory | FG-Finish Good | R | Spares | Dental Chair-Spares | Dental Equiment | Main Location | 90330000 |  | FIFO | Anthos/Cefla | [8 empty] | 0 | 0 | 0 | 1 | 0 | 0 | [6 empty] | NOS | 1 |  | CF/DC/AC/SP/SYRINGE VALVE BODY KIT 95509132
IM01532 | Dental Chair Spares-Anthos-Gr.Backrest Potentiometer Hold 92209082 |  |  | A Class | NOS | NOS | I-Inventory | FG-Finish Good | R | Spares | Dental Chair-Spares | Dental Equiment | Main Location | 90330000 |  | FIFO | Anthos/Cefla | [8 empty] | 0 | 0 | 0 | 1 | 0 | 0 | [6 empty] | NOS | 1 |  | CF/DC/SP/GR.BACKREST POTENTIOMETER HOLD 92209082
IM01533 | Dental Chair Spares-Anthos-Gr.Collett.Cann.2 Filtri 91105387 |  |  | A Class | NOS | NOS | I-Inventory | FG-Finish Good | R | Spares | Dental Chair-Spares | Dental Equiment | Main Location | 90330000 |  | FIFO | Anthos/Cefla | [8 empty] | 0 | 0 | 0 | 1 | 0 | 0 | [6 empty] | NOS | 1 |  | CF/DC/SP/GR.COLLETT.CANN.2 FILTRI 91105387
IM01534 | Dental Chair Spares-Anthos-Gr.Fan Of Lux Lamp-97710138 |  |  | A Class | NOS | NOS | I-Inventory | FG-Finish Good | R | Spares | Dental Chair-Spares | Dental Equiment | Main Location | 90330000 |  | FIFO | Anthos/Cefla | [8 empty] | 0 | 0 | 0 | 1 | 0 | 0 | [6 empty] | NOS | 1 |  | CF/DC/SP/GR.FAN OF LUX LAMP-97710138
IM01535 | Dental Chair Spares-Anthos-Gray Flat Cl Sheath D=25 97549000 |  |  | A Class | NOS | NOS | I-Inventory | FG-Finish Good | R | Spares | Dental Chair-Spares | Dental Equiment | Main Location | 90330000 |  | FIFO | Anthos/Cefla | [8 empty] | 0 | 0 | 0 | 1 | 0 | 0 | [6 empty] | NOS | 1 |  | CF/DC/SP/GRAY FLAT CL SHEATH D=25 97549000
IM01536 | Dental Chair Spares-Anthos-Green Bipolar Switch 97600112 |  |  | A Class | NOS | NOS | I-Inventory | FG-Finish Good | R | Spares | Dental Chair-Spares | Dental Equiment | Main Location | 90330000 |  | FIFO | Anthos/Cefla | [8 empty] | 0 | 0 | 0 | 1 | 0 | 0 | [6 empty] | NOS | 1 |  | CF/DC/SP/GREEN BIPOLAR SWITCH 97600112
IM01537 | Dental Chair Spares-Anthos-Handle Support-99918650 |  |  | A Class | NOS | NOS | I-Inventory | FG-Finish Good | R | Spares | Dental Chair-Spares | Dental Equiment | Main Location | 90330000 |  | FIFO | Anthos/Cefla | [8 empty] | 0 | 0 | 0 | 1 | 0 | 0 | [6 empty] | NOS | 1 |  | CF/DC/SP/HANDLE SUPPORT-99918650
IM01538 | Dental Chair Spares-Anthos-Imp El Can Bus L600Mm 97521831 |  |  | A Class | NOS | NOS | I-Inventory | FG-Finish Good | R | Spares | Dental Chair-Spares | Dental Equiment | Main Location | 90330000 |  | FIFO | Anthos/Cefla | [8 empty] | 0 | 0 | 0 | 1 | 0 | 0 | [6 empty] | NOS | 1 |  | CF/DC/SP/IMP EL CAN BUS L600MM 97521831
IM01539 | Dental Chair Spares-Anthos-Imp.El.Alim.Monitor 97521631 |  |  | A Class | NOS | NOS | I-Inventory | FG-Finish Good | R | Spares | Dental Chair-Spares | Dental Equiment | Main Location | 90330000 |  | FIFO | Anthos/Cefla | [8 empty] | 0 | 0 | 0 | 1 | 0 | 0 | [6 empty] | NOS | 1 |  | CF/DC/SP/IMP.EL.ALIM.MONITOR 97521631
IM01540 | Dental Chair Spares-Anthos-Instxr Module E.Sy Cable 97526200 |  |  | A Class | NOS | NOS | I-Inventory | FG-Finish Good | R | Spares | Dental Chair-Spares | Dental Equiment | Main Location | 90330000 |  | FIFO | Anthos/Cefla | [8 empty] | 0 | 0 | 0 | 1 | 0 | 0 | [6 empty] | NOS | 1 |  | CF/DC/SP/INSTxR MODULE E.SY CABLE 97526200
IM01541 | Dental Chair Spares-Anthos-Kisar Evol Butt. Panel Card-97660292 |  |  | A Class | NOS | NOS | I-Inventory | FG-Finish Good | R | Spares | Dental Chair-Spares | Dental Equiment | Main Location | 90330000 |  | FIFO | Anthos/Cefla | [8 empty] | 0 | 0 | 0 | 1 | 0 | 0 | [6 empty] | NOS | 1 |  | Cf/Dc/Sp/Kisar Evol Butt. Panel Card-97660292
IM01542 | Dental Chair Spares-Anthos-Kit Update Leve E Rullini-91109630 |  |  | A Class | NOS | NOS | I-Inventory | FG-Finish Good | R | Spares | Dental Chair-Spares | Dental Equiment | Main Location | 90330000 |  | FIFO | Anthos/Cefla | [8 empty] | 0 | 0 | 0 | 1 | 0 | 0 | [6 empty] | NOS | 1 |  | CF/DC/SP/KIT UPDATE LEVE E RULLINI-91109630
IM01543 | Dental Chair Spares-Anthos-Low Suction Tubing 97540205 |  |  | A Class | NOS | NOS | I-Inventory | FG-Finish Good | R | Spares | Dental Chair-Spares | Dental Equiment | Main Location | 90330000 |  | FIFO | Anthos/Cefla | [8 empty] | 0 | 0 | 0 | 1 | 0 | 0 | [6 empty] | NOS | 1 |  | CF/DC/SP/LOW SUCTION TUBING 97540205
IM01544 | Dental Chair Spares-Anthos-Mc3 Mm Tubing -97230288 |  |  | A Class | NOS | NOS | I-Inventory | FG-Finish Good | R | Spares | Dental Chair-Spares | Dental Equiment | Main Location | 90330000 |  | FIFO | Anthos/Cefla | [8 empty] | 0 | 0 | 0 | 1 | 0 | 0 | [6 empty] | NOS | 1 |  | CF/DC/SP/MC3 MM TUBING -97230288
IM01545 | Dental Chair Spares-Anthos-Mm Cc Control Board -97660617 |  |  | A Class | NOS | NOS | I-Inventory | TG-Trading Good |  | Spares | Dental Chair-Spares | Dental Equiment | Main Location | 90330000 |  | FIFO | Anthos/Cefla | [8 empty] | 0 | 0 | 0 | 1 | 0 | 0 | [6 empty] | NOS | 1 |  | CF/DC/SP/MM CC CONTROL BOARD -97660617
IM01546 | Dental Chair Spares-Anthos-Monitor Supply Board 97661467 |  |  | A Class | NOS | NOS | I-Inventory | FG-Finish Good | R | Spares | Dental Chair-Spares | Dental Equiment | Main Location | 90330000 |  | FIFO | Anthos/Cefla | [8 empty] | 0 | 0 | 0 | 1 | 0 | 0 | [6 empty] | NOS | 1 |  | CF/DC/SP/MONITOR SUPPLY BOARD 97661467
IM01547 | Dental Chair Spares-Anthos-No Met.Suct.Hose D=11,5 L1800-97900963 |  |  | A Class | NOS | NOS | I-Inventory | FG-Finish Good | R | Spares | Dental Chair-Spares | Dental Equiment | Main Location | 90330000 |  | FIFO | Anthos/Cefla | [8 empty] | 0 | 0 | 0 | 1 | 0 | 0 | [6 empty] | NOS | 1 |  | Cf/Dc/Sp/No Met.Suct.Hose D=11,5 L1800-97900963
IM01548 | Dental Chair Spares-Anthos-No Sect 3F Syringe L1200 Hose-95520335 |  |  | A Class | NOS | NOS | I-Inventory | FG-Finish Good | R | Spares | Dental Chair-Spares | Dental Equiment | Main Location | 90330000 |  | FIFO | Anthos/Cefla | [8 empty] | 0 | 0 | 0 | 1 | 0 | 0 | [6 empty] | NOS | 1 |  | CF/DC/SP/NO SECT 3F SYRINGE L1200 HOSE-95520335
IM01549 | Dental Chair Spares-Anthos-Ntc Sensor Connect El System-97520527 |  |  | A Class | NOS | NOS | I-Inventory | FG-Finish Good | R | Spares | Dental Chair-Spares | Dental Equiment | Main Location | 90330000 |  | FIFO | Anthos/Cefla | [8 empty] | 0 | 0 | 0 | 1 | 0 | 0 | [6 empty] | NOS | 1 |  | CF/DC/SP/NTC SENSOR CONNECT EL SYSTEM-97520527
IM01550 | Dental Chair Spares-Anthos-O Ring E 106-97361200 |  |  | A Class | NOS | NOS | I-Inventory | FG-Finish Good | R | Spares | Dental Chair-Spares | Dental Equiment | Main Location | 90330000 |  | FIFO | Anthos/Cefla | [8 empty] | 0 | 0 | 0 | 1 | 0 | 0 | [6 empty] | NOS | 1 |  | CF/DC/SP/O RING E 106-97361200
IM01551 | Dental Chair Spares-Anthos-Or 3.53X58,74 Nbr 70 97374400 |  |  | A Class | NOS | NOS | I-Inventory | FG-Finish Good | R | Spares | Dental Chair-Spares | Dental Equiment | Main Location | 90330000 |  | FIFO | Anthos/Cefla | [8 empty] | 0 | 0 | 0 | 1 | 0 | 0 | [6 empty] | NOS | 1 |  | CF/DC/SP/OR 3.53X58,74 NBR 70 97374400
IM01552 | Dental Chair Spares-Anthos-O-Ring Kit Cannula Connection 91109331 |  |  | A Class | NOS | NOS | I-Inventory | FG-Finish Good | C | Spares | Dental Chair-Spares | Dental Equiment | Main Location | 90330000 |  | FIFO | Anthos/Cefla | [8 empty] | 0 | 0 | 0 | 1 | 0 | 0 | [6 empty] | NOS | 1 |  | CF/DC/SP/O-RING KIT CANNULA CONNECTION 91109331
IM01553 | Dental Chair Spares-Anthos-Pantoger Front Lower Casing 97461043 |  |  | A Class | NOS | NOS | I-Inventory | FG-Finish Good | R | Spares | Dental Chair-Spares | Dental Equiment | Main Location | 90330000 |  | FIFO | Anthos/Cefla | [8 empty] | 0 | 0 | 0 | 1 | 0 | 0 | [6 empty] | NOS | 1 |  | CF/DC/SP/PANTOGER FRONT LOWER CASING 97461043
IM01554 | Dental Chair Spares-Anthos-Parabolic Glass Of Lux Lamp -97710137 |  |  | A Class | NOS | NOS | I-Inventory | FG-Finish Good | R | Spares | Dental Chair-Spares | Dental Equiment | Main Location | 90330000 |  | FIFO | Anthos/Cefla | [8 empty] | 0 | 0 | 0 | 1 | 0 | 0 | [6 empty] | NOS | 1 |  | CF/DC/SP/PARABOLIC GLASS OF LUX LAMP -97710137
IM01555 | Dental Chair Spares-Anthos-Peroxy Ag 1000Ml 97190006 |  |  | A Class | NOS | NOS | I-Inventory | FG-Finish Good | R | Spares | Dental Chair-Spares | Dental Equiment | Main Location | 90330000 |  | FIFO | Anthos/Cefla | [8 empty] | 0 | 0 | 0 | 1 | 0 | 0 | [6 empty] | NOS | 1 |  | CF/DC/SP/PEROXY AG 1000ML 97190006
IM01556 | Dental Chair Spares-Anthos-Pinion Gear For Potentiometer 97460704 |  |  | A Class | NOS | NOS | I-Inventory | FG-Finish Good | R | Spares | Dental Chair-Spares | Dental Equiment | Main Location | 90330000 |  | FIFO | Anthos/Cefla | [8 empty] | 0 | 0 | 0 | 1 | 0 | 0 | [6 empty] | NOS | 1 |  | CF/DC/SP/PINION GEAR FOR POTENTIOMETER 97460704
IM01557 | Dental Chair Spares-Anthos-Pneum Micro Switch Gr-91109271 |  |  | A Class | NOS | NOS | I-Inventory | FG-Finish Good | R | Spares | Dental Chair-Spares | Dental Equiment | Main Location | 90330000 |  | FIFO | Anthos/Cefla | [8 empty] | 0 | 0 | 0 | 1 | 0 | 0 | [6 empty] | NOS | 1 |  | CF/DC/SP/PNEUM MICRO SWITCH GR-91109271
IM01558 | Dental Chair Spares-Anthos-Potentiom. Pin Eye 97460332 |  |  | A Class | NOS | NOS | I-Inventory | FG-Finish Good | R | Spares | Dental Chair-Spares | Dental Equiment | Main Location | 90330000 |  | FIFO | Anthos/Cefla | [8 empty] | 0 | 0 | 0 | 1 | 0 | 0 | [6 empty] | NOS | 1 |  | CF/DC/SP/POTENTIOM. PIN EYE 97460332
IM01559 | Dental Chair Spares-Anthos-Proportional Ev Tt-97720254 |  |  | A Class | NOS | NOS | I-Inventory | FG-Finish Good | R | Spares | Dental Chair-Spares | Dental Equiment | Main Location | 90330000 |  | FIFO | Anthos/Cefla | [8 empty] | 0 | 0 | 0 | 1 | 0 | 0 | [6 empty] | NOS | 1 |  | CF/DC/SP/PROPORTIONAL EV TT-97720254
IM01560 | Dental Chair Spares-Anthos-Puls.Tav.Assist.2013 97620232 |  |  | A Class | NOS | NOS | I-Inventory | FG-Finish Good | R | Spares | Dental Chair-Spares | Dental Equiment | Main Location | 90330000 |  | FIFO | Anthos/Cefla | [8 empty] | 0 | 0 | 0 | 1 | 0 | 0 | [6 empty] | NOS | 1 |  | CF/DC/SP/PULS.TAV.ASSIST.2013 97620232
IM01561 | Dental Chair Spares-Anthos-Safety Thermostat-97733800 |  |  | A Class | NOS | NOS | I-Inventory | FG-Finish Good | R | Spares | Dental Chair-Spares | Dental Equiment | Main Location | 90330000 |  | FIFO | Anthos/Cefla | [8 empty] | 0 | 0 | 0 | 1 | 0 | 0 | [6 empty] | NOS | 1 |  | CF/DC/SP/SAFETY THERMOSTAT-97733800
IM01562 | Dental Chair Spares-Anthos-Sch. Tavol. Medico Lite 2015 Pz 97661546 |  |  | A Class | NOS | NOS | I-Inventory | FG-Finish Good | R | Spares | Dental Chair-Spares | Dental Equiment | Main Location | 90330000 |  | FIFO | Anthos/Cefla | [8 empty] | 0 | 0 | 0 | 1 | 0 | 0 | [6 empty] | NOS | 1 |  | CF/DC/SP/SCH. TAVOL. MEDICO LITE 2015 PZ 97661546
IM01563 | Dental Chair Spares-Anthos-Scheda Idrico Lite 2013 Pz 97661125 |  |  | A Class | NOS | NOS | I-Inventory | FG-Finish Good | C | Spares | Dental Chair-Spares | Dental Equiment | Main Location | 90330000 |  | FIFO | Anthos/Cefla | [8 empty] | 0 | 0 | 0 | 1 | 0 | 0 | [6 empty] | NOS | 1 |  | CF/DC/SP/SCHEDA IDRICO LITE 2013 PZ 97661125
IM01564 | Dental Chair Spares-Anthos-Scheda Vrp Tav Medico -97661874 |  |  | A Class | NOS | NOS | I-Inventory | FG-Finish Good | R | Spares | Dental Chair-Spares | Dental Equiment | Main Location | 90330000 |  | FIFO | Anthos/Cefla | [8 empty] | 0 | 0 | 0 | 1 | 0 | 0 | [6 empty] | NOS | 1 |  | CF/DC/SP/SCHEDA VRP TAV MEDICO -97661874
IM01565 | Dental Chair Spares-Anthos-Screw Tcei M4X14 8.8-51232144 |  |  | A Class | NOS | NOS | I-Inventory | FG-Finish Good | R | Spares | Dental Chair-Spares | Dental Equiment | Main Location | 90330000 |  | FIFO | Anthos/Cefla | [8 empty] | 0 | 0 | 0 | 1 | 0 | 0 | [6 empty] | NOS | 1 |  | CF/DC/SP/SCREW TCEI M4X14 8.8-51232144
IM01566 | Dental Chair Spares-Anthos-Seat Potentiometer Gr. 92201111 |  |  | A Class | NOS | NOS | I-Inventory | FG-Finish Good | R | Spares | Dental Chair-Spares | Dental Equiment | Main Location | 90330000 |  | FIFO | Anthos/Cefla | [8 empty] | 0 | 0 | 0 | 1 | 0 | 0 | [6 empty] | NOS | 1 |  | CF/DC/SP/SEAT POTENTIOMETER GR. 92201111
IM01567 | Dental Chair Spares-Anthos-Sectionable Nozzle 95520612 |  |  | A Class | NOS | NOS | I-Inventory | FG-Finish Good | R | Spares | Dental Chair-Spares | Dental Equiment | Main Location | 90330000 |  | FIFO | Anthos/Cefla | [8 empty] | 0 | 0 | 0 | 1 | 0 | 0 | [6 empty] | NOS | 1 |  | CF/DC/SP/SECTIONABLE NOZZLE 95520612
IM01568 | Dental Chair Spares-Anthos-Small Cannula Support Terminal 97461189 |  |  | A Class | NOS | NOS | I-Inventory | FG-Finish Good | R | Spares | Dental Chair-Spares | Dental Equiment | Main Location | 90330000 |  | FIFO | Anthos/Cefla | [8 empty] | 0 | 0 | 0 | 1 | 0 | 0 | [6 empty] | NOS | 1 |  | CF/DC/SP/SMALL CANNULA SUPPORT TERMINAL 97461189
IM01569 | Dental Chair Spares-Anthos-Straight Tubes Gr. D11 X 2.3M 97540196 |  |  | A Class | NOS | NOS | I-Inventory | FG-Finish Good | R | Spares | Dental Chair-Spares | Dental Equiment | Main Location | 90330000 |  | FIFO | Anthos/Cefla | [8 empty] | 0 | 0 | 0 | 1 | 0 | 0 | [6 empty] | NOS | 1 |  | CF/DC/SP/STRAIGHT TUBES GR. D11 X 2.3M 97540196
IM01570 | Dental Chair Spares-Anthos-Straight Tubes Gr. D17,5X2.3M 97540197 |  |  | A Class | NOS | NOS | I-Inventory | FG-Finish Good | R | Spares | Dental Chair-Spares | Dental Equiment | Main Location | 90330000 |  | FIFO | Anthos/Cefla | [8 empty] | 0 | 0 | 0 | 1 | 0 | 0 | [6 empty] | NOS | 1 |  | CF/DC/SP/STRAIGHT TUBES GR. D17,5X2.3M 97540197
IM01571 | Dental Chair Spares-Anthos-Syring Tubing 3F L 1400Mm-95520205 |  |  | A Class | NOS | NOS | I-Inventory | FG-Finish Good | R | Spares | Dental Chair-Spares | Dental Equiment | Main Location | 90330000 |  | FIFO | Anthos/Cefla | [8 empty] | 0 | 0 | 0 | 1 | 0 | 0 | [6 empty] | NOS | 1 |  | CF/DC/SP/SYRING TUBING 3F L 1400MM-95520205
IM01572 | Dental Chair Spares-Anthos-Tabel Main Board-97660303 |  |  | A Class | NOS | NOS | I-Inventory | FG-Finish Good | R | Spares | Dental Chair-Spares | Dental Equiment | Main Location | 90330000 |  | FIFO | Anthos/Cefla | [8 empty] | 0 | 0 | 0 | 1 | 0 | 0 | [6 empty] | NOS | 1 |  | Cf/Dc/Sp/Tabel Main Board-97660303
IM01573 | Dental Chair Spares-Anthos-Table B Mm Cable-97520360 |  |  | A Class | NOS | NOS | I-Inventory | FG-Finish Good | R | Spares | Dental Chair-Spares | Dental Equiment | Main Location | 90330000 |  | FIFO | Anthos/Cefla | [8 empty] | 0 | 0 | 0 | 1 | 0 | 0 | [6 empty] | NOS | 1 |  | CF/DC/SP/TABLE B MM CABLE-97520360
IM01574 | Dental Chair Spares-Anthos-Table Handle-97460643 |  |  | A Class | NOS | NOS | I-Inventory | FG-Finish Good | R | Spares | Dental Chair-Spares | Dental Equiment | Main Location | 90330000 |  | FIFO | Anthos/Cefla | [8 empty] | 0 | 0 | 0 | 1 | 0 | 0 | [6 empty] | NOS | 1 |  | CF/DC/SP/TABLE HANDLE-97460643
IM01575 | Dental Chair Spares-Anthos-Tank Junction Gr With Probe 91105859 |  |  | A Class | NOS | NOS | I-Inventory | FG-Finish Good | R | Spares | Dental Chair-Spares | Dental Equiment | Main Location | 90330000 |  | FIFO | Anthos/Cefla | [8 empty] | 0 | 0 | 0 | 1 | 0 | 0 | [6 empty] | NOS | 1 |  | CF/DC/SP/TANK JUNCTION GR WITH PROBE 91105859
IM01576 | Dental Chair Spares-Anthos-Tank Junction Gr.Without Probe 91109464 |  |  | A Class | NOS | NOS | I-Inventory | FG-Finish Good | R | Spares | Dental Chair-Spares | Dental Equiment | Main Location | 90330000 |  | FIFO | Anthos/Cefla | [8 empty] | 0 | 0 | 0 | 1 | 0 | 0 | [6 empty] | NOS | 1 |  | CF/DC/SP/TANK JUNCTION GR.WITHOUT PROBE 91109464
IM01577 | Dental Chair Spares-Anthos-T-Led Ring Nuts Unit-95510090 |  |  | A Class | NOS | NOS | I-Inventory | FG-Finish Good | R | Spares | Dental Chair-Spares | Dental Equiment | Main Location | 90330000 |  | FIFO | Anthos/Cefla | [8 empty] | 0 | 0 | 0 | 1 | 0 | 0 | [6 empty] | NOS | 1 |  | CF/DC/SP/T-LED RING NUTS UNIT-95510090
IM01578 | Dental Chair Spares-Anthos-Tray Holder Gr 91109053 |  |  | A Class | NOS | NOS | I-Inventory | FG-Finish Good | R | Spares | Dental Chair-Spares | Dental Equiment | Main Location | 90330000 |  | FIFO | Anthos/Cefla | [8 empty] | 0 | 0 | 0 | 1 | 0 | 0 | [6 empty] | NOS | 1 |  | CF/DC/SP/TRAY HOLDER GR 91109053
IM01579 | Dental Chair Spares-Anthos-Ultrasound Non Sect Hose L1200-95520321 |  |  | A Class | NOS | NOS | I-Inventory | FG-Finish Good | R | Spares | Dental Chair-Spares | Dental Equiment | Main Location | 90330000 |  | FIFO | Anthos/Cefla | [8 empty] | 0 | 0 | 0 | 1 | 0 | 0 | [6 empty] | NOS | 1 |  | CF/DC/SP/ULTRASOUND NON SECT HOSE L1200-95520321
IM01580 | Dental Chair Spares-Anthos-Upholstery Fixing Clamp 97440044 |  |  | A Class | NOS | NOS | I-Inventory | FG-Finish Good | R | Spares | Dental Chair-Spares | Dental Equiment | Main Location | 90330000 |  | FIFO | Anthos/Cefla | [8 empty] | 0 | 0 | 0 | 1 | 0 | 0 | [6 empty] | NOS | 1 |  | CF/DC/SP/UPHOLSTERY FIXING CLAMP 97440044
IM01581 | Dental Chair Spares-Anthos- 1/8 Junct. Disch. Faucet-97285500 |  |  | A Class | NOS | NOS | I-Inventory | FG-Finish Good | R | Spares | Dental Chair-Spares | Dental Equiment | Main Location | 90330000 |  | FIFO | Anthos/Cefla | [8 empty] | 0 | 0 | 0 | 1 | 0 | 0 | [6 empty] | NOS | 1 |  | CF/DC/SP/ 1/8 JUNCT. DISCH. FAUCET-97285500
IM01582 | Dental Chair Spares-Anthos-U-Pz6 Anthos Scaler 95529094 |  |  | A Class | NOS | NOS | I-Inventory | FG-Finish Good | R | Spares | Dental Chair-Spares | Dental Equiment | Main Location | 90330000 |  | FIFO | Anthos/Cefla | [8 empty] | 0 | 0 | 0 | 1 | 0 | 0 | [6 empty] | NOS | 1 |  | Cf/Dc/Sp/U-PZ6 Anthos Scaler 95529094
IM01583 | Dental Chair Spares-Anthos-Usb Pc-Cbl 1,8Mt-97522512 |  |  | A Class | NOS | NOS | I-Inventory | FG-Finish Good | R | Spares | Dental Chair-Spares | Dental Equiment | Main Location | 90330000 |  | FIFO | Anthos/Cefla | [8 empty] | 0 | 0 | 0 | 1 | 0 | 0 | [6 empty] | NOS | 1 |  | CF/DC/SP/USB PC-CBL 1,8MT-97522512
IM01584 | Dental Chair Spares-Anthos-Valve Manual Gr.By Pass 91109325 |  |  | A Class | NOS | NOS | I-Inventory | FG-Finish Good | R | Spares | Dental Chair-Spares | Dental Equiment | Main Location | 90330000 |  | FIFO | Anthos/Cefla | [8 empty] | 0 | 0 | 0 | 1 | 0 | 0 | [6 empty] | NOS | 1 |  | CF/DC/SP/VALVE MANUAL GR.BY PASS 91109325
IM01585 | Dental Chair Spares-Anthos-Victor Cable Gr.For Foot Control V91100524 |  |  | A Class | NOS | NOS | I-Inventory | FG-Finish Good | R | Spares | Dental Chair-Spares | Dental Equiment | Main Location | 90330000 |  | FIFO | Anthos/Cefla | [8 empty] | 0 | 0 | 0 | 1 | 0 | 0 | [6 empty] | NOS | 1 |  | CF/DC/SP/VICTOR CABLE GR.FOR FOOT CONTROL V91100524
IM01586 | Dental Chair Spares-Anthos-Victor Chair Cable V97520105 |  |  | A Class | NOS | NOS | I-Inventory | FG-Finish Good | R | Spares | Dental Chair-Spares | Dental Equiment | Main Location | 90330000 |  | FIFO | Anthos/Cefla | [8 empty] | 0 | 0 | 0 | 1 | 0 | 0 | [6 empty] | NOS | 1 |  | CF/DC/SP/VICTOR CHAIR CABLE V97520105
IM01587 | Dental Chair Spares-Anthos-Victor Chair Foot Control Lower Rubber Part |  |  | A Class | NOS | NOS | I-Inventory | FG-Finish Good | R | Spares | Dental Chair-Spares | Dental Equiment | Main Location | 90330000 |  | FIFO | Anthos/Cefla | [8 empty] | 0 | 0 | 0 | 1 | 0 | 0 | [6 empty] | NOS | 1 |  | CF/DC/SP/VICTOR CHAIR FOOT CONTROL LOWER RUBBER PART
IM01588 | Dental Chair Spares-Anthos-Victor Potentiometer Cable V91100533 |  |  | A Class | NOS | NOS | I-Inventory | FG-Finish Good | R | Spares | Dental Chair-Spares | Dental Equiment | Main Location | 90330000 |  | FIFO | Anthos/Cefla | [8 empty] | 0 | 0 | 0 | 1 | 0 | 0 | [6 empty] | NOS | 1 |  | CF/DC/SP/VICTOR POTENTIOMETER CABLE V91100533
IM01589 | Dental Chair Spares-Anthos-Washer D 20X28 S1-53104089 |  |  | A Class | NOS | NOS | I-Inventory | FG-Finish Good | R | Spares | Dental Chair-Spares | Dental Equiment | Main Location | 90330000 |  | FIFO | Anthos/Cefla | [8 empty] | 0 | 0 | 0 | 1 | 0 | 0 | [6 empty] | NOS | 1 |  | CF/DC/SP/WASHER D 20X28 S1-53104089
IM01590 | Dental Chair Spares- Cefla Anthos-Dentist Asst. Chair Backrest Support GR |  |  | A Class | NOS | NOS | I-Inventory | FG-Finish Good | R | Spares | Dental Chair-Spares | Dental Equiment | Main Location | 90330000 |  | FIFO | Anthos/Cefla | [8 empty] | 0 | 0 | 0 | 1 | 0 | 0 | [6 empty] | NOS | 1 |  | CF/DS/SP/DENTIST ASST. CHAIR BACKREST SUPPORT GR
IM01591 | Dental Chair Spares- Cefla Anthos-Dentist Asst. Chair Backrest Upholstery Cover 97460721 |  |  | A Class | NOS | NOS | I-Inventory | FG-Finish Good | R | Spares | Dental Chair-Spares | Dental Equiment | Main Location | 90330000 |  | FIFO | Anthos/Cefla | [8 empty] | 0 | 0 | 0 | 1 | 0 | 0 | [6 empty] | NOS | 1 |  | CF/DS/SP/DENTIST ASST. CHAIR BACKREST UPHOLSTERY COVER 97460721
IM01592 | Dental Chair Spares- Cefla Anthos-Dentist Asst. Chair Backrest Upholstery Medite Blue 106 97901076 |  |  | A Class | NOS | NOS | I-Inventory | FG-Finish Good | R | Spares | Dental Chair-Spares | Dental Equiment | Main Location | 90330000 |  | FIFO | Anthos/Cefla | [8 empty] | 0 | 0 | 0 | 1 | 0 | 0 | [6 empty] | NOS | 1 |  | CF/DS/SP/DENTIST ASST. CHAIR BACKREST UPHOLSTERY MEDITE BLUE 106 97901076
IM01593 | Dental Chair Spares- Cefla Anthos-Dentist Asst. Chair Gas Spring 97815149 |  |  | A Class | NOS | NOS | I-Inventory | FG-Finish Good | R | Spares | Dental Chair-Spares | Dental Equiment | Main Location | 90330000 |  | FIFO | Anthos/Cefla | [8 empty] | 0 | 0 | 0 | 1 | 0 | 0 | [6 empty] | NOS | 1 |  | CF/DS/SP/DENTIST ASST. CHAIR GAS SPRING 97815149
IM01594 | Dental Chair Spares- Cefla Anthos-Dentist Asst. Chair Seat Base Mechanism |  |  | A Class | NOS | NOS | I-Inventory | FG-Finish Good | R | Spares | Dental Chair-Spares | Dental Equiment | Main Location | 90330000 |  | FIFO | Anthos/Cefla | [8 empty] | 0 | 0 | 0 | 1 | 0 | 0 | [6 empty] | NOS | 1 |  | CF/DS/SP/DENTIST ASST. CHAIR SEAT BASE MECHANISM
IM01595 | Dental Chair Spares- Cefla Anthos-Dentist Asst. Chair Seat Lower Upholstery Cover |  |  | A Class | NOS | NOS | I-Inventory | FG-Finish Good | R | Spares | Dental Chair-Spares | Dental Equiment | Main Location | 90330000 |  | FIFO | Anthos/Cefla | [8 empty] | 0 | 0 | 0 | 1 | 0 | 0 | [6 empty] | NOS | 1 |  | CF/DS/SP/DENTIST ASST. CHAIR SEAT LOWER UPHOLSTERY COVER
IM01596 | Dental Chair Spares- Cefla Anthos-Dentist Asst. Chair Seat Upholstery Meditrran Blue 106 97901076 |  |  | A Class | NOS | NOS | I-Inventory | FG-Finish Good | R | Spares | Dental Chair-Spares | Dental Equiment | Main Location | 90330000 |  | FIFO | Anthos/Cefla | [8 empty] | 0 | 0 | 0 | 1 | 0 | 0 | [6 empty] | NOS | 1 |  | CF/DS/SP/DENTIST ASST. CHAIR SEAT UPHOLSTERY MEDITRRAN BLUE 106 97901076
IM01597 | Dental Chair Spares- Cefla Anthos-Dentist Asst. Chair Spring Cover Bellowr 97174400 |  |  | A Class | NOS | NOS | I-Inventory | FG-Finish Good | R | Spares | Dental Chair-Spares | Dental Equiment | Main Location | 90330000 |  | FIFO | Anthos/Cefla | [8 empty] | 0 | 0 | 0 | 1 | 0 | 0 | [6 empty] | NOS | 1 |  | CF/DS/SP/DENTIST ASST. CHAIR SPRING COVER BELLOWR 97174400
IM01598 | Dental Chair Spares- Cefla Anthos-Dentist Asst. Chair Wheel 97173900 |  |  | A Class | NOS | NOS | I-Inventory | FG-Finish Good | R | Spares | Dental Chair-Spares | Dental Equiment | Main Location | 90330000 |  | FIFO | Anthos/Cefla | [8 empty] | 0 | 0 | 0 | 1 | 0 | 0 | [6 empty] | NOS | 1 |  | CF/DS/SP/DENTIST ASST. CHAIR WHEEL 97173900
IM01599 | Dental Chair Spares-Anthos-5F Luzz Syr Tap Body Art. 316/C-97280600 |  |  | A Class | NOS | NOS | I-Inventory | FG-Finish Good | R | Spares | Dental Chair-Spares | Dental Equiment | Main Location | 90330000 |  | FIFO | Anthos/Cefla | [8 empty] | 0 | 0 | 0 | 1 | 0 | 0 | [6 empty] | NOS | 1 |  | Cf/Dc/Sp/5F Luzz Syr Tap Body Art. 316/C-97280600
IM01600 | Dental Chair Spares-Anthos- Chair Sect Tubing Scaler F/O L1400-91106307 |  |  | A Class | NOS | NOS | I-Inventory | FG-Finish Good | R | Spares | Dental Chair-Spares | Dental Equiment | Main Location | 90330000 |  | FIFO | Anthos/Cefla | [8 empty] | 0 | 0 | 0 | 1 | 0 | 0 | [6 empty] | NOS | 1 |  | CF/DC/SP/ANTHOS CHAIR SECT TUBING SCALER F/O L1400-91106307
IM01601 | Dental Chair Spares-Anthos-Cefla/Light Reflector V97840000 |  |  | A Class | NOS | NOS | I-Inventory | FG-Finish Good | R | Spares | Dental Chair-Spares | Dental Equiment | Main Location | 90330000 |  | FIFO | Anthos/Cefla | [5 empty] | . |  |  | 0 | 0 | 0 | 1 | 0 | 0 | [6 empty] | NOS | 1 |  | CF/DC/SP/CEFLA/LIGHT REFLECTOR V97840000
IM01602 | Dental Chair Spares-Anthos-Gr. Pistone Ridutt. Acqua/Aria Pz 97290120 |  |  | A Class | NOS | NOS | I-Inventory | FG-Finish Good | C | Spares | Dental Chair-Spares | Dental Equiment | Main Location | 90330000 |  | FIFO | Anthos/Cefla | [8 empty] | 0 | 0 | 0 | 1 | 0 | 0 | [6 empty] | NOS | 1 |  | CF/DC/SP/GR. PISTONE RIDUTT. ACQUA/ARIA PZ 97290120
IM01603 | Dental Chair Spares-Anthos-Upper/Rear Dentist Module Co-97461071 |  |  | A Class | NOS | NOS | I-Inventory | FG-Finish Good | R | Spares | Dental Chair-Spares | Dental Equiment | Main Location | 90330000 |  | FIFO | Anthos/Cefla | [8 empty] | 0 | 0 | 0 | 1 | 0 | 0 | [6 empty] | NOS | 1 |  | CF/DC/SP/UPPER/REAR DENTIST MODULE CO-97461071
IM01604 | Dental Chair Spares-Nanhai Aspire-Chair Delivery Unit PCB-0A800-05-108-01 |  |  | A Class | NOS | NOS | I-Inventory | FG-Finish Good | R | Spares | Dental Chair-Spares | Dental Equiment | Main Location | 90330000 |  | FIFO | Nanhai | [8 empty] | 0 | 0 | 0 | 1 | 0 | 0 | [6 empty] | NOS | 1 |  | CHC SPARE -ASPIRE CHAIR DELIVERY UNIT PCB-0A800-05-108-01
IM01605 | Dental Chair Spares-Nanhai Aspire-Chair Spring For Light Arm-Light-04-104-00 |  |  | A Class | NOS | NOS | I-Inventory | FG-Finish Good | C | Spares | Dental Chair-Spares | Dental Equiment | Main Location | 90330000 |  | FIFO | Nanhai | [8 empty] | 0 | 0 | 0 | 1 | 0 | 0 | [6 empty] | NOS | 1 |  | CHC SPARE ASPIRE CHAIR SPRING FOR LIGHT ARM-Light-04-104-00
IM01607 | Dental Chair Spares-Nanhai Aspire-Floor Box Hose Pipe Srew -0A800-06-011-A20 |  |  | A Class | NOS | NOS | I-Inventory | FG-Finish Good | C | Spares | Dental Chair-Spares | Dental Equiment | Main Location | 90330000 |  | FIFO | Nanhai | [8 empty] | 0 | 0 | 0 | 1 | 0 | 0 | [6 empty] | NOS | 1 |  | CHC SPARE ASPIRE FLOOR BOX HOSE PIPE SREW -0A800-06-011-A20
IM01608 | Dental Chair Spares-Nanhai Aspire-Screw For Spittoon-Light-08-005-00 |  |  | A Class | NOS | NOS | I-Inventory | FG-Finish Good | C | Spares | Dental Chair-Spares | Dental Equiment | Main Location | 90330000 |  | FIFO | Nanhai | [8 empty] | 0 | 0 | 0 | 1 | 0 | 0 | [6 empty] | NOS | 1 |  | CHC SPARE ASPIRE SCREW FOR SPITTOON-Light-08-005-00
IM01609 | Dental Chair Spares-Nanhai Aspire-Seal Gaskit For Spittoon-000Qb-00-167-01 |  |  | A Class | NOS | NOS | I-Inventory | FG-Finish Good | R | Spares | Dental Chair-Spares | Dental Equiment | Main Location | 90330000 |  | FIFO | Nanhai | [8 empty] | 0 | 0 | 0 | 1 | 0 | 0 | [6 empty] | NOS | 1 |  | CHC SPARE ASPIRE SEAL GASKIT FOR SPITTOON-000QB-00-167-01
IM01610 | Chc Spare-Aspaire Chair Headrest Pillow Support |  |  | A Class | NOS | NOS | I-Inventory | FG-Finish Good | R | Spares | Dental Chair-Spares | Dental Equiment | Main Location | 90330000 |  | FIFO | Nanhai | [8 empty] | 0 | 0 | 0 | 1 | 0 | 0 | [6 empty] | NOS | 1 |  | CHC SPARE-ASPAIRE CHAIR HEADREST PILLOW SUPPORT
IM01611 | Dental Chair Spares-Nanhai Aspire- 3 Shape Tee -000QB-00-015-03 |  |  | A Class | NOS | NOS | I-Inventory | FG-Finish Good | R | Spares | Dental Chair-Spares | Dental Equiment | Main Location | 90330000 |  | FIFO | Nanhai | [8 empty] | 0 | 0 | 0 | 1 | 0 | 0 | [6 empty] | NOS | 1 |  | CHC SPARE-ASPIRE 3 SHAPE TEE -000QB-00-015-03
IM01612 | Dental Chair Spares-Nanhai Aspire- Air Box Manifold Block-000QB-00-026-07 |  |  | A Class | NOS | NOS | I-Inventory | FG-Finish Good | R | Spares | Dental Chair-Spares | Dental Equiment | Main Location | 90330000 |  | FIFO | Nanhai | [8 empty] | 0 | 0 | 0 | 1 | 0 | 0 | [6 empty] | NOS | 1 |  | CHC SPARE-ASPIRE AIR BOX MANIFOLD BLOCK-000QB-00-026-07
IM01613 | Dental Chair Spares-Nanhai Aspire- Bottle O-Ring-0528B-01-009-00 |  |  | A Class | NOS | NOS | I-Inventory | FG-Finish Good | R | Spares | Dental Chair-Spares | Dental Equiment | Main Location | 90330000 |  | FIFO | Nanhai | [8 empty] | 0 | 0 | 0 | 1 | 0 | 0 | [6 empty] | NOS | 1 |  | CHC SPARE-ASPIRE BOTTLE O-RING-0528B-01-009-00
IM01614 | Dental Chair Spares-Nanhai Aspire- Chair 3 In 1 Valve-YH-00047 |  |  | A Class | NOS | NOS | I-Inventory | FG-Finish Good | R | Spares | Dental Chair-Spares | Dental Equiment | Main Location | 90330000 |  | FIFO | Nanhai | [8 empty] | 0 | 0 | 0 | 1 | 0 | 0 | [6 empty] | NOS | 1 |  | CHC SPARE-ASPIRE CHAIR 3 IN 1 VALVE-YH-00047
IM01615 | Dental Chair Spares-Nanhai Aspire- Chair 6 Way Water Valve-000Qb-00-017-01 |  |  | A Class | NOS | NOS | I-Inventory | FG-Finish Good | R | Spares | Dental Chair-Spares | Dental Equiment | Main Location | 90330000 |  | FIFO | Nanhai | [8 empty] | 0 | 0 | 0 | 1 | 0 | 0 | [6 empty] | NOS | 1 |  | CHC SPARE-ASPIRE CHAIR 6 WAY WATER VALVE-000QB-00-017-01
IM01616 | Dental Chair Spares-Nanhai Aspire- Chair Air Cylinder-000Qb-00-102-01 |  |  | A Class | NOS | NOS | I-Inventory | FG-Finish Good | R | Spares | Dental Chair-Spares | Dental Equiment | Main Location | 90330000 |  | FIFO | Nanhai | [8 empty] | 0 | 0 | 0 | 1 | 0 | 0 | [6 empty] | NOS | 1 |  | CHC SPARE-ASPIRE CHAIR AIR CYLINDER-000QB-00-102-01
IM01617 | Dental Chair Spares-Nanhai Aspire- Chair Backrest Motor-000Qb-00-106-XY |  |  | A Class | NOS | NOS | I-Inventory | FG-Finish Good | R | Spares | Dental Chair-Spares | Dental Equiment | Main Location | 90330000 |  | FIFO | Nanhai | [8 empty] | 0 | 0 | 0 | 1 | 0 | 0 | [6 empty] | NOS | 1 |  | CHC SPARE-ASPIRE CHAIR BACKREST MOTOR-000QB-00-106-XY
IM01618 | Dental Chair Spares-Nanhai Aspire- Chair Base Floor Back Cover-0A800-01-104-01 |  |  | A Class | NOS | NOS | I-Inventory | FG-Finish Good | R | Spares | Dental Chair-Spares | Dental Equiment | Main Location | 90330000 |  | FIFO | Nanhai | [8 empty] | 0 | 0 | 0 | 1 | 0 | 0 | [6 empty] | NOS | 1 |  | CHC SPARE-ASPIRE CHAIR BASE FLOOR BACK COVER-0A800-01-104-01
IM01619 | Dental Chair Spares-Nanhai Aspire- Chair Delivery Unit Arm |  |  | A Class | NOS | NOS | I-Inventory | FG-Finish Good | R | Spares | Dental Chair-Spares | Dental Equiment | Main Location | 90330000 |  | FIFO | Nanhai | [8 empty] | 0 | 0 | 0 | 1 | 0 | 0 | [6 empty] | NOS | 1 |  | CHC SPARE-ASPIRE CHAIR DELIVERY UNIT ARM
IM01620 | Dental Chair Spares-Nanhai Aspire- Chair Delivery Unit Arm With Pneumatic Switch (New Arm) |  |  | A Class | NOS | NOS | I-Inventory | FG-Finish Good | R | Spares | Dental Chair-Spares | Dental Equiment | Main Location | 90330000 |  | FIFO | Nanhai | [8 empty] | 0 | 0 | 0 | 1 | 0 | 0 | [6 empty] | NOS | 1 |  | CHC SPARE-ASPIRE CHAIR DELIVERY UNIT ARM WITH PNEUMATIC SWITCH (NEW ARM)
IM01621 | Dental Chair Spares-Nanhai Aspire- Chair Delivery Unit PCB Sticker-0A800-05-107-A13 |  |  | A Class | NOS | NOS | I-Inventory | FG-Finish Good | C | Spares | Dental Chair-Spares | Dental Equiment | Main Location | 90330000 |  | FIFO | Nanhai | [8 empty] | 0 | 0 | 0 | 1 | 0 | 0 | [6 empty] | NOS | 1 |  | CHC SPARE-ASPIRE CHAIR DELIVERY UNIT PCB STICKER-0A800-05-107-A13
IM01622 | Dental Chair Spares-Nanhai Aspire- Chair Double 5 Pin Connector Wire |  |  | A Class | NOS | NOS | I-Inventory | FG-Finish Good | R | Spares | Dental Chair-Spares | Dental Equiment | Main Location | 90330000 |  | FIFO | Nanhai | [8 empty] | 0 | 0 | 0 | 1 | 0 | 0 | [6 empty] | NOS | 1 |  | CHC SPARE-ASPIRE CHAIR DOUBLE 5 PIN CONNECTOR WIRE
IM01623 | Dental Chair Spares-Nanhai Aspire- Chair Floor Box Cover-A2000-06-101-03 |  |  | A Class | NOS | NOS | I-Inventory | FG-Finish Good | R | Spares | Dental Chair-Spares | Dental Equiment | Main Location | 90330000 |  | FIFO | Nanhai | [8 empty] | 0 | 0 | 0 | 1 | 0 | 0 | [6 empty] | NOS | 1 |  | CHC SPARE-ASPIRE CHAIR FLOOR BOX COVER-A2000-06-101-03
IM01624 | Dental Chair Spares-Nanhai Aspire- Chair Foot Control Main Wire |  |  | A Class | NOS | NOS | I-Inventory | FG-Finish Good | R | Spares | Dental Chair-Spares | Dental Equiment | Main Location | 90330000 |  | FIFO | Nanhai | [8 empty] | 0 | 0 | 0 | 1 | 0 | 0 | [6 empty] | NOS | 1 |  | CHC SPARE-ASPIRE CHAIR FOOT CONTROL MAIN WIRE
IM01625 | Dental Chair Spares-Nanhai Aspire- Chair Foot Control Switch |  |  | A Class | NOS | NOS | I-Inventory | FG-Finish Good | R | Spares | Dental Chair-Spares | Dental Equiment | Main Location | 90330000 |  | FIFO | Nanhai | [8 empty] | 0 | 0 | 0 | 1 | 0 | 0 | [6 empty] | NOS | 1 |  | CHC SPARE-ASPIRE CHAIR FOOT CONTROL SWITCH
IM01626 | Dental Chair Spares-Nanhai Aspire- Chair Headrest Cover-0A800-01-108-01 |  |  | A Class | NOS | NOS | I-Inventory | FG-Finish Good | R | Spares | Dental Chair-Spares | Dental Equiment | Main Location | 90330000 |  | FIFO | Nanhai | [8 empty] | 0 | 0 | 0 | 1 | 0 | 0 | [6 empty] | NOS | 1 |  | CHC SPARE-ASPIRE CHAIR HEADREST COVER-0A800-01-108-01
IM01627 | Dental Chair Spares-Nanhai Aspire- Chair High Suction Valve-000Qb-00-032-01 |  |  | A Class | NOS | NOS | I-Inventory | FG-Finish Good | R | Spares | Dental Chair-Spares | Dental Equiment | Main Location | 90330000 |  | FIFO | Nanhai | [8 empty] | 0 | 0 | 0 | 1 | 0 | 0 | [6 empty] | NOS | 1 |  | CHC SPARE-ASPIRE CHAIR HIGH SUCTION VALVE-000QB-00-032-01
IM01628 | Dental Chair Spares-Nanhai Aspire- Chair Led Light PCB |  |  | A Class | NOS | NOS | I-Inventory | FG-Finish Good | R | Spares | Dental Chair-Spares | Dental Equiment | Main Location | 90330000 |  | FIFO | Nanhai | [8 empty] | 0 | 0 | 0 | 1 | 0 | 0 | [6 empty] | NOS | 1 |  | CHC SPARE-ASPIRE CHAIR LED LIGHT PCB
IM01629 | Dental Chair Spares-Nanhai Aspire- Chair Led Light Sensor |  |  | A Class | NOS | NOS | I-Inventory | FG-Finish Good | R | Spares | Dental Chair-Spares | Dental Equiment | Main Location | 90330000 |  | FIFO | Nanhai | [8 empty] | 0 | 0 | 0 | 1 | 0 | 0 | [6 empty] | NOS | 1 |  | CHC SPARE-ASPIRE CHAIR LED LIGHT SENSOR
IM01630 | Dental Chair Spares-Nanhai Aspire- Chair Left Side Cover-0A800-01-119-01 |  |  | A Class | NOS | NOS | I-Inventory | FG-Finish Good | R | Spares | Dental Chair-Spares | Dental Equiment | Main Location | 90330000 |  | FIFO | Nanhai | [8 empty] | 0 | 0 | 0 | 1 | 0 | 0 | [6 empty] | NOS | 1 |  | CHC SPARE-ASPIRE CHAIR LEFT SIDE COVER-0A800-01-119-01
IM01631 | Dental Chair Spares-Nanhai Aspire- Chair Left Side Handrest Arm-0A800-01-013-01 |  |  | A Class | NOS | NOS | I-Inventory | FG-Finish Good | R | Spares | Dental Chair-Spares | Dental Equiment | Main Location | 90330000 |  | FIFO | Nanhai | [8 empty] | 0 | 0 | 0 | 1 | 0 | 0 | [6 empty] | NOS | 1 |  | CHC SPARE-ASPIRE CHAIR LEFT SIDE HANDREST ARM-0A800-01-013-01
IM01632 | Dental Chair Spares-Nanhai Aspire- Chair Lift Side Cover Lid Decoration Cover-0A800-01-121-01 |  |  | A Class | NOS | NOS | I-Inventory | FG-Finish Good | R | Spares | Dental Chair-Spares | Dental Equiment | Main Location | 90330000 |  | FIFO | Nanhai | [8 empty] | 0 | 0 | 0 | 1 | 0 | 0 | [6 empty] | NOS | 1 |  | CHC SPARE-ASPIRE CHAIR LIFT SIDE COVER LID DECORATION COVER-0A800-01-121-01
IM01633 | Dental Chair Spares-Nanhai Aspire- Chair Main Board Of Water Unit-000Qb-00-114-XY |  |  | A Class | NOS | NOS | I-Inventory | FG-Finish Good | R | Spares | Dental Chair-Spares | Dental Equiment | Main Location | 90330000 |  | FIFO | Nanhai | [8 empty] | 0 | 0 | 0 | 1 | 0 | 0 | [6 empty] | NOS | 1 |  | CHC SPARE-ASPIRE CHAIR MAIN BOARD OF WATER UNIT-000QB-00-114-XY
IM01634 | Dental Chair Spares-Nanhai Aspire- Chair Main PCB-000Qb-00-103-XY |  |  | A Class | NOS | NOS | I-Inventory | FG-Finish Good | R | Spares | Dental Chair-Spares | Dental Equiment | Main Location | 90330000 |  | FIFO | Nanhai | [8 empty] | 0 | 0 | 0 | 1 | 0 | 0 | [6 empty] | NOS | 1 |  | CHC SPARE-ASPIRE CHAIR MAIN PCB-000QB-00-103-XY
IM01635 | Dental Chair Spares-Nanhai Aspire- Chair Motor Limit Switch-000Qb-00-140-XY |  |  | A Class | NOS | NOS | I-Inventory | FG-Finish Good | R | Spares | Dental Chair-Spares | Dental Equiment | Main Location | 90330000 |  | FIFO | Nanhai | [8 empty] | 0 | 0 | 0 | 1 | 0 | 0 | [6 empty] | NOS | 1 |  | CHC SPARE-ASPIRE CHAIR MOTOR LIMIT SWITCH-000QB-00-140-XY
IM01636 | Dental Chair Spares-Nanhai Aspire- Chair On And Off Switch-000Qb-00-143-02 |  |  | A Class | NOS | NOS | I-Inventory | FG-Finish Good | R | Spares | Dental Chair-Spares | Dental Equiment | Main Location | 90330000 |  | FIFO | Nanhai | [8 empty] | 0 | 0 | 0 | 1 | 0 | 0 | [6 empty] | NOS | 1 |  | CHC SPARE-ASPIRE CHAIR ON AND OFF SWITCH-000QB-00-143-02
IM01637 | Dental Chair Spares-Nanhai Aspire- Chair Power Cord-000Qb-00-260-02 |  |  | A Class | NOS | NOS | I-Inventory | FG-Finish Good | R | Spares | Dental Chair-Spares | Dental Equiment | Main Location | 90330000 |  | FIFO | Nanhai | [8 empty] | 0 | 0 | 0 | 1 | 0 | 0 | [6 empty] | NOS | 1 |  | CHC SPARE-ASPIRE CHAIR POWER CORD-000QB-00-260-02
IM01638 | Dental Chair Spares-Nanhai Aspire- Chair Right Side Cover-0A800-01-118-01 |  |  | A Class | NOS | NOS | I-Inventory | FG-Finish Good | R | Spares | Dental Chair-Spares | Dental Equiment | Main Location | 90330000 |  | FIFO | Nanhai | [8 empty] | 0 | 0 | 0 | 1 | 0 | 0 | [6 empty] | NOS | 1 |  | CHC SPARE-ASPIRE CHAIR RIGHT SIDE COVER-0A800-01-118-01
IM01639 | Dental Chair Spares-Nanhai Aspire- Chair Right Side Handrest Arm-0A800-01-014-01 |  |  | A Class | NOS | NOS | I-Inventory | FG-Finish Good | R | Spares | Dental Chair-Spares | Dental Equiment | Main Location | 90330000 |  | FIFO | Nanhai | [8 empty] | 0 | 0 | 0 | 1 | 0 | 0 | [6 empty] | NOS | 1 |  | CHC SPARE-ASPIRE CHAIR RIGHT SIDE HANDREST ARM-0A800-01-014-01
IM01640 | Dental Chair Spares-Nanhai Aspire- Chair Seat Uphostery Lower Cover -0A800-01-127-01 |  |  | A Class | NOS | NOS | I-Inventory | FG-Finish Good | C | Spares | Dental Chair-Spares | Dental Equiment | Main Location | 90330000 |  | FIFO | Nanhai | [8 empty] | 0 | 0 | 0 | 1 | 0 | 0 | [6 empty] | NOS | 1 |  | CHC SPARE-ASPIRE CHAIR SEAT UPHOSTERY LOWER COVER -0A800-01-127-01
IM01641 | Dental Chair Spares-Nanhai Aspire- Chair Small Fixer-000Qb-00-036-03 |  |  | A Class | NOS | NOS | I-Inventory | FG-Finish Good | R | Spares | Dental Chair-Spares | Dental Equiment | Main Location | 90330000 |  | FIFO | Nanhai | [8 empty] | 0 | 0 | 0 | 1 | 0 | 0 | [6 empty] | NOS | 1 |  | CHC SPARE-ASPIRE CHAIR SMALL FIXER-000QB-00-036-03
IM01642 | Dental Chair Spares-Nanhai Aspire- Chair Spittoon Base Lower Cover0528B-07-012-05 |  |  | A Class | NOS | NOS | I-Inventory | FG-Finish Good | R | Spares | Dental Chair-Spares | Dental Equiment | Main Location | 90330000 |  | FIFO | Nanhai | [8 empty] | 0 | 0 | 0 | 1 | 0 | 0 | [6 empty] | NOS | 1 |  | CHC SPARE-ASPIRE CHAIR SPITTOON BASE LOWER COVER0528B-07-012-05
IM01643 | Dental Chair Spares-Nanhai Aspire- Chair Spittoon Base Lower Cover-0528B-07-012-05 |  |  | A Class | NOS | NOS | I-Inventory | FG-Finish Good | R | Spares | Dental Chair-Spares | Dental Equiment | Main Location | 90330000 |  | FIFO | Nanhai | [8 empty] | 0 | 0 | 0 | 1 | 0 | 0 | [6 empty] | NOS | 1 |  | CHC SPARE-ASPIRE CHAIR SPITTOON BASE LOWER COVER-0528B-07-012-05
IM01644 | Dental Chair Spares-Nanhai Aspire- Chair Spittoon Base Upper Cover-0528B-07-012-04 |  |  | A Class | NOS | NOS | I-Inventory | FG-Finish Good | R | Spares | Dental Chair-Spares | Dental Equiment | Main Location | 90330000 |  | FIFO | Nanhai | [8 empty] | 0 | 0 | 0 | 1 | 0 | 0 | [6 empty] | NOS | 1 |  | CHC SPARE-ASPIRE CHAIR SPITTOON BASE UPPER COVER-0528B-07-012-04
IM01645 | Dental Chair Spares-Nanhai Aspire- Chair Spittoon Nozzle Cap |  |  | A Class | NOS | NOS | I-Inventory | FG-Finish Good | R | Spares | Dental Chair-Spares | Dental Equiment | Main Location | 90330000 |  | FIFO | Nanhai | [8 empty] | 0 | 0 | 0 | 1 | 0 | 0 | [6 empty] | NOS | 1 |  | CHC SPARE-ASPIRE CHAIR SPITTOON NOZZLE CAP
IM01646 | Dental Chair Spares-Nanhai Aspire- Chair Suction Filter |  |  | A Class | NOS | NOS | I-Inventory | FG-Finish Good | R | Spares | Dental Chair-Spares | Dental Equiment | Main Location | 90330000 |  | FIFO | Nanhai | [8 empty] | 0 | 0 | 0 | 1 | 0 | 0 | [6 empty] | NOS | 1 |  | CHC SPARE-ASPIRE CHAIR SUCTION FILTER
IM01647 | Dental Chair Spares-Nanhai Aspire- Chair Up Down Motor Lower Lid--0A800-01-103-01 |  |  | A Class | NOS | NOS | I-Inventory | FG-Finish Good | R | Spares | Dental Chair-Spares | Dental Equiment | Main Location | 90330000 |  | FIFO | Nanhai | [8 empty] | 0 | 0 | 0 | 1 | 0 | 0 | [6 empty] | NOS | 1 |  | CHC SPARE-ASPIRE CHAIR UP DOWN MOTOR LOWER LID--0A800-01-103-01
IM01648 | Dental Chair Spares-Nanhai Aspire- Chair Up Down Motor Upper Lid-0A800-01-102-01 |  |  | A Class | NOS | NOS | I-Inventory | FG-Finish Good | R | Spares | Dental Chair-Spares | Dental Equiment | Main Location | 90330000 |  | FIFO | Nanhai | [8 empty] | 0 | 0 | 0 | 1 | 0 | 0 | [6 empty] | NOS | 1 |  | CHC SPARE-ASPIRE CHAIR UP DOWN MOTOR UPPER LID-0A800-01-102-01
IM01649 | Dental Chair Spares-Nanhai Aspire- Chair Up Down Motor-000Qb-00-107-XY |  |  | A Class | NOS | NOS | I-Inventory | FG-Finish Good | R | Spares | Dental Chair-Spares | Dental Equiment | Main Location | 90330000 |  | FIFO | Nanhai | [8 empty] | 0 | 0 | 0 | 1 | 0 | 0 | [6 empty] | NOS | 1 |  | CHC SPARE-ASPIRE CHAIR UP DOWN MOTOR-000QB-00-107-XY
IM01650 | Dental Chair Spares-Nanhai Aspire- Chairlight Arm-000Qb-00-031-01 |  |  | A Class | NOS | NOS | I-Inventory | FG-Finish Good | R | Spares | Dental Chair-Spares | Dental Equiment | Main Location | 90330000 |  | FIFO | Nanhai | [8 empty] | 0 | 0 | 0 | 1 | 0 | 0 | [6 empty] | NOS | 1 |  | CHC SPARE-ASPIRE CHAIRLIGHT ARM-000QB-00-031-01
IM01651 | Dental Chair Spares-Nanhai Aspire- Cover For Backrest-0A800-01-107-01 |  |  | A Class | NOS | NOS | I-Inventory | FG-Finish Good | R | Spares | Dental Chair-Spares | Dental Equiment | Main Location | 90330000 |  | FIFO | Nanhai | [8 empty] | 0 | 0 | 0 | 1 | 0 | 0 | [6 empty] | NOS | 1 |  | CHC SPARE-ASPIRE COVER FOR BACKREST-0A800-01-107-01
IM01652 | Dental Chair Spares-Nanhai Aspire- Cover For Connector Pole-A2000-01-111-01 |  |  | A Class | NOS | NOS | I-Inventory | FG-Finish Good | R | Spares | Dental Chair-Spares | Dental Equiment | Main Location | 90330000 |  | FIFO | Nanhai | [8 empty] | 0 | 0 | 0 | 1 | 0 | 0 | [6 empty] | NOS | 1 |  | CHC SPARE-ASPIRE COVER FOR CONNECTOR POLE-A2000-01-111-01
IM01653 | Dental Chair Spares-Nanhai Aspire- Delivery Unit Arm Instrument Cap-0B280-04-105-A20 |  |  | A Class | NOS | NOS | I-Inventory | FG-Finish Good | R | Spares | Dental Chair-Spares | Dental Equiment | Main Location | 90330000 |  | FIFO | Nanhai | [8 empty] | 0 | 0 | 0 | 1 | 0 | 0 | [6 empty] | NOS | 1 |  | CHC SPARE-ASPIRE DELIVERY UNIT ARM INSTRUMENT CAP-0B280-04-105-A20
IM01654 | Dental Chair Spares-Nanhai Aspire- Delivery Unit Lower Support-000QB-00-036-02 |  |  | A Class | NOS | NOS | I-Inventory | FG-Finish Good | R | Spares | Dental Chair-Spares | Dental Equiment | Main Location | 90330000 |  | FIFO | Nanhai | [8 empty] | 0 | 0 | 0 | 1 | 0 | 0 | [6 empty] | NOS | 1 |  | CHC SPARE-ASPIRE DELIVERY UNIT LOWER SUPPORT-000QB-00-036-02
IM01655 | Dental Chair Spares-Nanhai Aspire- Floor Box Rubber Foot -000QB-00-224-01 |  |  | A Class | NOS | NOS | I-Inventory | FG-Finish Good | C | Spares | Dental Chair-Spares | Dental Equiment | Main Location | 90330000 |  | FIFO | Nanhai | [8 empty] | 0 | 0 | 0 | 1 | 0 | 0 | [6 empty] | NOS | 1 |  | CHC SPARE-ASPIRE FLOOR BOX RUBBER FOOT -000QB-00-224-01
IM01656 | Dental Chair Spares-Nanhai Aspire- High Suction Cannula |  |  | A Class | NOS | NOS | I-Inventory | FG-Finish Good | R | Spares | Dental Chair-Spares | Dental Equiment | Main Location | 90330000 |  | FIFO | Nanhai | [8 empty] | 0 | 0 | 0 | 1 | 0 | 0 | [6 empty] | NOS | 1 |  | CHC SPARE-ASPIRE HIGH SUCTION CANNULA
IM01657 | Dental Chair Spares-Nanhai Aspire- High Suction Cannula Lock Lever |  |  | A Class | NOS | NOS | I-Inventory | FG-Finish Good | R | Spares | Dental Chair-Spares | Dental Equiment | Main Location | 90330000 |  | FIFO | Nanhai | [8 empty] | 0 | 0 | 0 | 1 | 0 | 0 | [6 empty] | NOS | 1 |  | CHC SPARE-ASPIRE HIGH SUCTION CANNULA LOCK LEVER
IM01658 | Dental Chair Spares-Nanhai Aspire- Low Suction Cannula |  |  | A Class | NOS | NOS | I-Inventory | FG-Finish Good | R | Spares | Dental Chair-Spares | Dental Equiment | Main Location | 90330000 |  | FIFO | Nanhai | [8 empty] | 0 | 0 | 0 | 1 | 0 | 0 | [6 empty] | NOS | 1 |  | CHC SPARE-ASPIRE LOW SUCTION CANNULA
IM01659 | Dental Chair Spares-Nanhai Aspire- Low Suction Cannula Lock Lever |  |  | A Class | NOS | NOS | I-Inventory | FG-Finish Good | R | Spares | Dental Chair-Spares | Dental Equiment | Main Location | 90330000 |  | FIFO | Nanhai | [8 empty] | 0 | 0 | 0 | 1 | 0 | 0 | [6 empty] | NOS | 1 |  | CHC SPARE-ASPIRE LOW SUCTION CANNULA LOCK LEVER
IM01660 | Dental Chair Spares-Nanhai Aspire- Low Suction Valve-000QB-00-033-01 |  |  | A Class | NOS | NOS | I-Inventory | FG-Finish Good | R | Spares | Dental Chair-Spares | Dental Equiment | Main Location | 90330000 |  | FIFO | Nanhai | [8 empty] | 0 | 0 | 0 | 1 | 0 | 0 | [6 empty] | NOS | 1 |  | CHC SPARE-ASPIRE LOW SUCTION VALVE-000QB-00-033-01
IM01661 | Dental Chair Spares-Nanhai Aspire- Normal Close Valve-000QB-00-026-10 |  |  | A Class | NOS | NOS | I-Inventory | FG-Finish Good | R | Spares | Dental Chair-Spares | Dental Equiment | Main Location | 90330000 |  | FIFO | Nanhai | [8 empty] | 0 | 0 | 0 | 1 | 0 | 0 | [6 empty] | NOS | 1 |  | CHC SPARE-ASPIRE NORMAL CLOSE VALVE-000QB-00-026-10
IM01662 | Dental Chair Spares-Nanhai Aspire- Retraction Valve |  |  | A Class | NOS | NOS | I-Inventory | FG-Finish Good | R | Spares | Dental Chair-Spares | Dental Equiment | Main Location | 90330000 |  | FIFO | Nanhai | [8 empty] | 0 | 0 | 0 | 1 | 0 | 0 | [6 empty] | NOS | 1 |  | CHC SPARE-ASPIRE RETRACTION VALVE
IM01663 | Dental Chair Spares-Nanhai Aspire- Side Box Steel Plate-0A700-02-003-00 |  |  | A Class | NOS | NOS | I-Inventory | FG-Finish Good | R | Spares | Dental Chair-Spares | Dental Equiment | Main Location | 90330000 |  | FIFO | Nanhai | [8 empty] | 0 | 0 | 0 | 1 | 0 | 0 | [6 empty] | NOS | 1 |  | CHC SPARE-ASPIRE SIDE BOX STEEL PLATE-0A700-02-003-00
IM01664 | Dental Chair Spares-Nanhai Aspire- Spitoon-0528B-07-026-01 |  |  | A Class | NOS | NOS | I-Inventory | FG-Finish Good | R | Spares | Dental Chair-Spares | Dental Equiment | Main Location | 90330000 |  | FIFO | Nanhai | [8 empty] | 0 | 0 | 0 | 1 | 0 | 0 | [6 empty] | NOS | 1 |  | CHC SPARE-ASPIRE SPITOON-0528B-07-026-01
IM01665 | Dental Chair Spares-Nanhai Aspire- Spittioon Assembly Nut-0Light-00-000-04 |  |  | A Class | NOS | NOS | I-Inventory | FG-Finish Good | C | Spares | Dental Chair-Spares | Dental Equiment | Main Location | 90330000 |  | FIFO | Nanhai | [8 empty] | 0 | 0 | 0 | 1 | 0 | 0 | [6 empty] | NOS | 1 |  | CHC SPARE-ASPIRE SPITTIOON ASSEMBLY NUT-0Light-00-000-04
IM01666 | Dental Chair Spares-Nanhai Aspire- Spitton Water Nozzle-000Qb-00-111-10 |  |  | A Class | NOS | NOS | I-Inventory | FG-Finish Good | C | Spares | Dental Chair-Spares | Dental Equiment | Main Location | 90330000 |  | FIFO | Nanhai | [8 empty] | 0 | 0 | 0 | 1 | 0 | 0 | [6 empty] | NOS | 1 |  | CHC SPARE-ASPIRE SPITTON WATER NOZZLE-000QB-00-111-10
IM01667 | Dental Chair Spares-Nanhai Aspire- Suit For Cuspidor-0A700-09-001-01 |  |  | A Class | NOS | NOS | I-Inventory | FG-Finish Good | C | Spares | Dental Chair-Spares | Dental Equiment | Main Location | 90330000 |  | FIFO | Nanhai | [8 empty] | 0 | 0 | 0 | 1 | 0 | 0 | [6 empty] | NOS | 1 |  | CHC SPARE-ASPIRE SUIT FOR CUSPIDOR-0A700-09-001-01
IM01668 | Dental Chair Spares-Nanhai Aspire- Valve For Tank-0528B-07-012-03 |  |  | A Class | NOS | NOS | I-Inventory | FG-Finish Good | R | Spares | Dental Chair-Spares | Dental Equiment | Main Location | 90330000 |  | FIFO | Nanhai | [8 empty] | 0 | 0 | 0 | 1 | 0 | 0 | [6 empty] | NOS | 1 |  | CHC SPARE-ASPIRE VALVE FOR TANK-0528B-07-012-03
IM01669 | Dental Chair Spares-Nanhai Aspire- Water Bottle Holder |  |  | A Class | NOS | NOS | I-Inventory | FG-Finish Good | R | Spares | Dental Chair-Spares | Dental Equiment | Main Location | 90330000 |  | FIFO | Nanhai | [8 empty] | 0 | 0 | 0 | 1 | 0 | 0 | [6 empty] | NOS | 1 |  | CHC SPARE-ASPIRE WATER BOTTLE HOLDER
IM01670 | Dental Chair Spares-Nanhai Aspire- Water Bottle Nozzle -0Light-00-000-06 |  |  | A Class | NOS | NOS | I-Inventory | FG-Finish Good | C | Spares | Dental Chair-Spares | Dental Equiment | Main Location | 90330000 |  | FIFO | Nanhai | [8 empty] | 0 | 0 | 0 | 1 | 0 | 0 | [6 empty] | NOS | 1 |  | CHC SPARE-ASPIRE WATER BOTTLE NOZZLE -0Light-00-000-06
IM01671 | Dental Chair Spares-Nanhai Aspire- Water Bottle-000QB-00-034-03 |  |  | A Class | NOS | NOS | I-Inventory | FG-Finish Good | R | Spares | Dental Chair-Spares | Dental Equiment | Main Location | 90330000 |  | FIFO | Nanhai | [8 empty] | 0 | 0 | 0 | 1 | 0 | 0 | [6 empty] | NOS | 1 |  | CHC SPARE-ASPIRE WATER BOTTLE-000QB-00-034-03
IM01672 | Dental Chair Spares-Nanhai Aspire- Water Changed Valve-000QB-00-022-01 |  |  | A Class | NOS | NOS | I-Inventory | FG-Finish Good | R | Spares | Dental Chair-Spares | Dental Equiment | Main Location | 90330000 |  | FIFO | Nanhai | [8 empty] | 0 | 0 | 0 | 1 | 0 | 0 | [6 empty] | NOS | 1 |  | CHC SPARE-ASPIRE WATER CHANGED VALVE-000QB-00-022-01
IM01673 | Dental Chair Spares-Nanhai Aspire- Water Changed Valve-000QB-07-001-01 |  |  | A Class | NOS | NOS | I-Inventory | FG-Finish Good | R | Spares | Dental Chair-Spares | Dental Equiment | Main Location | 90330000 |  | FIFO | Nanhai | [8 empty] | 0 | 0 | 0 | 1 | 0 | 0 | [6 empty] | NOS | 1 |  | CHC SPARE-ASPIRE WATER CHANGED VALVE-000QB-07-001-01
IM01674 | Dental Chair Spares-Nanhai Aspire- Water Controller-000QB-00-024-01 |  |  | A Class | NOS | NOS | I-Inventory | FG-Finish Good | R | Spares | Dental Chair-Spares | Dental Equiment | Main Location | 90330000 |  | FIFO | Nanhai | [8 empty] | 0 | 0 | 0 | 1 | 0 | 0 | [6 empty] | NOS | 1 |  | CHC SPARE-ASPIRE WATER CONTROLLER-000QB-00-024-01
IM01675 | Dental Chair Spares-Nanhai Aspire- Water Filter Nozzle-000QB-00-178-04 |  |  | A Class | NOS | NOS | I-Inventory | FG-Finish Good | C | Spares | Dental Chair-Spares | Dental Equiment | Main Location | 90330000 |  | FIFO | Nanhai | [8 empty] | 0 | 0 | 0 | 1 | 0 | 0 | [6 empty] | NOS | 1 |  | CHC SPARE-ASPIRE WATER FILTER NOZZLE-000QB-00-178-04
IM01676 | Dental Chair Spares-Nanhai Aspire- Water Seat For Nozzle-000QB-00-111-14 |  |  | A Class | NOS | NOS | I-Inventory | FG-Finish Good | R | Spares | Dental Chair-Spares | Dental Equiment | Main Location | 90330000 |  | FIFO | Nanhai | [8 empty] | 0 | 0 | 0 | 1 | 0 | 0 | [6 empty] | NOS | 1 |  | CHC SPARE-ASPIRE WATER SEAT FOR NOZZLE-000QB-00-111-14
IM01677 | Dental Chair Spares-Nanhai Aspire- Air On/Off Switch-000QB-00-081-01 |  |  | A Class | NOS | NOS | I-Inventory | FG-Finish Good | R | Spares | Dental Chair-Spares | Dental Equiment | Main Location | 90330000 |  | FIFO | Nanhai | [8 empty] | 0 | 0 | 0 | 1 | 0 | 0 | [6 empty] | NOS | 1 |  | CHC SPARE-ASPIRE AIR ON/OFF SWITCH-000QB-00-081-01
IM01678 | Dental Chair Spares-Nanhai Aspire- D/U Lower Cover-0528B-01-010-06 |  |  | A Class | NOS | NOS | I-Inventory | FG-Finish Good | R | Spares | Dental Chair-Spares | Dental Equiment | Main Location | 90330000 |  | FIFO | Nanhai | [8 empty] | 0 | 0 | 0 | 1 | 0 | 0 | [6 empty] | NOS | 1 |  | CHC SPARE-ASPIRE D/U LOWER COVER-0528B-01-010-06
IM01679 | Dental Chair Spares-Nanhai Aspire- D/U Upper Cover-0528B-01-010-05 |  |  | A Class | NOS | NOS | I-Inventory | FG-Finish Good | R | Spares | Dental Chair-Spares | Dental Equiment | Main Location | 90330000 |  | FIFO | Nanhai | [8 empty] | 0 | 0 | 0 | 1 | 0 | 0 | [6 empty] | NOS | 1 |  | CHC SPARE-ASPIRE D/U UPPER COVER-0528B-01-010-05
IM01680 | Dental Chair Spares-Power Keen- Star-Upholstery Rexin Yello #6 |  |  | A Class | NOS | NOS | I-Inventory | FG-Finish Good | R | Spares | Dental Chair-Spares | Dental Equiment | Main Location | 90184900 |  | FIFO | Power Keen | [8 empty] | 0 | 0 | 0 | 1 | 0 | 0 | [6 empty] | NOS | 1 |  | PK/AC/UP/POWER KEEN/UPHOL./REXIN YELLOW # 6
IM01683 | Dental Chair Spares-Anthos-Assistance Table Board/Tray 97660201 |  |  | A Class | NOS | NOS | I-Inventory | FG-Finish Good | R | Spares | Dental Chair-Spares | Dental Equiment | Main Location | 90330000 |  | FIFO | Anthos/Cefla | [8 empty] | 0 | 0 | 0 | 1 | 0 | 0 | [6 empty] | NOS | 1 |  | Cf/Sp/Assistance Table Board/Tray 97660201
IM01684 | Dental Chair Spares-Anthos-Cefla Control Board Blower/Valve 97660565 |  |  | A Class | NOS | NOS | I-Inventory | FG-Finish Good | R | Spares | Dental Chair-Spares | Dental Equiment | Main Location | 90330000 |  | FIFO | Anthos/Cefla | [8 empty] | 0 | 0 | 0 | 1 | 0 | 0 | [6 empty] | NOS | 1 |  | CF/SP/CEFLA CONTROL BOARD BLOWER/VALVE 97660565
IM01685 | Dental Chair Spares-Anthos-Digit Pedal Base Board 97660442/C |  |  | A Class | NOS | NOS | I-Inventory | FG-Finish Good | R | Spares | Dental Chair-Spares | Dental Equiment | Main Location | 90330000 |  | FIFO | Anthos/Cefla | [8 empty] | 0 | 0 | 0 | 1 | 0 | 0 | [6 empty] | NOS | 1 |  | Cf/Sp/Digit Pedal Base Board 97660442/C
IM01686 | Dental Chair Spares-Anthos-Extender/Repeater Homi 97661499 |  |  | A Class | NOS | NOS | I-Inventory | FG-Finish Good | R | Spares | Dental Chair-Spares | Dental Equiment | Main Location | 90330000 |  | FIFO | Anthos/Cefla | [8 empty] | 0 | 0 | 0 | 1 | 0 | 0 | [6 empty] | NOS | 1 |  | CF/SP/EXTENDER/REPEATER HOMI 97661499
IM01687 | Dental Chair Spares-Anthos-Full Touch Int Gr/W/Cover 91109251 |  |  | A Class | NOS | NOS | I-Inventory | FG-Finish Good | R | Spares | Dental Chair-Spares | Dental Equiment | Main Location | 90330000 |  | FIFO | Anthos/Cefla | [8 empty] | 0 | 0 | 0 | 1 | 0 | 0 | [6 empty] | NOS | 1 |  | CF/SP/FULL TOUCH INT GR/W/COVER 91109251
IM01688 | Dental Chair Spares-Anthos-Handle W/O Pneumatic Brake 97466079 |  |  | A Class | NOS | NOS | I-Inventory | FG-Finish Good | R | Spares | Dental Chair-Spares | Dental Equiment | Main Location | 90330000 |  | FIFO | Anthos/Cefla | [8 empty] | 0 | 0 | 0 | 1 | 0 | 0 | [6 empty] | NOS | 1 |  | Cf/Sp/Handle w/o Pneumatic Brake 97466079
IM01689 | Dental Chair Spares-Anthos-Pcb 97660177/C |  |  | A Class | NOS | NOS | I-Inventory | FG-Finish Good | R | Spares | Dental Chair-Spares | Dental Equiment | Main Location | 90330000 |  | FIFO | Anthos/Cefla | [8 empty] | 0 | 0 | 0 | 1 | 0 | 0 | [6 empty] | NOS | 1 |  | Cf/Sp/Pcb 97660177/C
IM01690 | Dental Chair Spares-Anthos-Pcb 97700230/97700231 |  |  | A Class | NOS | NOS | I-Inventory | FG-Finish Good | R | Spares | Dental Chair-Spares | Dental Equiment | Main Location | 90330000 |  | FIFO | Anthos/Cefla | [8 empty] | 0 | 0 | 0 | 1 | 0 | 0 | [6 empty] | NOS | 1 |  | Cf/Sp/Pcb 97700230/97700231
IM01691 | Dental Chair Spares-Anthos-Safety Valve 1/8 97290098 |  |  | A Class | NOS | NOS | I-Inventory | FG-Finish Good | R | Spares | Dental Chair-Spares | Dental Equiment | Main Location | 90330000 |  | FIFO | Anthos/Cefla | [5 empty] | . |  |  | 0 | 0 | 0 | 1 | 0 | 0 | [6 empty] | NOS | 1 |  | CF/SP/SAFETY VALVE 1/8 97290098
IM01692 | Dental Chair Spares-Anthos-Victor-Vx86/ Backrest Arch V91100530 |  |  | A Class | NOS | NOS | I-Inventory | FG-Finish Good | R | Spares | Dental Chair-Spares | Dental Equiment | Main Location | 90330000 |  | FIFO | Anthos/Cefla | [8 empty] | 0 | 0 | 0 | 1 | 0 | 0 | [6 empty] | NOS | 1 |  | VICTOR/DC/SP/VX86/ BACKREST ARCH V91100530
IM01693 | Dental Chair Spares-Anthos-Shell Hub For Hydric Arm-99922247 |  |  | A Class | NOS | NOS | I-Inventory | FG-Finish Good | C | Spares | Dental Chair-Spares | Dental Equiment | Main Location | 94016900 |  | FIFO | Anthos/Cefla | [8 empty] | 0 | 0 | 0 | 1 | 0 | 0 | [6 empty] | NOS | 1 |  | CF/DU/SP/SHELL HUB FOR HYDRIC ARM-99922247
IM01694 | Dental Chair Spares-Anthos-Victor Doctor Console Board V97660046 |  |  | A Class | NOS | NOS | I-Inventory | FG-Finish Good | R | Spares | Dental Chair-Spares | Dental Equiment | Main Location | 90330000 |  | FIFO | Anthos/Cefla | [8 empty] | 0 | 0 | 0 | 1 | 0 | 0 | [6 empty] | NOS | 1 |  | CF/DU/SP/VICTOR DOCTOR CONSOLE BOARD V97660046
IM01695 | Dental Chair Spares-Anthos-Lconn-Anthogyr L Connector Tubing |  |  | A Class | NOS | NOS | I-Inventory | FG-Finish Good | C | Spares | Dental Chair-Spares | Dental Equiment | Main Location | 90330000 |  | FIFO | Anthos/Cefla | [8 empty] | 0 | 0 | 0 | 1 | 0 | 0 | [6 empty] | NOS | 1 |  | Cf/Itl/Ac/LConn-Anthogyr L Connector Tubing
IM01696 | Dental Chair Spares-Anthos-Yconn-Anthogyr Y Connector Tubing |  |  | A Class | NOS | NOS | I-Inventory | FG-Finish Good | C | Spares | Dental Chair-Spares | Dental Equiment | Main Location | 90330000 |  | FIFO | Anthos/Cefla | [8 empty] | 0 | 0 | 0 | 1 | 0 | 0 | [6 empty] | NOS | 1 |  | Cf/Ity/Ac/YConn-Anthogyr Y Connector Tubing
IM01697 | Dental Chair Spares-Anthos-Confident Suction Pcb 14 |  |  | A Class | NOS | NOS | I-Inventory | FG-Finish Good | R | Spares | Dental Chair-Spares | Dental Equiment | Main Location | 90330000 |  | FIFO | Anthos/Cefla | [8 empty] | 0 | 0 | 0 | 1 | 0 | 0 | [6 empty] | NOS | 1 |  | CF/LU/SP/CONFIDENT SUCTION PCB 14
IM01698 | Dental Chair Spares-Anthos-Lamp Potentiom El.System-97520525 |  |  | A Class | NOS | NOS | I-Inventory | FG-Finish Good | R | Spares | Dental Chair-Spares | Dental Equiment | Main Location | 90330000 |  | FIFO | Anthos/Cefla | [8 empty] | 0 | 0 | 0 | 1 | 0 | 0 | [6 empty] | NOS | 1 |  | CF/LU/SP/LAMP POTENTIOM EL.SYSTEM-97520525
IM01699 | Dental Chair Spares-Anthos-Anthogyr Mendibals |  |  | A Class | NOS | NOS | I-Inventory | FG-Finish Good | R | Spares | Dental Chair-Spares | Dental Equiment | Main Location | 90330000 |  | FIFO | Anthos/Cefla | [8 empty] | 0 | 0 | 0 | 1 | 0 | 0 | [6 empty] | NOS | 1 |  | Cf/Sc/Sp/Anthogyr Mendibals
IM01700 | Dental Chair Spares-Anthos-Cefla Satelec Scaler Tip C1 |  |  | A Class | NOS | NOS | I-Inventory | FG-Finish Good | R | Spares | Dental Chair-Spares | Dental Equiment | Main Location | 90330000 |  | FIFO | Anthos/Cefla | [8 empty] | 0 | 0 | 0 | 1 | 0 | 0 | [6 empty] | NOS | 1 |  | CF/SC/SP/CEFLA SATELEC SCALER TIP C1
IM01701 | Dental Chair Spares-Anthos-Scaler Handpiece U-Pz6 95520288 |  |  | A Class | NOS | NOS | I-Inventory | FG-Finish Good | R | Spares | Dental Chair-Spares | Dental Equiment | Main Location | 90330000 |  | FIFO | Anthos/Cefla | [8 empty] | 0 | 0 | 0 | 1 | 0 | 0 | [6 empty] | NOS | 1 |  | CF/SC/SP/SCALER HANDPIECE U-PZ6 95520288
IM01702 | Dental Chair Spares-Anthos- Backrest Spring 97815196 |  |  | A Class | NOS | NOS | I-Inventory | FG-Finish Good | C | Spares | Dental Chair-Spares | Dental Equiment | Main Location | 90330000 |  | FIFO | Anthos/Cefla | [5 empty] | . |  |  | 0 | 0 | 0 | 1 | 0 | 0 | [6 empty] | NOS | 1 |  | CF/SP/ BACKREST SPRING 97815196
IM01703 | Dental Chair Spares-Anthos- F.O. Piezon Scaler H.P.-97660197 |  |  | A Class | NOS | NOS | I-Inventory | FG-Finish Good | R | Spares | Dental Chair-Spares | Dental Equiment | Main Location | 90330000 |  | FIFO | Anthos/Cefla | [8 empty] | 0 | 0 | 0 | 1 | 0 | 0 | [6 empty] | NOS | 1 |  | Cf/Sp/ F.O. Piezon Scaler H.P.-97660197
IM01704 | Dental Chair Spares-Anthos- Lite 2013 Connec. Box Board 97661196 |  |  | A Class | NOS | NOS | I-Inventory | FG-Finish Good | R | Spares | Dental Chair-Spares | Dental Equiment | Main Location | 90330000 |  | FIFO | Anthos/Cefla | [8 empty] | 0 | 0 | 0 | 1 | 0 | 0 | [6 empty] | NOS | 1 |  | CF/SP/ LITE 2013 CONNEC. BOX BOARD 97661196
IM01705 | Dental Chair Spares-Anthos-2 Ed Water Spray E Valve 97720157 |  |  | A Class | NOS | NOS | I-Inventory | FG-Finish Good | R | Spares | Dental Chair-Spares | Dental Equiment | Main Location | 90330000 |  | FIFO | Anthos/Cefla | [8 empty] | 0 | 0 | 0 | 1 | 0 | 0 | [6 empty] | NOS | 1 |  | Cf/Sp/2 ED Water Spray E Valve 97720157
IM01706 | Dental Chair Spares-Anthos-24 Volt Dc Solenoid Valve |  |  | A Class | NOS | NOS | I-Inventory | FG-Finish Good | C | Spares | Dental Chair-Spares | Dental Equiment | Main Location | 90330000 |  | FIFO | Anthos/Cefla | [8 empty] | 0 | 0 | 0 | 1 | 0 | 0 | [6 empty] | NOS | 1 |  | Cf/Sp/24 Volt DC Solenoid Valve
IM01707 | Dental Chair Spares-Anthos-3 Ways Solenoid Valve 97720120 |  |  | A Class | NOS | NOS | I-Inventory | FG-Finish Good | C | Spares | Dental Chair-Spares | Dental Equiment | Main Location | 90330000 |  | FIFO | Anthos/Cefla | [8 empty] | 0 | 0 | 0 | 1 | 0 | 0 | [6 empty] | NOS | 1 |  | Cf/Sp/3 Ways Solenoid Valve 97720120
IM01708 | Dental Chair Spares-Anthos-3F Non Sect. Straight Syr. Sp 95520270 |  |  | A Class | NOS | NOS | I-Inventory | FG-Finish Good | R | Spares | Dental Chair-Spares | Dental Equiment | Main Location | 90330000 |  | FIFO | Anthos/Cefla | [8 empty] | 0 | 0 | 0 | 1 | 0 | 0 | [6 empty] | NOS | 1 |  | CF/SP/3F NON SECT. STRAIGHT SYR. SP 95520270
IM01709 | Dental Chair Spares-Anthos-3F Sect. Intern. Syringe Body 97289000 |  |  | A Class | NOS | NOS | I-Inventory | FG-Finish Good | R | Spares | Dental Chair-Spares | Dental Equiment | Main Location | 90330000 |  | FIFO | Anthos/Cefla | [8 empty] | 0 | 0 | 0 | 1 | 0 | 0 | [6 empty] | NOS | 1 |  | Cf/Sp/3F Sect. Intern. Syringe Body 97289000
IM01710 | Dental Chair Spares-Anthos-3F Section Syringe Shell 97289600 |  |  | A Class | NOS | NOS | I-Inventory | FG-Finish Good | R | Spares | Dental Chair-Spares | Dental Equiment | Main Location | 90330000 |  | FIFO | Anthos/Cefla | [8 empty] | 0 | 0 | 0 | 1 | 0 | 0 | [6 empty] | NOS | 1 |  | Cf/Sp/3F Section Syringe Shell 97289600
IM01711 | Dental Chair Spares-Anthos-4-30 Cm 5V Optical 97600128 |  |  | A Class | NOS | NOS | I-Inventory | FG-Finish Good | R | Spares | Dental Chair-Spares | Dental Equiment | Main Location | 90330000 |  | FIFO | Anthos/Cefla | [8 empty] | 0 | 0 | 0 | 1 | 0 | 0 | [6 empty] | NOS | 1 |  | CF/SP/4-30 CM 5V OPTICAL 97600128
IM01712 | Dental Chair Spares-Anthos-55E 12W Lamp 97710003 |  |  | A Class | NOS | NOS | I-Inventory | FG-Finish Good | R | Spares | Dental Chair-Spares | Dental Equiment | Main Location | 90330000 |  | FIFO | Anthos/Cefla | [8 empty] | 0 | 0 | 0 | 1 | 0 | 0 | [6 empty] | NOS | 1 |  | Cf/Sp/55E 12W Lamp 97710003
IM01713 | Dental Chair Spares-Anthos-6F Sect. Syringe Inter Body 97289400 |  |  | A Class | NOS | NOS | I-Inventory | FG-Finish Good | R | Spares | Dental Chair-Spares | Dental Equiment | Main Location | 90330000 |  | FIFO | Anthos/Cefla | [8 empty] | 0 | 0 | 0 | 1 | 0 | 0 | [6 empty] | NOS | 1 |  | Cf/Sp/6F Sect. Syringe Inter Body 97289400
IM01714 | Dental Chair Spares-Anthos-6F Section Ab Syringe Shell 97289200 |  |  | A Class | NOS | NOS | I-Inventory | FG-Finish Good | R | Spares | Dental Chair-Spares | Dental Equiment | Main Location | 90330000 |  | FIFO | Anthos/Cefla | [8 empty] | 0 | 0 | 0 | 1 | 0 | 0 | [6 empty] | NOS | 1 |  | CF/SP/6F Section AB Syringe Shell 97289200
IM01715 | Dental Chair Spares-Anthos-80* Norm Close 97734000 |  |  | A Class | NOS | NOS | I-Inventory | FG-Finish Good | R | Spares | Dental Chair-Spares | Dental Equiment | Main Location | 90330000 |  | FIFO | Anthos/Cefla | [8 empty] | 0 | 0 | 0 | 1 | 0 | 0 | [6 empty] | NOS | 1 |  | Cf/Sp/80* Norm Close 97734000
IM01716 | Dental Chair Spares-Anthos-A3 Plus Assist. Table Board 97620123 |  |  | A Class | NOS | NOS | I-Inventory | FG-Finish Good | R | Spares | Dental Chair-Spares | Dental Equiment | Main Location | 90330000 |  | FIFO | Anthos/Cefla | [8 empty] | 0 | 0 | 0 | 1 | 0 | 0 | [6 empty] | NOS | 1 |  | Cf/Sp/A3 Plus Assist. Table Board 97620123
IM01717 | Dental Chair Spares-Anthos-A6 Plus Assis Table Button Str 97620109 |  |  | A Class | NOS | NOS | I-Inventory | FG-Finish Good | R | Spares | Dental Chair-Spares | Dental Equiment | Main Location | 90330000 |  | FIFO | Anthos/Cefla | [8 empty] | 0 | 0 | 0 | 1 | 0 | 0 | [6 empty] | NOS | 1 |  | Cf/Sp/A6 Plus Assis Table Button STR 97620109
IM01718 | Dental Chair Spares-Anthos-A7 Plus Assis Table Button Str 97620102 |  |  | A Class | NOS | NOS | I-Inventory | FG-Finish Good | R | Spares | Dental Chair-Spares | Dental Equiment | Main Location | 90330000 |  | FIFO | Anthos/Cefla | [8 empty] | 0 | 0 | 0 | 1 | 0 | 0 | [6 empty] | NOS | 1 |  | Cf/Sp/A7 Plus Assis Table Button STR 97620102
IM01719 | Dental Chair Spares-Anthos-Adapt. From D117 To D11 Cannula 97461891 |  |  | A Class | NOS | NOS | I-Inventory | FG-Finish Good | R | Spares | Dental Chair-Spares | Dental Equiment | Main Location | 90330000 |  | FIFO | Anthos/Cefla | [8 empty] | 0 | 0 | 0 | 1 | 0 | 0 | [6 empty] | NOS | 1 |  | Cf/Sp/Adapt. From D117 to D11 Cannula 97461891
IM01720 | Dental Chair Spares-Anthos-Adapter For Saliva Suction 97466430 |  |  | A Class | NOS | NOS | I-Inventory | FG-Finish Good | R | Spares | Dental Chair-Spares | Dental Equiment | Main Location | 90330000 |  | FIFO | Anthos/Cefla | [5 empty] | . |  |  | 0 | 0 | 0 | 1 | 0 | 0 | [6 empty] | NOS | 1 |  | CF/SP/ADAPTER FOR SALIVA SUCTION 97466430
IM01721 | Dental Chair Spares-Anthos-Air Filter Plus Pilot Valve 97290115 |  |  | A Class | NOS | NOS | I-Inventory | FG-Finish Good | C | Spares | Dental Chair-Spares | Dental Equiment | Main Location | 90330000 |  | FIFO | Anthos/Cefla | [8 empty] | 0 | 0 | 0 | 1 | 0 | 0 | [6 empty] | NOS | 1 |  | Cf/Sp/Air Filter Plus Pilot Valve 97290115
IM01722 | Dental Chair Spares-Anthos-Air Main Ev Supply El System-97520407 |  |  | A Class | NOS | NOS | I-Inventory | FG-Finish Good | R | Spares | Dental Chair-Spares | Dental Equiment | Main Location | 90330000 |  | FIFO | Anthos/Cefla | [8 empty] | 0 | 0 | 0 | 1 | 0 | 0 | [6 empty] | NOS | 1 |  | Cf/Sp/Air Main EV Supply EL System-97520407
IM01723 | Dental Chair Spares-Anthos-Air Reducer 97290058 |  |  | A Class | NOS | NOS | I-Inventory | FG-Finish Good | R | Spares | Dental Chair-Spares | Dental Equiment | Main Location | 90330000 |  | FIFO | Anthos/Cefla | [8 empty] | 0 | 0 | 0 | 1 | 0 | 0 | [6 empty] | NOS | 1 |  | Cf/Sp/Air Reducer 97290058
IM01724 | Dental Chair Spares-Anthos-Air Stopper 99919824 |  |  | A Class | NOS | NOS | I-Inventory | FG-Finish Good | R | Spares | Dental Chair-Spares | Dental Equiment | Main Location | 90330000 |  | FIFO | Anthos/Cefla | [8 empty] | 0 | 0 | 0 | 1 | 0 | 0 | [6 empty] | NOS | 1 |  | Cf/Sp/Air Stopper 99919824
IM01725 | Dental Chair Spares-Anthos-Analog Pedal Base Board 97660461 |  |  | A Class | NOS | NOS | I-Inventory | FG-Finish Good | R | Spares | Dental Chair-Spares | Dental Equiment | Main Location | 90330000 |  | FIFO | Anthos/Cefla | [8 empty] | 0 | 0 | 0 | 1 | 0 | 0 | [6 empty] | NOS | 1 |  | Cf/Sp/Analog Pedal Base Board 97660461
IM01726 | Dental Chair Spares-Anthos Cattani Filter Art 97298200 |  |  | A Class | NOS | NOS | I-Inventory | FG-Finish Good | R | Spares | Dental Chair-Spares | Dental Equiment | Main Location | 90330000 |  | FIFO | Anthos/Cefla | [8 empty] | 0 | 0 | 0 | 1 | 0 | 0 | [6 empty] | NOS | 1 |  | Cf/Sp/Anthos Cattani Filter Art 97298200
IM01727 | Dental Chair Spares-Anthos Cattani Pump Board Group-91109148 |  |  | A Class | NOS | NOS | I-Inventory | FG-Finish Good | R | Spares | Dental Chair-Spares | Dental Equiment | Main Location | 90330000 |  | FIFO | Anthos/Cefla | [8 empty] | 0 | 0 | 0 | 1 | 0 | 0 | [6 empty] | NOS | 1 |  | Cf/Sp/Anthos Cattani Pump Board Group-91109148
IM01728 | Dental Chair Spares-Anthos New Pcb. 97660622 |  |  | A Class | NOS | NOS | I-Inventory | FG-Finish Good | R | Spares | Dental Chair-Spares | Dental Equiment | Main Location | 90330000 |  | FIFO | Anthos/Cefla | [8 empty] | 0 | 0 | 0 | 1 | 0 | 0 | [6 empty] | NOS | 1 |  | Cf/Sp/Anthos New Pcb. 97660622
IM01729 | Dental Chair Spares-Anthos Valvola Asp. Centr Aria - 90010250 |  |  | A Class | NOS | NOS | I-Inventory | FG-Finish Good | R | Spares | Dental Chair-Spares | Dental Equiment | Main Location | 90330000 |  | FIFO | Anthos/Cefla | [8 empty] | 0 | 0 | 0 | 1 | 0 | 0 | [6 empty] | NOS | 1 |  | Cf/Sp/Anthos Valvola ASP. Centr Aria - 90010250
IM01730 | Dental Chair Spares-Anthos-Apex Prototype Clip |  |  | A Class | NOS | NOS | I-Inventory | FG-Finish Good | R | Spares | Dental Chair-Spares | Dental Equiment | Main Location | 90330000 |  | FIFO | Anthos/Cefla | [5 empty] | .. |  |  | 0 | 0 | 0 | 1 | 0 | 0 | [6 empty] | NOS | 1 |  | CF/SP/APEX PROTOTYPE CLIP
IM01731 | Dental Chair Spares-Anthos-Armrest 102 Atlantic Blue 97992412 |  |  | A Class | NOS | NOS | I-Inventory | FG-Finish Good | R | Spares | Dental Chair-Spares | Dental Equiment | Main Location | 90330000 |  | FIFO | Anthos/Cefla | [5 empty] | . |  |  | 0 | 0 | 0 | 1 | 0 | 0 | [6 empty] | NOS | 1 |  | CF/SP/ARMREST 102 ATLANTIC BLUE 97992412
IM01732 | Dental Chair Spares-Anthos-Armrest 194 Venetian Red 97992427 |  |  | A Class | NOS | NOS | I-Inventory | FG-Finish Good | R | Spares | Dental Chair-Spares | Dental Equiment | Main Location | 90330000 |  | FIFO | Anthos/Cefla | [5 empty] | . |  |  | 0 | 0 | 0 | 1 | 0 | 0 | [6 empty] | NOS | 1 |  | CF/SP/ARMREST 194 VENETIAN RED 97992427
IM01733 | Dental Chair Spares-Anthos-Aspiration Filters 91109313 |  |  | A Class | NOS | NOS | I-Inventory | FG-Finish Good | R | Spares | Dental Chair-Spares | Dental Equiment | Main Location | 90330000 |  | FIFO | Anthos/Cefla | [8 empty] | 0 | 0 | 0 | 1 | 0 | 0 | [6 empty] | NOS | 1 |  | CF/SP/ASPIRATION FILTERS 91109313
IM01734 | Dental Chair Spares-Anthos-Ass.Module Inferior Body 97461330 |  |  | A Class | NOS | NOS | I-Inventory | FG-Finish Good | R | Spares | Dental Chair-Spares | Dental Equiment | Main Location | 90330000 |  | FIFO | Anthos/Cefla | [8 empty] | 0 | 0 | 0 | 1 | 0 | 0 | [6 empty] | NOS | 1 |  | CF/SP/ASS.MODULE INFERIOR BODY 97461330
IM01735 | Dental Chair Spares-Anthos-Assist. Table Prot. 97901546 |  |  | A Class | NOS | NOS | I-Inventory | FG-Finish Good | R | Spares | Dental Chair-Spares | Dental Equiment | Main Location | 90330000 |  | FIFO | Anthos/Cefla | [5 empty] | .. |  |  | 0 | 0 | 0 | 1 | 0 | 0 | [6 empty] | NOS | 1 |  | CF/SP/ASSIST. TABLE PROT. 97901546
IM01736 | Dental Chair Spares-Anthos-Back Control Panel Plastic Gua 97460665 |  |  | A Class | NOS | NOS | I-Inventory | FG-Finish Good | R | Spares | Dental Chair-Spares | Dental Equiment | Main Location | 90330000 |  | FIFO | Anthos/Cefla | [8 empty] | 0 | 0 | 0 | 1 | 0 | 0 | [6 empty] | NOS | 1 |  | Cf/Sp/Back Control Panel Plastic Gua 97460665
IM01737 | Dental Chair Spares-Anthos-Backrest Spring Pivot 97461888 |  |  | A Class | NOS | NOS | I-Inventory | FG-Finish Good | C | Spares | Dental Chair-Spares | Dental Equiment | Main Location | 90330000 |  | FIFO | Anthos/Cefla | [5 empty] | . |  |  | 0 | 0 | 0 | 1 | 0 | 0 | [6 empty] | NOS | 1 |  | CF/SP/BACKREST SPRING PIVOT 97461888
IM01738 | Dental Chair Spares-Anthos-Backrest Stool Cover 97460721 |  |  | A Class | NOS | NOS | I-Inventory | FG-Finish Good | R | Spares | Dental Chair-Spares | Dental Equiment | Main Location | 90330000 |  | FIFO | Anthos/Cefla | [8 empty] | 0 | 0 | 0 | 1 | 0 | 0 | [6 empty] | NOS | 1 |  | Cf/Sp/Backrest Stool Cover 97460721
IM01739 | Dental Chair Spares-Anthos-Backrest Support |  |  | A Class | NOS | NOS | I-Inventory | FG-Finish Good | R | Spares | Dental Chair-Spares | Dental Equiment | Main Location | 90330000 |  | FIFO | Anthos/Cefla | [8 empty] | 0 | 0 | 0 | 1 | 0 | 0 | [6 empty] | NOS | 1 |  | Cf/Sp/Backrest Support
IM01740 | Dental Chair Spares-Anthos-Bckpnl Vert Rear Cover 97461882 |  |  | A Class | NOS | NOS | I-Inventory | FG-Finish Good | R | Spares | Dental Chair-Spares | Dental Equiment | Main Location | 90330000 |  | FIFO | Anthos/Cefla | [5 empty] | . |  |  | 0 | 0 | 0 | 1 | 0 | 0 | [6 empty] | NOS | 1 |  | CF/SP/BCKPNL VERT REAR COVER 97461882
IM01741 | Dental Chair Spares-Anthos-Black Box 97660184 |  |  | A Class | NOS | NOS | I-Inventory | FG-Finish Good | R | Spares | Dental Chair-Spares | Dental Equiment | Main Location | 90330000 |  | FIFO | Anthos/Cefla | [8 empty] | 0 | 0 | 0 | 1 | 0 | 0 | [6 empty] | NOS | 1 |  | Cf/Sp/Black Box 97660184
IM01742 | Dental Chair Spares-Anthos-Bottle Holder O Ring 97375800 |  |  | A Class | NOS | NOS | I-Inventory | FG-Finish Good | C | Spares | Dental Chair-Spares | Dental Equiment | Main Location | 90330000 |  | FIFO | Anthos/Cefla | [8 empty] | 0 | 0 | 0 | 1 | 0 | 0 | [6 empty] | NOS | 1 |  | Cf/Sp/Bottle Holder O Ring 97375800
IM01743 | Dental Chair Spares-Anthos-Bowl Drain Mushr 97943700 |  |  | A Class | NOS | NOS | I-Inventory | FG-Finish Good | R | Spares | Dental Chair-Spares | Dental Equiment | Main Location | 90330000 |  | FIFO | Anthos/Cefla | [5 empty] | CF/SP/BOWL DRAIN MUSHR 97943700 |  |  | 0 | 0 | 0 | 1 | 0 | 0 | [6 empty] | NOS | 1 |  | CF/SP/BOWL DRAIN MUSHR 97943700
IM01744 | Dental Chair Spares-Anthos-Bulb |  |  | A Class | NOS | NOS | I-Inventory | FG-Finish Good | C | Spares | Dental Chair-Spares | Dental Equiment | Main Location | 90330000 |  | FIFO | Anthos/Cefla | [8 empty] | 0 | 0 | 0 | 1 | 0 | 0 | [6 empty] | NOS | 1 |  | Cf/Sp/Bulb
IM01745 | Dental Chair Spares-Anthos-Cable 2Mtr 97521821 |  |  | A Class | NOS | NOS | I-Inventory | FG-Finish Good | R | Spares | Dental Chair-Spares | Dental Equiment | Main Location | 90330000 |  | FIFO | Anthos/Cefla | [8 empty] | 0 | 0 | 0 | 1 | 0 | 0 | [6 empty] | NOS | 1 |  | CF/SP/CABLE 2MTR 97521821
IM01746 | Dental Chair Spares-Anthos-Can Lite Assis Table Board 97660421 |  |  | A Class | NOS | NOS | I-Inventory | FG-Finish Good | R | Spares | Dental Chair-Spares | Dental Equiment | Main Location | 90330000 |  | FIFO | Anthos/Cefla | [8 empty] | 0 | 0 | 0 | 1 | 0 | 0 | [6 empty] | NOS | 1 |  | Cf/Sp/Can Lite Assis Table Board 97660421
IM01747 | Dental Chair Spares-Anthos-Can Lite Board 97660576 |  |  | A Class | NOS | NOS | I-Inventory | FG-Finish Good | R | Spares | Dental Chair-Spares | Dental Equiment | Main Location | 90330000 |  | FIFO | Anthos/Cefla | [8 empty] | 0 | 0 | 0 | 1 | 0 | 0 | [6 empty] | NOS | 1 |  | Cf/Sp/Can Lite Board 97660576
IM01748 | Dental Chair Spares-Anthos-Can Tiny Doctor Module Board 97660701 |  |  | A Class | NOS | NOS | I-Inventory | FG-Finish Good | R | Spares | Dental Chair-Spares | Dental Equiment | Main Location | 90330000 |  | FIFO | Anthos/Cefla | [8 empty] | 0 | 0 | 0 | 1 | 0 | 0 | [6 empty] | NOS | 1 |  | Cf/sp/Can Tiny Doctor Module Board 97660701
IM01749 | Dental Chair Spares-Anthos-Cannule Tongue D-11 (50 Pcs.) 97901135 |  |  | A Class | NOS | NOS | I-Inventory | FG-Finish Good | R | Spares | Dental Chair-Spares | Dental Equiment | Main Location | 90330000 |  | FIFO | Anthos/Cefla | [8 empty] | 0 | 0 | 0 | 1 | 0 | 0 | [6 empty] | NOS | 1 |  | Cf/Sp/Cannule Tongue D-11 (50 PCS.) 97901135
IM01750 | Dental Chair Spares-Anthos-Cannule Tongue D-16 (50Pcs.) 97901134 |  |  | A Class | NOS | NOS | I-Inventory | FG-Finish Good | R | Spares | Dental Chair-Spares | Dental Equiment | Main Location | 90330000 |  | FIFO | Anthos/Cefla | [8 empty] | 0 | 0 | 0 | 1 | 0 | 0 | [6 empty] | NOS | 1 |  | Cf/Sp/Cannule Tongue D-16 (50PCS.) 97901134
IM01751 | Dental Chair Spares-Anthos-Cefla 3F Angled Syringe 95520233 |  |  | A Class | NOS | NOS | I-Inventory | FG-Finish Good | R | Spares | Dental Chair-Spares | Dental Equiment | Main Location | 90330000 |  | FIFO | Anthos/Cefla | [8 empty] | 0 | 0 | 0 | 1 | 0 | 0 | [6 empty] | NOS | 1 |  | Cf/Sp/Cefla 3F Angled Syringe 95520233
IM01752 | Dental Chair Spares-Anthos-Cefla A2 Scheda Interfaccia Poltr 97661204 |  |  | A Class | NOS | NOS | I-Inventory | FG-Finish Good | R | Spares | Dental Chair-Spares | Dental Equiment | Main Location | 90330000 |  | FIFO | Anthos/Cefla | [8 empty] | 0 | 0 | 0 | 1 | 0 | 0 | [6 empty] | NOS | 1 |  | Cf/Sp/Cefla A2 Scheda Interfaccia Poltr 97661204
IM01753 | Dental Chair Spares-Anthos-Cefla A5-A6 Console Key Board 97660808 |  |  | A Class | NOS | NOS | I-Inventory | FG-Finish Good | R | Spares | Dental Chair-Spares | Dental Equiment | Main Location | 90330000 |  | FIFO | Anthos/Cefla | [8 empty] | 0 | 0 | 0 | 1 | 0 | 0 | [6 empty] | NOS | 1 |  | Cf/Sp/Cefla A5-A6 Console Key Board 97660808
IM01754 | Dental Chair Spares-Anthos-Cefla Air Gr. (Adapt Plus Ev Plus Filter) 91104755 |  |  | A Class | NOS | NOS | I-Inventory | FG-Finish Good | R | Spares | Dental Chair-Spares | Dental Equiment | Main Location | 90330000 |  | FIFO | Anthos/Cefla | [8 empty] | 0 | 0 | 0 | 1 | 0 | 0 | [6 empty] | NOS | 1 |  | Cf/Sp/Cefla Air Gr. (Adapt Plus Ev Plus Filter) 91104755
IM01755 | Dental Chair Spares-Anthos-Cefla Assembly With Ev1 |  |  | A Class | NOS | NOS | I-Inventory | FG-Finish Good | R | Spares | Dental Chair-Spares | Dental Equiment | Main Location | 90330000 |  | FIFO | Anthos/Cefla | [8 empty] | 0 | 0 | 0 | 1 | 0 | 0 | [6 empty] | NOS | 1 |  | CF/SP/CEFLA ASSEMBLY WITH EV1
IM01756 | Dental Chair Spares-Anthos-Cefla Assist Modul Panel Control 97620174 |  |  | A Class | NOS | NOS | I-Inventory | FG-Finish Good | R | Spares | Dental Chair-Spares | Dental Equiment | Main Location | 90330000 |  | FIFO | Anthos/Cefla | [8 empty] | 0 | 0 | 0 | 1 | 0 | 0 | [6 empty] | NOS | 1 |  | Cf/Sp/Cefla Assist Modul Panel Control 97620174
IM01757 | Dental Chair Spares-Anthos-Cefla Assist Module Board 97660688 |  |  | A Class | NOS | NOS | I-Inventory | FG-Finish Good | R | Spares | Dental Chair-Spares | Dental Equiment | Main Location | 90330000 |  | FIFO | Anthos/Cefla | [8 empty] | 0 | 0 | 0 | 1 | 0 | 0 | [6 empty] | NOS | 1 |  | Cf/Sp/Cefla Assist Module Board 97660688
IM01758 | Dental Chair Spares-Anthos-Cefla Backrest Electric Motor 97210002 |  |  | A Class | NOS | NOS | I-Inventory | FG-Finish Good | R | Spares | Dental Chair-Spares | Dental Equiment | Main Location | 90330000 |  | FIFO | Anthos/Cefla | [8 empty] | 0 | 0 | 0 | 1 | 0 | 0 | [6 empty] | NOS | 1 |  | Cf/Sp/Cefla Backrest Electric Motor 97210002
IM01759 | Dental Chair Spares-Anthos-Cefla Bowl Filter-97466408 |  |  | A Class | NOS | NOS | I-Inventory | FG-Finish Good | R | Spares | Dental Chair-Spares | Dental Equiment | Main Location | 90330000 |  | FIFO | Anthos/Cefla | [8 empty] | 0 | 0 | 0 | 1 | 0 | 0 | [6 empty] | NOS | 1 |  | CF/SP/CEFLA BOWL FILTER-97466408
IM01760 | Dental Chair Spares-Anthos-Cefla Chair Potentiometer El. Syst. 97521262 |  |  | A Class | NOS | NOS | I-Inventory | FG-Finish Good | R | Spares | Dental Chair-Spares | Dental Equiment | Main Location | 90330000 |  | FIFO | Anthos/Cefla | [5 empty] | . |  |  | 0 | 0 | 0 | 1 | 0 | 0 | [6 empty] | NOS | 1 |  | CF/SP/CEFLA CHAIR POTENTIOMETER EL. SYST. 97521262
IM01761 | Dental Chair Spares-Anthos-Cefla Chair Vis Security Microswitch 97610004 |  |  | A Class | NOS | NOS | I-Inventory | FG-Finish Good | R | Spares | Dental Chair-Spares | Dental Equiment | Main Location | 90330000 |  | FIFO | Anthos/Cefla | [8 empty] | 0 | 0 | 0 | 1 | 0 | 0 | [6 empty] | NOS | 1 |  | Cf/Sp/Cefla Chair Vis Security Microswitch 97610004
IM01762 | Dental Chair Spares-Anthos-Cefla Conf Siringa 3F Curv Cp No Sez 95520269 |  |  | A Class | NOS | NOS | I-Inventory | FG-Finish Good | R | Spares | Dental Chair-Spares | Dental Equiment | Main Location | 90330000 |  | FIFO | Anthos/Cefla | [8 empty] | 0 | 0 | 0 | 1 | 0 | 0 | [6 empty] | NOS | 1 |  | Cf/Sp/Cefla Conf Siringa 3F Curv CP NO Sez 95520269
IM01763 | Dental Chair Spares-Anthos-Cefla Console Push Button A3 97620136 |  |  | A Class | NOS | NOS | I-Inventory | FG-Finish Good | R | Spares | Dental Chair-Spares | Dental Equiment | Main Location | 90330000 |  | FIFO | Anthos/Cefla | [8 empty] | 0 | 0 | 0 | 1 | 0 | 0 | [6 empty] | NOS | 1 |  | Cf/Sp/Cefla Console Push Button A3 97620136
IM01764 | Dental Chair Spares-Anthos-Cefla Cord No Sez 1200Mm Cons Led 95520275 |  |  | A Class | NOS | NOS | I-Inventory | FG-Finish Good | R | Spares | Dental Chair-Spares | Dental Equiment | Main Location | 90330000 |  | FIFO | Anthos/Cefla | [5 empty] | . |  |  | 0 | 0 | 0 | 1 | 0 | 0 | [6 empty] | NOS | 1 |  | Cf/sp/cefla cord no sez 1200mm cons led 95520275
IM01765 | Dental Chair Spares-Anthos-Cefla Cord No Sez L1200 T-Led 95520330 |  |  | A Class | NOS | NOS | I-Inventory | FG-Finish Good | R | Spares | Dental Chair-Spares | Dental Equiment | Main Location | 90330000 |  | FIFO | Anthos/Cefla | [8 empty] | 0 | 0 | 0 | 1 | 0 | 0 | [6 empty] | NOS | 1 |  | Cf/Sp/Cefla Cord No Sez L1200 T-Led 95520330
IM01766 | Dental Chair Spares-Anthos-Cefla Cord No Sez L1200Mm Aria Midw 95520329 |  |  | A Class | NOS | NOS | I-Inventory | FG-Finish Good | R | Spares | Dental Chair-Spares | Dental Equiment | Main Location | 90330000 |  | FIFO | Anthos/Cefla | [8 empty] | 0 | 0 | 0 | 1 | 0 | 0 | [6 empty] | NOS | 1 |  | Cf/Sp/Cefla Cord No Sez L1200mm Aria Midw 95520329
IM01767 | Dental Chair Spares-Anthos-Cefla Cord No Sez L1200Mm Conserv 95520274 |  |  | A Class | NOS | NOS | I-Inventory | FG-Finish Good | R | Spares | Dental Chair-Spares | Dental Equiment | Main Location | 90330000 |  | FIFO | Anthos/Cefla | [8 empty] | 0 | 0 | 0 | 1 | 0 | 0 | [6 empty] | NOS | 1 |  | Cf/Sp/Cefla Cord No Sez L1200mm Conserv 95520274
IM01768 | Dental Chair Spares-Anthos-Cefla Cord No Sez L1400 T-Led 95520324 |  |  | A Class | NOS | NOS | I-Inventory | FG-Finish Good | R | Spares | Dental Chair-Spares | Dental Equiment | Main Location | 90330000 |  | FIFO | Anthos/Cefla | [8 empty] | 0 | 0 | 0 | 1 | 0 | 0 | [6 empty] | NOS | 1 |  | Cf/Sp/Cefla Cord No Sez L1400 T-Led 95520324
IM01769 | Dental Chair Spares-Anthos-Cefla Cord No Sez L1400 Turb Midw 95520327 |  |  | A Class | NOS | NOS | I-Inventory | FG-Finish Good | R | Spares | Dental Chair-Spares | Dental Equiment | Main Location | 90330000 |  | FIFO | Anthos/Cefla | [8 empty] | 0 | 0 | 0 | 1 | 0 | 0 | [6 empty] | NOS | 1 |  | Cf/Sp/Cefla Cord No Sez L1400 Turb Midw 95520327
IM01770 | Dental Chair Spares-Anthos-Cefla Cord No Sez L1400 Turb Midw Fo 95520326 |  |  | A Class | NOS | NOS | I-Inventory | FG-Finish Good | R | Spares | Dental Chair-Spares | Dental Equiment | Main Location | 90330000 |  | FIFO | Anthos/Cefla | [8 empty] | 0 | 0 | 0 | 1 | 0 | 0 | [6 empty] | NOS | 1 |  | Cf/Sp/Cefla Cord No Sez L1400 Turb Midw Fo 95520326
IM01771 | Dental Chair Spares-Anthos-Cefla Cord No Sez L1400Mm Cons Led 95520273 |  |  | A Class | NOS | NOS | I-Inventory | FG-Finish Good | R | Spares | Dental Chair-Spares | Dental Equiment | Main Location | 90330000 |  | FIFO | Anthos/Cefla | [8 empty] | 0 | 0 | 0 | 1 | 0 | 0 | [6 empty] | NOS | 1 |  | Cf/Sp/Cefla Cord No Sez L1400mm Cons Led 95520273
IM01772 | Dental Chair Spares-Anthos-Cefla Cord No Sez L1400Mm Conserv 95520272 |  |  | A Class | NOS | NOS | I-Inventory | FG-Finish Good | R | Spares | Dental Chair-Spares | Dental Equiment | Main Location | 90330000 |  | FIFO | Anthos/Cefla | [8 empty] | 0 | 0 | 0 | 1 | 0 | 0 | [6 empty] | NOS | 1 |  | Cf/Sp/Cefla Cord No Sez L1400mm Conserv 95520272
IM01773 | Dental Chair Spares-Anthos-Cefla Cover Connection Group 91109361 |  |  | A Class | NOS | NOS | I-Inventory | FG-Finish Good | R | Spares | Dental Chair-Spares | Dental Equiment | Main Location | 90330000 |  | FIFO | Anthos/Cefla | [5 empty] | . |  |  | 0 | 0 | 0 | 1 | 0 | 0 | [6 empty] | NOS | 1 |  | CF/SP/CEFLA COVER CONNECTION GROUP 91109361
IM01774 | Dental Chair Spares-Anthos-Cefla Cpv Clamp 97660020 |  |  | A Class | NOS | NOS | I-Inventory | FG-Finish Good | R | Spares | Dental Chair-Spares | Dental Equiment | Main Location | 90330000 |  | FIFO | Anthos/Cefla | [8 empty] | 0 | 0 | 0 | 1 | 0 | 0 | [6 empty] | NOS | 1 |  | Cf/Sp/Cefla CPV Clamp 97660020
IM01775 | Dental Chair Spares-Anthos-Cefla Ctrl Board Brushless Motor 97660799 |  |  | A Class | NOS | NOS | I-Inventory | FG-Finish Good | R | Spares | Dental Chair-Spares | Dental Equiment | Main Location | 90330000 |  | FIFO | Anthos/Cefla | [8 empty] | 0 | 0 | 0 | 1 | 0 | 0 | [6 empty] | NOS | 1 |  | Cf/Sp/Cefla Ctrl Board Brushless Motor 97660799
IM01776 | Dental Chair Spares-Anthos-Cefla Dental Chair Board 97661452 |  |  | A Class | NOS | NOS | I-Inventory | FG-Finish Good | R | Spares | Dental Chair-Spares | Dental Equiment | Main Location | 90330000 |  | FIFO | Anthos/Cefla | [5 empty] | . |  |  | 0 | 0 | 0 | 1 | 0 | 0 | [6 empty] | NOS | 1 |  | CF/SP/CEFLA DENTAL CHAIR BOARD 97661452
IM01777 | Dental Chair Spares-Anthos-Cefla Dental Limiter Board 97661697 |  |  | A Class | NOS | NOS | I-Inventory | FG-Finish Good | R | Spares | Dental Chair-Spares | Dental Equiment | Main Location | 90330000 |  | FIFO | Anthos/Cefla | [8 empty] | 0 | 0 | 0 | 1 | 0 | 0 | [6 empty] | NOS | 1 |  | CF/SP/CEFLA DENTAL LIMITER BOARD 97661697
IM01778 | Dental Chair Spares-Anthos-Cefla Dental Unit Sup. Arm 99922350 |  |  | A Class | NOS | NOS | I-Inventory | FG-Finish Good | R | Spares | Dental Chair-Spares | Dental Equiment | Main Location | 90330000 |  | FIFO | Anthos/Cefla | [8 empty] | 0 | 0 | 0 | 1 | 0 | 0 | [6 empty] | NOS | 1 |  | Cf/Sp/Cefla Dental Unit Sup. Arm 99922350
IM01779 | Dental Chair Spares-Anthos-Cefla Dental Upper Basic Board 97661509 |  |  | A Class | NOS | NOS | I-Inventory | FG-Finish Good | R | Spares | Dental Chair-Spares | Dental Equiment | Main Location | 90330000 |  | FIFO | Anthos/Cefla | [8 empty] | 0 | 0 | 0 | 1 | 0 | 0 | [6 empty] | NOS | 1 |  | CF/SP/CEFLA DENTAL UPPER BASIC BOARD 97661509
IM01780 | Dental Chair Spares-Anthos-Cefla Dental Upper Bord Chair 97661508 |  |  | A Class | NOS | NOS | I-Inventory | FG-Finish Good | R | Spares | Dental Chair-Spares | Dental Equiment | Main Location | 90330000 |  | FIFO | Anthos/Cefla | [8 empty] | 0 | 0 | 0 | 1 | 0 | 0 | [6 empty] | NOS | 1 |  | CF/SP/CEFLA DENTAL UPPER BORD CHAIR 97661508
IM01781 | Dental Chair Spares-Anthos-Cefla Digit Pedal Supply El System 97520532 |  |  | A Class | NOS | NOS | I-Inventory | FG-Finish Good | R | Spares | Dental Chair-Spares | Dental Equiment | Main Location | 90330000 |  | FIFO | Anthos/Cefla | [8 empty] | 0 | 0 | 0 | 1 | 0 | 0 | [6 empty] | NOS | 1 |  | Cf/Sp/Cefla Digit Pedal Supply El System 97520532
IM01782 | Dental Chair Spares-Anthos-Cefla El.Ev Mm Brushless Device 97521115 |  |  | A Class | NOS | NOS | I-Inventory | FG-Finish Good | R | Spares | Dental Chair-Spares | Dental Equiment | Main Location | 90330000 |  | FIFO | Anthos/Cefla | [5 empty] | . |  |  | 0 | 0 | 0 | 1 | 0 | 0 | [6 empty] | NOS | 1 |  | Cf/sp/cefla el.ev mm brushless device 97521115
IM01783 | Dental Chair Spares-Anthos-Cefla El.Pw.Sup.Board For Chair-97520783 |  |  | A Class | NOS | NOS | I-Inventory | FG-Finish Good | R | Spares | Dental Chair-Spares | Dental Equiment | Main Location | 90330000 |  | FIFO | Anthos/Cefla | [8 empty] | 0 | 0 | 0 | 1 | 0 | 0 | [6 empty] | NOS | 1 |  | CF/SP/CEFLA EL.PW.SUP.BOARD FOR CHAIR-97520783
IM01784 | Dental Chair Spares-Anthos-Cefla Electric Motor Capacitor 97630002 |  |  | A Class | NOS | NOS | I-Inventory | FG-Finish Good | C | Spares | Dental Chair-Spares | Dental Equiment | Main Location | 90330000 |  | FIFO | Anthos/Cefla | [8 empty] | 0 | 0 | 0 | 1 | 0 | 0 | [6 empty] | NOS | 1 |  | Cf/Sp/Cefla Electric Motor Capacitor 97630002
IM01785 | Dental Chair Spares-Anthos-Cefla Electrov Gr. Glass Cuspidor Bo 91109094 |  |  | A Class | NOS | NOS | I-Inventory | FG-Finish Good | R | Spares | Dental Chair-Spares | Dental Equiment | Main Location | 90330000 |  | FIFO | Anthos/Cefla | [8 empty] | 0 | 0 | 0 | 1 | 0 | 0 | [6 empty] | NOS | 1 |  | Cf/Sp/Cefla Electrov Gr. Glass Cuspidor Bo 91109094
IM01786 | Dental Chair Spares-Anthos-Cefla Electrovalve Complete 91109097 |  |  | A Class | NOS | NOS | I-Inventory | FG-Finish Good | R | Spares | Dental Chair-Spares | Dental Equiment | Main Location | 90330000 |  | FIFO | Anthos/Cefla | [8 empty] | 0 | 0 | 0 | 1 | 0 | 0 | [6 empty] | NOS | 1 |  | Cf/Sp/Cefla Electrovalve Complete 91109097
IM01787 | Dental Chair Spares-Anthos-Cefla Emergency Microswitch Backrest 97610012 |  |  | A Class | NOS | NOS | I-Inventory | FG-Finish Good | R | Spares | Dental Chair-Spares | Dental Equiment | Main Location | 90330000 |  | FIFO | Anthos/Cefla | [8 empty] | 0 | 0 | 0 | 1 | 0 | 0 | [6 empty] | NOS | 1 |  | Cf/Sp/Cefla Emergency Microswitch Backrest 97610012
IM01788 | Dental Chair Spares-Anthos-Cefla Fo Ultras Non Sect Hose 1200-95520323 |  |  | A Class | NOS | NOS | I-Inventory | FG-Finish Good | R | Spares | Dental Chair-Spares | Dental Equiment | Main Location | 90330000 |  | FIFO | Anthos/Cefla | [8 empty] | 0 | 0 | 0 | 1 | 0 | 0 | [6 empty] | NOS | 1 |  | CF/SP/CEFLA FO ULTRAS NON SECT HOSE 1200-95520323
IM01789 | Dental Chair Spares-Anthos-Cefla Footcontrol Boards 91109211 |  |  | A Class | NOS | NOS | I-Inventory | FG-Finish Good | R | Spares | Dental Chair-Spares | Dental Equiment | Main Location | 90330000 |  | FIFO | Anthos/Cefla | [8 empty] | 0 | 0 | 0 | 1 | 0 | 0 | [6 empty] | NOS | 1 |  | CF/SP/CEFLA FOOTCONTROL BOARDS 91109211
IM01790 | Dental Chair Spares-Anthos-Cefla Gas Spring589 97250003 |  |  | A Class | NOS | NOS | I-Inventory | FG-Finish Good | C | Spares | Dental Chair-Spares | Dental Equiment | Main Location | 90330000 |  | FIFO | Anthos/Cefla | [8 empty] | 0 | 0 | 0 | 1 | 0 | 0 | [6 empty] | NOS | 1 |  | Cf/Sp/Cefla Gas Spring589 97250003
IM01791 | Dental Chair Spares-Anthos-Cefla Gr. Up Down Couters Haft 92200017 |  |  | A Class | NOS | NOS | I-Inventory | FG-Finish Good | R | Spares | Dental Chair-Spares | Dental Equiment | Main Location | 90330000 |  | FIFO | Anthos/Cefla | [8 empty] | 0 | 0 | 0 | 1 | 0 | 0 | [6 empty] | NOS | 1 |  | Cf/Sp/Cefla Gr. Up Down Couters Haft 92200017
IM01792 | Dental Chair Spares-Anthos-Cefla Imp.El. Interf Alim Canbus 97522136 |  |  | A Class | NOS | NOS | I-Inventory | FG-Finish Good | R | Spares | Dental Chair-Spares | Dental Equiment | Main Location | 90330000 |  | FIFO | Anthos/Cefla | [5 empty] | . |  |  | 0 | 0 | 0 | 1 | 0 | 0 | [6 empty] | NOS | 1 |  | CF/SP/CEFLA IMP.EL. INTERF ALIM CANBUS 97522136
IM01793 | Dental Chair Spares-Anthos-Cefla Interfaccia Poltr 97521775 |  |  | A Class | NOS | NOS | I-Inventory | FG-Finish Good | R | Spares | Dental Chair-Spares | Dental Equiment | Main Location | 90330000 |  | FIFO | Anthos/Cefla | [8 empty] | 0 | 0 | 0 | 1 | 0 | 0 | [6 empty] | NOS | 1 |  | Cf/Sp/Cefla Interfaccia Poltr 97521775
IM01794 | Dental Chair Spares-Anthos-Cefla L9 Dental Chair Comunic Cable-97522025 |  |  | A Class | NOS | NOS | I-Inventory | FG-Finish Good | R | Spares | Dental Chair-Spares | Dental Equiment | Main Location | 90330000 |  | FIFO | Anthos/Cefla | [8 empty] | 0 | 0 | 0 | 1 | 0 | 0 | [6 empty] | NOS | 1 |  | CF/SP/CEFLA L9 DENTAL CHAIR COMUNIC CABLE-97522025
IM01795 | Dental Chair Spares-Anthos-Cefla Lamp Safety Cover V97460076 |  |  | A Class | NOS | NOS | I-Inventory | FG-Finish Good | R | Spares | Dental Chair-Spares | Dental Equiment | Main Location | 90330000 |  | FIFO | Anthos/Cefla | [8 empty] | 0 | 0 | 0 | 1 | 0 | 0 | [6 empty] | NOS | 1 |  | CF/SP/CEFLA LAMP SAFETY COVER V97460076
IM01796 | Dental Chair Spares-Anthos-Cefla Led Scyalitic Lamp Board 97661003 |  |  | A Class | NOS | NOS | I-Inventory | FG-Finish Good | R | Spares | Dental Chair-Spares | Dental Equiment | Main Location | 90330000 |  | FIFO | Anthos/Cefla | [8 empty] | 0 | 0 | 0 | 1 | 0 | 0 | [6 empty] | NOS | 1 |  | Cf/Sp/Cefla Led Scyalitic Lamp Board 97661003
IM01797 | Dental Chair Spares-Anthos-Cefla Lifting Electric Motor 97210001 |  |  | A Class | NOS | NOS | I-Inventory | FG-Finish Good | R | Spares | Dental Chair-Spares | Dental Equiment | Main Location | 90330000 |  | FIFO | Anthos/Cefla | [8 empty] | 0 | 0 | 0 | 1 | 0 | 0 | [6 empty] | NOS | 1 |  | Cf/Sp/Cefla Lifting Electric Motor 97210001
IM01798 | Dental Chair Spares-Anthos-Cefla Main Board Hydric G Cantiny 97660894 |  |  | A Class | NOS | NOS | I-Inventory | FG-Finish Good | R | Spares | Dental Chair-Spares | Dental Equiment | Main Location | 90330000 |  | FIFO | Anthos/Cefla | [8 empty] | 0 | 0 | 0 | 1 | 0 | 0 | [6 empty] | NOS | 1 |  | Cf/Sp/Cefla Main Board Hydric G Cantiny 97660894
IM01799 | Dental Chair Spares-Anthos-Cefla Micro Electr Syst, Ass Modul 97520567 |  |  | A Class | NOS | NOS | I-Inventory | FG-Finish Good | R | Spares | Dental Chair-Spares | Dental Equiment | Main Location | 90330000 |  | FIFO | Anthos/Cefla | [8 empty] | 0 | 0 | 0 | 1 | 0 | 0 | [6 empty] | NOS | 1 |  | Cf/Sp/Cefla Micro Electr Syst, Ass Modul 97520567
IM01800 | Dental Chair Spares-Anthos-Cefla Microswitch Cable Backrest 97610009 |  |  | A Class | NOS | NOS | I-Inventory | FG-Finish Good | R | Spares | Dental Chair-Spares | Dental Equiment | Main Location | 90330000 |  | FIFO | Anthos/Cefla | [8 empty] | 0 | 0 | 0 | 1 | 0 | 0 | [6 empty] | NOS | 1 |  | Cf/Sp/Cefla Microswitch Cable Backrest 97610009
IM01801 | Dental Chair Spares-Anthos-Cefla Midw Turb Non Sect Hose L1200 95520333 |  |  | A Class | NOS | NOS | I-Inventory | FG-Finish Good | R | Spares | Dental Chair-Spares | Dental Equiment | Main Location | 90330000 |  | FIFO | Anthos/Cefla | [8 empty] | 0 | 0 | 0 | 1 | 0 | 0 | [6 empty] | NOS | 1 |  | Cf/Sp/Cefla Midw Turb Non Sect hose L1200 95520333
IM01802 | Dental Chair Spares-Anthos-Cefla Mmr L Motor 95520435 |  |  | A Class | NOS | NOS | I-Inventory | FG-Finish Good | R | Spares | Dental Chair-Spares | Dental Equiment | Main Location | 90330000 |  | FIFO | Anthos/Cefla | [5 empty] | . |  |  | 0 | 0 | 0 | 1 | 0 | 0 | [6 empty] | NOS | 1 |  | CF/SP/CEFLA MMR L MOTOR 95520435
IM01803 | Dental Chair Spares-Anthos-Cefla Pin O Ring Motor Air Regulat-97720142 |  |  | A Class | NOS | NOS | I-Inventory | FG-Finish Good | R | Spares | Dental Chair-Spares | Dental Equiment | Main Location | 90330000 |  | FIFO | Anthos/Cefla | [8 empty] | 0 | 0 | 0 | 1 | 0 | 0 | [6 empty] | NOS | 1 |  | CF/SP/CEFLA PIN O RING MOTOR AIR REGULAT-97720142
IM01804 | Dental Chair Spares-Anthos-Cefla Poster Cap 97461246 |  |  | A Class | NOS | NOS | I-Inventory | FG-Finish Good | R | Spares | Dental Chair-Spares | Dental Equiment | Main Location | 90330000 |  | FIFO | Anthos/Cefla | [5 empty] | . |  |  | 0 | 0 | 0 | 1 | 0 | 0 | [6 empty] | NOS | 1 |  | CF/SP/CEFLA POSTER CAP 97461246
IM01805 | Dental Chair Spares-Anthos-Cefla Poten Tio Meter Of Cpv Lamp 97640003 |  |  | A Class | NOS | NOS | I-Inventory | FG-Finish Good | R | Spares | Dental Chair-Spares | Dental Equiment | Main Location | 90330000 |  | FIFO | Anthos/Cefla | [8 empty] | 0 | 0 | 0 | 1 | 0 | 0 | [6 empty] | NOS | 1 |  | Cf/Sp/Cefla Poten Tio Meter Of CPV Lamp 97640003
IM01806 | Dental Chair Spares-Anthos-Cefla Proport Ev.E.Sy 97520171 |  |  | A Class | NOS | NOS | I-Inventory | FG-Finish Good | R | Spares | Dental Chair-Spares | Dental Equiment | Main Location | 90330000 |  | FIFO | Anthos/Cefla | [8 empty] | 0 | 0 | 0 | 1 | 0 | 0 | [6 empty] | NOS | 1 |  | CF/SP/CEFLA PROPORT EV.E.SY 97520171
IM01807 | Dental Chair Spares-Anthos-Cefla Pwr Supp Mm Comm El Sys 97521833 |  |  | A Class | NOS | NOS | I-Inventory | FG-Finish Good | R | Spares | Dental Chair-Spares | Dental Equiment | Main Location | 90330000 |  | FIFO | Anthos/Cefla | [5 empty] | . |  |  | 0 | 0 | 0 | 1 | 0 | 0 | [6 empty] | NOS | 1 |  | Cf/sp/cefla pwr supp mm comm el sys 97521833
IM01808 | Dental Chair Spares-Anthos-Cefla Seat Mod 8 102 Atlantic Blue 97900759 |  |  | A Class | NOS | NOS | I-Inventory | FG-Finish Good | R | Spares | Dental Chair-Spares | Dental Equiment | Main Location | 90330000 |  | FIFO | Anthos/Cefla | [8 empty] | 0 | 0 | 0 | 1 | 0 | 0 | [6 empty] | NOS | 1 |  | CF/SP/CEFLA SEAT MOD 8 102 ATLANTIC BLUE 97900759
IM01809 | Dental Chair Spares-Anthos-Cefla Sect. Tub. Led Surg Mm L1200 91106303 |  |  | A Class | NOS | NOS | I-Inventory | FG-Finish Good | R | Spares | Dental Chair-Spares | Dental Equiment | Main Location | 90330000 |  | FIFO | Anthos/Cefla | [8 empty] | 0 | 0 | 0 | 1 | 0 | 0 | [6 empty] | NOS | 1 |  | CF/SP/CEFLA SECT. TUB. LED SURG MM L1200 91106303
IM01810 | Dental Chair Spares-Anthos-Cefla Sp 3F Syringe 95520234 |  |  | A Class | NOS | NOS | I-Inventory | FG-Finish Good | R | Spares | Dental Chair-Spares | Dental Equiment | Main Location | 90330000 |  | FIFO | Anthos/Cefla | [8 empty] | 0 | 0 | 0 | 1 | 0 | 0 | [6 empty] | NOS | 1 |  | Cf/Sp/Cefla SP 3F Syringe 95520234
IM01811 | Dental Chair Spares-Anthos-Cefla Support Of Backrest Motor 92200019 |  |  | A Class | NOS | NOS | I-Inventory | FG-Finish Good | R | Spares | Dental Chair-Spares | Dental Equiment | Main Location | 90330000 |  | FIFO | Anthos/Cefla | [8 empty] | 0 | 0 | 0 | 1 | 0 | 0 | [6 empty] | NOS | 1 |  | Cf/Sp/Cefla Support of Backrest Motor 92200019
IM01812 | Dental Chair Spares-Anthos-Cefla Tools Working Micro Elec Syst 97520650 |  |  | A Class | NOS | NOS | I-Inventory | FG-Finish Good | R | Spares | Dental Chair-Spares | Dental Equiment | Main Location | 90330000 |  | FIFO | Anthos/Cefla | [8 empty] | 0 | 0 | 0 | 1 | 0 | 0 | [6 empty] | NOS | 1 |  | Cf/Sp/Cefla Tools Working Micro Elec Syst 97520650
IM01813 | Dental Chair Spares-Anthos-Cefla Tothed Sector For Potent 97460952 |  |  | A Class | NOS | NOS | I-Inventory | FG-Finish Good | R | Spares | Dental Chair-Spares | Dental Equiment | Main Location | 90330000 |  | FIFO | Anthos/Cefla | [5 empty] | . |  |  | 0 | 0 | 0 | 1 | 0 | 0 | [6 empty] | NOS | 1 |  | CF/SP/CEFLA TOTHED SECTOR FOR POTENT 97460952
IM01814 | Dental Chair Spares-Anthos-Cefla Venus Basic Light Board 97660428 |  |  | A Class | NOS | NOS | I-Inventory | FG-Finish Good | R | Spares | Dental Chair-Spares | Dental Equiment | Main Location | 90330000 |  | FIFO | Anthos/Cefla | [8 empty] | 0 | 0 | 0 | 1 | 0 | 0 | [6 empty] | NOS | 1 |  | Cf/Sp/Cefla Venus Basic Light Board 97660428
IM01815 | Dental Chair Spares-Anthos-Cefla Water Gr. (Adapt Plus Filter) 91104754 |  |  | A Class | NOS | NOS | I-Inventory | FG-Finish Good | R | Spares | Dental Chair-Spares | Dental Equiment | Main Location | 90330000 |  | FIFO | Anthos/Cefla | [8 empty] | 0 | 0 | 0 | 1 | 0 | 0 | [6 empty] | NOS | 1 |  | Cf/Sp/Cefla Water Gr. (Adapt Plus Filter) 91104754
IM01816 | Dental Chair Spares-Anthos-Cefla Wide Backrest Cover Grp 99922893 |  |  | A Class | NOS | NOS | I-Inventory | FG-Finish Good | R | Spares | Dental Chair-Spares | Dental Equiment | Main Location | 90330000 |  | FIFO | Anthos/Cefla | [5 empty] | . |  |  | 0 | 0 | 0 | 1 | 0 | 0 | [6 empty] | NOS | 1 |  | CF/SP/CEFLA WIDE BACKREST COVER GRP 99922893
IM01817 | Dental Chair Spares-Anthos-Cefla-Dental Tube Sect L1400 97230448 |  |  | A Class | NOS | NOS | I-Inventory | FG-Finish Good | R | Spares | Dental Chair-Spares | Dental Equiment | Main Location | 90330000 |  | FIFO | Anthos/Cefla | [8 empty] | 0 | 0 | 0 | 1 | 0 | 0 | [6 empty] | NOS | 1 |  | CF/SP/CEFLA-DENTAL TUBE SECT L1400 97230448
IM01818 | Dental Chair Spares-Anthos-Cefla-Rx-Rj45 Basis Twin Lead El. Sys 9752050 |  |  | A Class | NOS | NOS | I-Inventory | FG-Finish Good | R | Spares | Dental Chair-Spares | Dental Equiment | Main Location | 90330000 |  | FIFO | Anthos/Cefla | [5 empty] | . |  |  | 0 | 0 | 0 | 1 | 0 | 0 | [6 empty] | NOS | 1 |  | CF/SP/CEFLA-RX-RJ45 BASIS TWIN LEAD EL. SYS 9752050
IM01819 | Dental Chair Spares-Anthos-Chair Cover Backrest Of V300 97460025 |  |  | A Class | NOS | NOS | I-Inventory | FG-Finish Good | R | Spares | Dental Chair-Spares | Dental Equiment | Main Location | 90330000 |  | FIFO | Anthos/Cefla | [8 empty] | 0 | 0 | 0 | 1 | 0 | 0 | [6 empty] | NOS | 1 |  | Cf/Sp/Chair Cover Backrest of V300 97460025
IM01820 | Dental Chair Spares-Anthos-Chair R1 Board 97660522 |  |  | A Class | NOS | NOS | I-Inventory | FG-Finish Good | R | Spares | Dental Chair-Spares | Dental Equiment | Main Location | 90330000 |  | FIFO | Anthos/Cefla | [8 empty] | 0 | 0 | 0 | 1 | 0 | 0 | [6 empty] | NOS | 1 |  | Cf/Sp/Chair R1 BOARD 97660522
IM01821 | Dental Chair Spares-Anthos-Complete Ev H20 Air 97720146 |  |  | A Class | NOS | NOS | I-Inventory | FG-Finish Good | R | Spares | Dental Chair-Spares | Dental Equiment | Main Location | 90330000 |  | FIFO | Anthos/Cefla | [8 empty] | 0 | 0 | 0 | 1 | 0 | 0 | [6 empty] | NOS | 1 |  | Cf/Sp/Complete EV H20 Air 97720146
IM01822 | Dental Chair Spares-Anthos-Conf Courtesy Mmotor R 95520470 |  |  | A Class | NOS | NOS | I-Inventory | FG-Finish Good | R | Spares | Dental Chair-Spares | Dental Equiment | Main Location | 90330000 |  | FIFO | Anthos/Cefla | [8 empty] | 0 | 0 | 0 | 1 | 0 | 0 | [6 empty] | NOS | 1 |  | cf/Sp/Conf Courtesy MMotor R 95520470
IM01823 | Dental Chair Spares-Anthos-Conf U-Pz7 Anthos Ablatore-95520282 |  |  | A Class | NOS | NOS | I-Inventory | FG-Finish Good | R | Spares | Dental Chair-Spares | Dental Equiment | Main Location | 90330000 |  | FIFO | Anthos/Cefla | [8 empty] | 0 | 0 | 0 | 1 | 0 | 0 | [6 empty] | NOS | 1 |  | CF/SP/CONF U-PZ7 ANTHOS ABLATORE-95520282
IM01824 | Dental Chair Spares-Anthos-Conn Board-Chair Board El Sy-97520558 |  |  | A Class | NOS | NOS | I-Inventory | FG-Finish Good | R | Spares | Dental Chair-Spares | Dental Equiment | Main Location | 90330000 |  | FIFO | Anthos/Cefla | [8 empty] | 0 | 0 | 0 | 1 | 0 | 0 | [6 empty] | NOS | 1 |  | Cf/Sp/Conn Board-Chair Board EL Sy-97520558
IM01825 | Dental Chair Spares-Anthos-Console Button Strip Board 97660445 |  |  | A Class | NOS | NOS | I-Inventory | FG-Finish Good | R | Spares | Dental Chair-Spares | Dental Equiment | Main Location | 90330000 |  | FIFO | Anthos/Cefla | [8 empty] | 0 | 0 | 0 | 1 | 0 | 0 | [6 empty] | NOS | 1 |  | Cf/Sp/Console Button Strip Board 97660445
IM01826 | Dental Chair Spares-Anthos-Console Push Button A7 Plus Unit 97620135 |  |  | A Class | NOS | NOS | I-Inventory | FG-Finish Good | R | Spares | Dental Chair-Spares | Dental Equiment | Main Location | 90330000 |  | FIFO | Anthos/Cefla | [8 empty] | 0 | 0 | 0 | 1 | 0 | 0 | [6 empty] | NOS | 1 |  | Cf/Sp/Console Push Button A7 Plus Unit 97620135
IM01827 | Dental Chair Spares-Anthos-Cont. Consule Rear Cowl 97466074 |  |  | A Class | NOS | NOS | I-Inventory | FG-Finish Good | R | Spares | Dental Chair-Spares | Dental Equiment | Main Location | 90330000 |  | FIFO | Anthos/Cefla | [8 empty] | 0 | 0 | 0 | 1 | 0 | 0 | [6 empty] | NOS | 1 |  | Cf/Sp/Cont. Consule Rear Cowl 97466074
IM01828 | Dental Chair Spares-Anthos-Cord 91106304 |  |  | A Class | NOS | NOS | I-Inventory | FG-Finish Good | R | Spares | Dental Chair-Spares | Dental Equiment | Main Location | 90330000 |  | FIFO | Anthos/Cefla | [8 empty] | 0 | 0 | 0 | 1 | 0 | 0 | [6 empty] | NOS | 1 |  | CF/SP/CORD 91106304
IM01829 | Dental Chair Spares-Anthos-Cord Sez L1200 Mm Aria Midwest Air Midw. Mm Sect.Tub. L1200 97230306 |  |  | A Class | NOS | NOS | I-Inventory | FG-Finish Good | R | Spares | Dental Chair-Spares | Dental Equiment | Main Location | 90330000 |  | FIFO | Anthos/Cefla | [8 empty] | 0 | 0 | 0 | 1 | 0 | 0 | [6 empty] | NOS | 1 |  | CF/SP/CORD SEZ L1200 MM ARIA MIDWEST AIR MIDW. MM SECT.TUB. L1200 97230306
IM01830 | Dental Chair Spares-Anthos-Ctrl Pan Keyboard 97660809 |  |  | A Class | NOS | NOS | I-Inventory | FG-Finish Good | R | Spares | Dental Chair-Spares | Dental Equiment | Main Location | 90330000 |  | FIFO | Anthos/Cefla | [8 empty] | 0 | 0 | 0 | 1 | 0 | 0 | [6 empty] | NOS | 1 |  | Cf/Sp/Ctrl Pan Keyboard 97660809
IM01831 | Dental Chair Spares-Anthos-Cup And Bowl Fill Unit 97461130 |  |  | A Class | NOS | NOS | I-Inventory | FG-Finish Good | R | Spares | Dental Chair-Spares | Dental Equiment | Main Location | 90330000 |  | FIFO | Anthos/Cefla | [8 empty] | 0 | 0 | 0 | 1 | 0 | 0 | [6 empty] | NOS | 1 |  | CF/SP/CUP AND BOWL FILL UNIT 97461130
IM01832 | Dental Chair Spares-Anthos-Dent Board Lte Board 97660772 |  |  | A Class | NOS | NOS | I-Inventory | FG-Finish Good | R | Spares | Dental Chair-Spares | Dental Equiment | Main Location | 90330000 |  | FIFO | Anthos/Cefla | [8 empty] | 0 | 0 | 0 | 1 | 0 | 0 | [6 empty] | NOS | 1 |  | Cf/Sp/Dent Board LTE Board 97660772
IM01833 | Dental Chair Spares-Anthos-Dental Complete Control Pan 97660448 |  |  | A Class | NOS | NOS | I-Inventory | FG-Finish Good | R | Spares | Dental Chair-Spares | Dental Equiment | Main Location | 90330000 |  | FIFO | Anthos/Cefla | [8 empty] | 0 | 0 | 0 | 1 | 0 | 0 | [6 empty] | NOS | 1 |  | Cf/Sp/Dental Complete Control Pan 97660448
IM01834 | Dental Chair Spares-Anthos-Dental Kit With Probe Cover 90010278 |  |  | A Class | NOS | NOS | I-Inventory | FG-Finish Good | R | Spares | Dental Chair-Spares | Dental Equiment | Main Location | 90330000 |  | FIFO | Anthos/Cefla | [8 empty] | 0 | 0 | 0 | 1 | 0 | 0 | [6 empty] | NOS | 1 |  | CF/SP/DENTAL KIT WITH PROBE COVER 90010278
IM01835 | Dental Chair Spares-Anthos-Dental Type C4 Tip |  |  | A Class | NOS | NOS | I-Inventory | FG-Finish Good | R | Spares | Dental Chair-Spares | Dental Equiment | Main Location | 90330000 |  | FIFO | Anthos/Cefla | [5 empty] | .. |  |  | 0 | 0 | 0 | 1 | 0 | 0 | [6 empty] | NOS | 1 |  | CF/SP/DENTAL TYPE C4 TIP
IM01837 | Dental Chair Spares-Anthos-Dentist Asst. Chair Wheel Base 97174000 |  |  | A Class | NOS | NOS | I-Inventory | FG-Finish Good | R | Spares | Dental Chair-Spares | Dental Equiment | Main Location | 90330000 |  | FIFO | Anthos/Cefla | [8 empty] | 0 | 0 | 0 | 1 | 0 | 0 | [6 empty] | NOS | 1 |  | CF/SP/DENTIST ASST. CHAIR WHEEL BASE 97174000
IM01838 | Dental Chair Spares-Anthos-Dentist Module Instrument Ho 97461070 |  |  | A Class | NOS | NOS | I-Inventory | FG-Finish Good | R | Spares | Dental Chair-Spares | Dental Equiment | Main Location | 90330000 |  | FIFO | Anthos/Cefla | [8 empty] | 0 | 0 | 0 | 1 | 0 | 0 | [6 empty] | NOS | 1 |  | Cf/Sp/Dentist Module Instrument HO 97461070
IM01839 | Dental Chair Spares-Anthos-Dig Turb Control Board 97661082 |  |  | A Class | NOS | NOS | I-Inventory | FG-Finish Good | R | Spares | Dental Chair-Spares | Dental Equiment | Main Location | 90330000 |  | FIFO | Anthos/Cefla | [8 empty] | 0 | 0 | 0 | 1 | 0 | 0 | [6 empty] | NOS | 1 |  | Cf/Sp/Dig Turb Control Board 97661082
IM01840 | Dental Chair Spares-Anthos-Digit Dent Module Board 97660532 |  |  | A Class | NOS | NOS | I-Inventory | FG-Finish Good | R | Spares | Dental Chair-Spares | Dental Equiment | Main Location | 90330000 |  | FIFO | Anthos/Cefla | [8 empty] | 0 | 0 | 0 | 1 | 0 | 0 | [6 empty] | NOS | 1 |  | Cf/Sp/Digit Dent Module Board 97660532
IM01841 | Dental Chair Spares-Anthos-Digit Hydro Board 97660583 |  |  | A Class | NOS | NOS | I-Inventory | FG-Finish Good | R | Spares | Dental Chair-Spares | Dental Equiment | Main Location | 90330000 |  | FIFO | Anthos/Cefla | [8 empty] | 0 | 0 | 0 | 1 | 0 | 0 | [6 empty] | NOS | 1 |  | Cf/Sp/Digit Hydro Board 97660583
IM01842 | Dental Chair Spares-Anthos-Distiller Water Tank Sds 90010095 |  |  | A Class | NOS | NOS | I-Inventory | FG-Finish Good | R | Spares | Dental Chair-Spares | Dental Equiment | Main Location | 90330000 |  | FIFO | Anthos/Cefla | [8 empty] | 0 | 0 | 0 | 1 | 0 | 0 | [6 empty] | NOS | 1 |  | CF/SP/Distiller Water Tank SDS 90010095
IM01843 | Dental Chair Spares-Anthos-Doct. Table Prot. 97901545 |  |  | A Class | NOS | NOS | I-Inventory | FG-Finish Good | R | Spares | Dental Chair-Spares | Dental Equiment | Main Location | 90330000 |  | FIFO | Anthos/Cefla | [5 empty] | .. |  |  | 0 | 0 | 0 | 1 | 0 | 0 | [6 empty] | NOS | 1 |  | CF/SP/DOCT. TABLE PROT. 97901545
IM01844 | Dental Chair Spares-Anthos-Doctor Table Tiny Board 97661534 |  |  | A Class | NOS | NOS | I-Inventory | FG-Finish Good | R | Spares | Dental Chair-Spares | Dental Equiment | Main Location | 90330000 |  | FIFO | Anthos/Cefla | [5 empty] | CF/SP/DOCTOR TABLE TINY BOARD 97661534 |  |  | 0 | 0 | 0 | 1 | 0 | 0 | [6 empty] | NOS | 1 |  | CF/SP/DOCTOR TABLE TINY BOARD 97661534
IM01846 | Dental Chair Spares-Anthos-Ej 031 Piezon E.Sy 97660263 |  |  | A Class | NOS | NOS | I-Inventory | FG-Finish Good | R | Spares | Dental Chair-Spares | Dental Equiment | Main Location | 90330000 |  | FIFO | Anthos/Cefla | [8 empty] | 0 | 0 | 0 | 1 | 0 | 0 | [6 empty] | NOS | 1 |  | Cf/Sp/EJ 031 Piezon E.SY 97660263
IM01847 | Dental Chair Spares-Anthos-Ej031 Piezon Control Module 97660262 |  |  | A Class | NOS | NOS | I-Inventory | FG-Finish Good | R | Spares | Dental Chair-Spares | Dental Equiment | Main Location | 90330000 |  | FIFO | Anthos/Cefla | [8 empty] | 0 | 0 | 0 | 1 | 0 | 0 | [6 empty] | NOS | 1 |  | Cf/sp/EJ031 Piezon Control Module 97660262
IM01848 | Dental Chair Spares-Anthos-El.Syst.Can-Bus L 600Mm-97520412 |  |  | A Class | NOS | NOS | I-Inventory | FG-Finish Good | R | Spares | Dental Chair-Spares | Dental Equiment | Main Location | 90330000 |  | FIFO | Anthos/Cefla | [8 empty] | 0 | 0 | 0 | 1 | 0 | 0 | [6 empty] | NOS | 1 |  | Cf/Sp/EL.Syst.Can-Bus L 600MM-97520412
IM01849 | Dental Chair Spares-Anthos-Ev Block Module 2 Ed-97720156 |  |  | A Class | NOS | NOS | I-Inventory | FG-Finish Good | C | Spares | Dental Chair-Spares | Dental Equiment | Main Location | 90330000 |  | FIFO | Anthos/Cefla | [8 empty] | 0 | 0 | 0 | 1 | 0 | 0 | [6 empty] | NOS | 1 |  | CF/SP/EV BLOCK MODULE 2 ED-97720156
IM01850 | Dental Chair Spares-Anthos-Fixed Shell Lamp Shade 97460080 |  |  | A Class | NOS | NOS | I-Inventory | FG-Finish Good | R | Spares | Dental Chair-Spares | Dental Equiment | Main Location | 90330000 |  | FIFO | Anthos/Cefla | [8 empty] | 0 | 0 | 0 | 1 | 0 | 0 | [6 empty] | NOS | 1 |  | Cf/Sp/Fixed Shell Lamp Shade 97460080
IM01851 | Dental Chair Spares-Anthos-Floor Box Board Tiny 97660524 |  |  | A Class | NOS | NOS | I-Inventory | FG-Finish Good | R | Spares | Dental Chair-Spares | Dental Equiment | Main Location | 90330000 |  | FIFO | Anthos/Cefla | [8 empty] | 0 | 0 | 0 | 1 | 0 | 0 | [6 empty] | NOS | 1 |  | Cf/Sp/Floor Box Board Tiny 97660524
IM01852 | Dental Chair Spares-Anthos-Foot Control Body Tiny 97660527 |  |  | A Class | NOS | NOS | I-Inventory | FG-Finish Good | R | Spares | Dental Chair-Spares | Dental Equiment | Main Location | 90330000 |  | FIFO | Anthos/Cefla | [8 empty] | 0 | 0 | 0 | 1 | 0 | 0 | [6 empty] | NOS | 1 |  | Cf/Sp/Foot Control Body Tiny 97660527
IM01853 | Dental Chair Spares-Anthos-Foot Control Button Board-97660346 |  |  | A Class | NOS | NOS | I-Inventory | FG-Finish Good | R | Spares | Dental Chair-Spares | Dental Equiment | Main Location | 90330000 |  | FIFO | Anthos/Cefla | [8 empty] | 0 | 0 | 0 | 1 | 0 | 0 | [6 empty] | NOS | 1 |  | CF/SP/FOOT CONTROL BUTTON BOARD-97660346
IM01854 | Dental Chair Spares-Anthos-Front Control Panel Plastic Gu 97460664 |  |  | A Class | NOS | NOS | I-Inventory | FG-Finish Good | R | Spares | Dental Chair-Spares | Dental Equiment | Main Location | 90330000 |  | FIFO | Anthos/Cefla | [8 empty] | 0 | 0 | 0 | 1 | 0 | 0 | [6 empty] | NOS | 1 |  | Cf/Sp/Front Control Panel Plastic Gu 97460664
IM01855 | Dental Chair Spares-Anthos-Gearmotor Joint 92200794 |  |  | A Class | NOS | NOS | I-Inventory | FG-Finish Good | R | Spares | Dental Chair-Spares | Dental Equiment | Main Location | 90330000 |  | FIFO | Anthos/Cefla | [8 empty] | 0 | 0 | 0 | 1 | 0 | 0 | [6 empty] | NOS | 1 |  | Cf/Sp/Gearmotor Joint 92200794
IM01856 | Dental Chair Spares-Anthos-Gr Modulo Micromotor 91109101 |  |  | A Class | NOS | NOS | I-Inventory | FG-Finish Good | R | Spares | Dental Chair-Spares | Dental Equiment | Main Location | 90330000 |  | FIFO | Anthos/Cefla | [8 empty] | 0 | 0 | 0 | 1 | 0 | 0 | [6 empty] | NOS | 1 |  | Cf/Sp/GR Modulo Micromotor 91109101
IM01857 | Dental Chair Spares-Anthos-Gr. Rubinetto Acqua Water Cock 91104717 |  |  | A Class | NOS | NOS | I-Inventory | FG-Finish Good | R | Spares | Dental Chair-Spares | Dental Equiment | Main Location | 90330000 |  | FIFO | Anthos/Cefla | [8 empty] | 0 | 0 | 0 | 1 | 0 | 0 | [6 empty] | NOS | 1 |  | CF/SP/GR. RUBINETTO ACQUA WATER COCK 91104717
IM01858 | Dental Chair Spares-Anthos-Gr.Carter Braccio Idrico 91109108 |  |  | A Class | NOS | NOS | I-Inventory | FG-Finish Good | R | Spares | Dental Chair-Spares | Dental Equiment | Main Location | 90330000 |  | FIFO | Anthos/Cefla | [8 empty] | 0 | 0 | 0 | 1 | 0 | 0 | [6 empty] | NOS | 1 |  | Cf/Sp/GR.Carter Braccio Idrico 91109108
IM01859 | Dental Chair Spares-Anthos-Grey Small Hose Hold Terminal 97900615 |  |  | A Class | NOS | NOS | I-Inventory | FG-Finish Good | R | Spares | Dental Chair-Spares | Dental Equiment | Main Location | 90330000 |  | FIFO | Anthos/Cefla | [8 empty] | 0 | 0 | 0 | 1 | 0 | 0 | [6 empty] | NOS | 1 |  | Cf/Sp/Grey Small Hose Hold Terminal 97900615
IM01860 | Dental Chair Spares-Anthos-Gt.Joytick 91105240 |  |  | A Class | NOS | NOS | I-Inventory | FG-Finish Good | R | Spares | Dental Chair-Spares | Dental Equiment | Main Location | 90330000 |  | FIFO | Anthos/Cefla | [8 empty] | 0 | 0 | 0 | 1 | 0 | 0 | [6 empty] | NOS | 1 |  | CF/SP/GT.JOYTICK 91105240
IM01861 | Dental Chair Spares-Anthos-Heasdrest Uphol.Orange 97900118 |  |  | A Class | NOS | NOS | I-Inventory | FG-Finish Good | R | Spares | Dental Chair-Spares | Dental Equiment | Main Location | 90330000 |  | FIFO | Anthos/Cefla | [8 empty] | 0 | 0 | 0 | 1 | 0 | 0 | [6 empty] | NOS | 1 |  | Cf/Sp/Heasdrest Uphol.Orange 97900118
IM01862 | Dental Chair Spares-Anthos-Induct Mm Control 97660474 |  |  | A Class | NOS | NOS | I-Inventory | FG-Finish Good | R | Spares | Dental Chair-Spares | Dental Equiment | Main Location | 90330000 |  | FIFO | Anthos/Cefla | [8 empty] | 0 | 0 | 0 | 1 | 0 | 0 | [6 empty] | NOS | 1 |  | Cf/Sp/Induct MM Control 97660474
IM01863 | Dental Chair Spares-Anthos-Instrument Rod Gr.2013 91105308 |  |  | A Class | NOS | NOS | I-Inventory | FG-Finish Good | R | Spares | Dental Chair-Spares | Dental Equiment | Main Location | 90330000 |  | FIFO | Anthos/Cefla | [8 empty] | 0 | 0 | 0 | 1 | 0 | 0 | [6 empty] | NOS | 1 |  | Cf/Sp/Instrument Rod GR.2013 91105308
IM01864 | Dental Chair Spares-Anthos-Instruments Holder |  |  | A Class | NOS | NOS | I-Inventory | FG-Finish Good | R | Spares | Dental Chair-Spares | Dental Equiment | Main Location | 90330000 |  | FIFO | Anthos/Cefla | [8 empty] | 0 | 0 | 0 | 1 | 0 | 0 | [6 empty] | NOS | 1 |  | CF/SP/INSTRUMENTS HOLDER
IM01865 | Dental Chair Spares-Anthos-Joint Chair Board 97661080 |  |  | A Class | NOS | NOS | I-Inventory | FG-Finish Good | R | Spares | Dental Chair-Spares | Dental Equiment | Main Location | 90330000 |  | FIFO | Anthos/Cefla | [8 empty] | 0 | 0 | 0 | 1 | 0 | 0 | [6 empty] | NOS | 1 |  | Cf/Sp/Joint Chair Board 97661080
IM01866 | Dental Chair Spares-Anthos-Lamp Fan Systems 97520552 |  |  | A Class | NOS | NOS | I-Inventory | FG-Finish Good | R | Spares | Dental Chair-Spares | Dental Equiment | Main Location | 90330000 |  | FIFO | Anthos/Cefla | [8 empty] | 0 | 0 | 0 | 1 | 0 | 0 | [6 empty] | NOS | 1 |  | Cf/Sp/Lamp Fan Systems 97520552
IM01867 | Dental Chair Spares-Anthos-Lamp Main Connecting Shaft 97460078 |  |  | A Class | NOS | NOS | I-Inventory | FG-Finish Good | R | Spares | Dental Chair-Spares | Dental Equiment | Main Location | 90330000 |  | FIFO | Anthos/Cefla | [8 empty] | 0 | 0 | 0 | 1 | 0 | 0 | [6 empty] | NOS | 1 |  | Cf/Sp/Lamp Main Connecting Shaft 97460078
IM01868 | Dental Chair Spares-Anthos-Lamp Ploe With Monitor 99922251 |  |  | A Class | NOS | NOS | I-Inventory | FG-Finish Good | R | Spares | Dental Chair-Spares | Dental Equiment | Main Location | 90330000 |  | FIFO | Anthos/Cefla | [8 empty] | 0 | 0 | 0 | 1 | 0 | 0 | [6 empty] | NOS | 1 |  | Cf/Sp/Lamp Ploe With Monitor 99922251
IM01869 | Dental Chair Spares-Anthos-Lamp Potention Board 97660429 |  |  | A Class | NOS | NOS | I-Inventory | FG-Finish Good | R | Spares | Dental Chair-Spares | Dental Equiment | Main Location | 90330000 |  | FIFO | Anthos/Cefla | [8 empty] | 0 | 0 | 0 | 1 | 0 | 0 | [6 empty] | NOS | 1 |  | Cf/Sp/Lamp Potention Board 97660429
IM01870 | Dental Chair Spares-Anthos-Lamp Socket El Systems 97520526 |  |  | A Class | NOS | NOS | I-Inventory | FG-Finish Good | R | Spares | Dental Chair-Spares | Dental Equiment | Main Location | 90330000 |  | FIFO | Anthos/Cefla | [8 empty] | 0 | 0 | 0 | 1 | 0 | 0 | [6 empty] | NOS | 1 |  | Cf/Sp/Lamp Socket EL Systems 97520526
IM01871 | Dental Chair Spares-Anthos-Left Handle Assembly 91100126 |  |  | A Class | NOS | NOS | I-Inventory | FG-Finish Good | R | Spares | Dental Chair-Spares | Dental Equiment | Main Location | 90330000 |  | FIFO | Anthos/Cefla | [8 empty] | 0 | 0 | 0 | 1 | 0 | 0 | [6 empty] | NOS | 1 |  | Cf/Sp/Left Handle Assembly 91100126
IM01872 | Dental Chair Spares-Anthos-Lower Body Modul Cont 99921600 |  |  | A Class | NOS | NOS | I-Inventory | FG-Finish Good | R | Spares | Dental Chair-Spares | Dental Equiment | Main Location | 90330000 |  | FIFO | Anthos/Cefla | [8 empty] | 0 | 0 | 0 | 1 | 0 | 0 | [6 empty] | NOS | 1 |  | Cf/Sp/Lower Body Modul Cont 99921600
IM01873 | Dental Chair Spares-Anthos-Micro Micro Arm Locking 97521755 |  |  | A Class | NOS | NOS | I-Inventory | FG-Finish Good | R | Spares | Dental Chair-Spares | Dental Equiment | Main Location | 90330000 |  | FIFO | Anthos/Cefla | [8 empty] | 0 | 0 | 0 | 1 | 0 | 0 | [6 empty] | NOS | 1 |  | CF/SP/MICRO MICRO ARM LOCKING 97521755
IM01874 | Dental Chair Spares-Anthos-Microswitch Clamp Gr 97900448 |  |  | A Class | NOS | NOS | I-Inventory | FG-Finish Good | R | Spares | Dental Chair-Spares | Dental Equiment | Main Location | 90330000 |  | FIFO | Anthos/Cefla | [8 empty] | 0 | 0 | 0 | 1 | 0 | 0 | [6 empty] | NOS | 1 |  | CF/SP/MICROSWITCH CLAMP GR 97900448
IM01875 | Dental Chair Spares-Anthos-Microswitch Support 99900279 |  |  | A Class | NOS | NOS | I-Inventory | FG-Finish Good | R | Spares | Dental Chair-Spares | Dental Equiment | Main Location | 90330000 |  | FIFO | Anthos/Cefla | [8 empty] | 0 | 0 | 0 | 1 | 0 | 0 | [6 empty] | NOS | 1 |  | Cf/Sp/Microswitch Support 99900279
IM01876 | Dental Chair Spares-Anthos-Mm Induction Mx 97230289 |  |  | A Class | NOS | NOS | I-Inventory | FG-Finish Good | R | Spares | Dental Chair-Spares | Dental Equiment | Main Location | 90330000 |  | FIFO | Anthos/Cefla | [8 empty] | 0 | 0 | 0 | 1 | 0 | 0 | [6 empty] | NOS | 1 |  | Cf/Sp/MM Induction MX 97230289
IM01877 | Dental Chair Spares-Anthos-Monitor Power Supply Board 97660906 |  |  | A Class | NOS | NOS | I-Inventory | FG-Finish Good | R | Spares | Dental Chair-Spares | Dental Equiment | Main Location | 90330000 |  | FIFO | Anthos/Cefla | [5 empty] | . |  |  | 0 | 0 | 0 | 1 | 0 | 0 | [6 empty] | NOS | 1 |  | CF/SP/MONITOR POWER SUPPLY BOARD 97660906
IM01878 | Dental Chair Spares-Anthos-No Metal Suction Hose 97900962 |  |  | A Class | NOS | NOS | I-Inventory | FG-Finish Good | R | Spares | Dental Chair-Spares | Dental Equiment | Main Location | 90330000 |  | FIFO | Anthos/Cefla | [8 empty] | 0 | 0 | 0 | 1 | 0 | 0 | [6 empty] | NOS | 1 |  | Cf/Sp/No Metal Suction Hose 97900962
IM01879 | Dental Chair Spares-Anthos-Oper Light Sect. Cable 91109062 |  |  | A Class | NOS | NOS | I-Inventory | FG-Finish Good | R | Spares | Dental Chair-Spares | Dental Equiment | Main Location | 90330000 |  | FIFO | Anthos/Cefla | [8 empty] | 0 | 0 | 0 | 1 | 0 | 0 | [6 empty] | NOS | 1 |  | Cf/Sp/Oper Light Sect. Cable 91109062
IM01880 | Dental Chair Spares-Anthos-Pcb 97660178 |  |  | A Class | NOS | NOS | I-Inventory | FG-Finish Good | R | Spares | Dental Chair-Spares | Dental Equiment | Main Location | 90330000 |  | FIFO | Anthos/Cefla | [8 empty] | 0 | 0 | 0 | 1 | 0 | 0 | [6 empty] | NOS | 1 |  | Cf/Sp/Pcb 97660178
IM01881 | Dental Chair Spares-Anthos-Pcb 97660191 |  |  | A Class | NOS | NOS | I-Inventory | FG-Finish Good | R | Spares | Dental Chair-Spares | Dental Equiment | Main Location | 90330000 |  | FIFO | Anthos/Cefla | [8 empty] | 0 | 0 | 0 | 1 | 0 | 0 | [6 empty] | NOS | 1 |  | Cf/Sp/Pcb 97660191
IM01882 | Dental Chair Spares-Anthos-Pcb 97694700 |  |  | A Class | NOS | NOS | I-Inventory | FG-Finish Good | R | Spares | Dental Chair-Spares | Dental Equiment | Main Location | 90330000 |  | FIFO | Anthos/Cefla | [8 empty] | 0 | 0 | 0 | 1 | 0 | 0 | [6 empty] | NOS | 1 |  | Cf/Sp/Pcb 97694700
IM01883 | Dental Chair Spares-Anthos-Pcb 97700322 |  |  | A Class | NOS | NOS | I-Inventory | FG-Finish Good | R | Spares | Dental Chair-Spares | Dental Equiment | Main Location | 90330000 |  | FIFO | Anthos/Cefla | [8 empty] | 0 | 0 | 0 | 1 | 0 | 0 | [6 empty] | NOS | 1 |  | Cf/Sp/Pcb 97700322
IM01884 | Dental Chair Spares-Anthos-Pending In Str. Support Gr 91109095 |  |  | A Class | NOS | NOS | I-Inventory | FG-Finish Good | R | Spares | Dental Chair-Spares | Dental Equiment | Main Location | 90330000 |  | FIFO | Anthos/Cefla | [8 empty] | 0 | 0 | 0 | 1 | 0 | 0 | [6 empty] | NOS | 1 |  | Cf/Sp/Pending IN Str. Support GR 91109095
IM01885 | Dental Chair Spares-Anthos-Periodic Mainten Kits Anthos 90010177 |  |  | A Class | NOS | NOS | I-Inventory | FG-Finish Good | R | Spares | Dental Chair-Spares | Dental Equiment | Main Location | 90330000 |  | FIFO | Anthos/Cefla | [8 empty] | 0 | 0 | 0 | 1 | 0 | 0 | [6 empty] | NOS | 1 |  | Cf/Sp/Periodic Mainten Kits Anthos 90010177
IM01886 | Dental Chair Spares-Anthos-Periodical Maintance Kit 90010182 |  |  | A Class | NOS | NOS | I-Inventory | FG-Finish Good | R | Spares | Dental Chair-Spares | Dental Equiment | Main Location | 90330000 |  | FIFO | Anthos/Cefla | [8 empty] | 0 | 0 | 0 | 1 | 0 | 0 | [6 empty] | NOS | 1 |  | Cf/Sp/Periodical Maintance Kit 90010182
IM01887 | Dental Chair Spares-Anthos-Peristaltic Pump Kit 90010244 |  |  | A Class | NOS | NOS | I-Inventory | FG-Finish Good | R | Spares | Dental Chair-Spares | Dental Equiment | Main Location | 90330000 |  | FIFO | Anthos/Cefla | [5 empty] | . |  |  | 0 | 0 | 0 | 1 | 0 | 0 | [6 empty] | NOS | 1 |  | CF/SP/PERISTALTIC PUMP KIT 90010244
IM01888 | Dental Chair Spares-Anthos-Piezon Scaler Interface Board 97660183 |  |  | A Class | NOS | NOS | I-Inventory | FG-Finish Good | R | Spares | Dental Chair-Spares | Dental Equiment | Main Location | 90330000 |  | FIFO | Anthos/Cefla | [8 empty] | 0 | 0 | 0 | 1 | 0 | 0 | [6 empty] | NOS | 1 |  | Cf/Sp/Piezon Scaler Interface Board 97660183
IM01889 | Dental Chair Spares-Anthos-Piezon Sil. Light Grey Tube 97660146 |  |  | A Class | NOS | NOS | I-Inventory | FG-Finish Good | R | Spares | Dental Chair-Spares | Dental Equiment | Main Location | 90330000 |  | FIFO | Anthos/Cefla | [8 empty] | 0 | 0 | 0 | 1 | 0 | 0 | [6 empty] | NOS | 1 |  | Cf/Sp/Piezon Sil. Light Grey Tube 97660146
IM01890 | Dental Chair Spares-Anthos-Pipe Adaptor 97466431 |  |  | A Class | NOS | NOS | I-Inventory | FG-Finish Good | R | Spares | Dental Chair-Spares | Dental Equiment | Main Location | 90330000 |  | FIFO | Anthos/Cefla | [5 empty] | . |  |  | 0 | 0 | 0 | 1 | 0 | 0 | [6 empty] | NOS | 1 |  | CF/SP/PIPE ADAPTOR 97466431
IM01891 | Dental Chair Spares-Anthos-Press Spring 98710004 |  |  | A Class | NOS | NOS | I-Inventory | FG-Finish Good | C | Spares | Dental Chair-Spares | Dental Equiment | Main Location | 90330000 |  | FIFO | Anthos/Cefla | [8 empty] | 0 | 0 | 0 | 1 | 0 | 0 | [6 empty] | NOS | 1 |  | Cf/Sp/Press Spring 98710004
IM01892 | Dental Chair Spares-Anthos-Pressure Chowk 91104498 |  |  | A Class | NOS | NOS | I-Inventory | FG-Finish Good | R | Spares | Dental Chair-Spares | Dental Equiment | Main Location | 90330000 |  | FIFO | Anthos/Cefla | [8 empty] | 0 | 0 | 0 | 1 | 0 | 0 | [6 empty] | NOS | 1 |  | Cf/Sp/Pressure Chowk 91104498
IM01893 | Dental Chair Spares-Anthos-Rhcast Incum Valve 91103885 |  |  | A Class | NOS | NOS | I-Inventory | FG-Finish Good | R | Spares | Dental Chair-Spares | Dental Equiment | Main Location | 90330000 |  | FIFO | Anthos/Cefla | [8 empty] | 0 | 0 | 0 | 1 | 0 | 0 | [6 empty] | NOS | 1 |  | Cf/Sp/Rhcast Incum Valve 91103885
IM01894 | Dental Chair Spares-Anthos-Rubber Spacer 97429500 |  |  | A Class | NOS | NOS | I-Inventory | FG-Finish Good | R | Spares | Dental Chair-Spares | Dental Equiment | Main Location | 90330000 |  | FIFO | Anthos/Cefla | [8 empty] | 0 | 0 | 0 | 1 | 0 | 0 | [6 empty] | NOS | 1 |  | Cf/Sp/Rubber Spacer 97429500
IM01895 | Dental Chair Spares-Anthos-Saliva Suction Device Adapter 97461892 |  |  | A Class | NOS | NOS | I-Inventory | FG-Finish Good | R | Spares | Dental Chair-Spares | Dental Equiment | Main Location | 90330000 |  | FIFO | Anthos/Cefla | [8 empty] | 0 | 0 | 0 | 1 | 0 | 0 | [6 empty] | NOS | 1 |  | Cf/Sp/Saliva Suction Device Adapter 97461892
IM01896 | Dental Chair Spares-Anthos-Scaler Control Board 97660798 |  |  | A Class | NOS | NOS | I-Inventory | FG-Finish Good | R | Spares | Dental Chair-Spares | Dental Equiment | Main Location | 90330000 |  | FIFO | Anthos/Cefla | [8 empty] | 0 | 0 | 0 | 1 | 0 | 0 | [6 empty] | NOS | 1 |  | CF/SP/SCALER CONTROL BOARD 97660798
IM01897 | Dental Chair Spares-Anthos-Scaler Control Board 97661149 |  |  | A Class | NOS | NOS | I-Inventory | FG-Finish Good | R | Spares | Dental Chair-Spares | Dental Equiment | Main Location | 90330000 |  | FIFO | Anthos/Cefla | [8 empty] | 0 | 0 | 0 | 1 | 0 | 0 | [6 empty] | NOS | 1 |  | Cf/Sp/Scaler Control Board 97661149
IM01898 | Dental Chair Spares-Anthos-Scaler Handpiece Piezon 97660397 |  |  | A Class | NOS | NOS | I-Inventory | FG-Finish Good | R | Spares | Dental Chair-Spares | Dental Equiment | Main Location | 90330000 |  | FIFO | Anthos/Cefla | [8 empty] | 0 | 0 | 0 | 1 | 0 | 0 | [6 empty] | NOS | 1 |  | Cf/sp/Scaler Handpiece Piezon 97660397
IM01899 | Dental Chair Spares-Anthos-Seat 135 Venetian Red 97992261 |  |  | A Class | NOS | NOS | I-Inventory | FG-Finish Good | R | Spares | Dental Chair-Spares | Dental Equiment | Main Location | 90330000 |  | FIFO | Anthos/Cefla | [8 empty] | 0 | 0 | 0 | 1 | 0 | 0 | [6 empty] | NOS | 1 |  | CF/SP/SEAT 135 VENETIAN RED 97992261
IM01900 | Dental Chair Spares-Anthos-Seat 589 Low Cover 97460020 |  |  | A Class | NOS | NOS | I-Inventory | FG-Finish Good | R | Spares | Dental Chair-Spares | Dental Equiment | Main Location | 90330000 |  | FIFO | Anthos/Cefla | [8 empty] | 0 | 0 | 0 | 1 | 0 | 0 | [6 empty] | NOS | 1 |  | Cf/Sp/Seat 589 Low Cover 97460020
IM01901 | Dental Chair Spares-Anthos-Seat Cable Microswitch 97610008 |  |  | A Class | NOS | NOS | I-Inventory | FG-Finish Good | R | Spares | Dental Chair-Spares | Dental Equiment | Main Location | 90330000 |  | FIFO | Anthos/Cefla | [8 empty] | 0 | 0 | 0 | 1 | 0 | 0 | [6 empty] | NOS | 1 |  | Cf/Sp/Seat Cable Microswitch 97610008
IM01902 | Dental Chair Spares-Anthos-Sect Tub. T-Led L1200 97230332 |  |  | A Class | NOS | NOS | I-Inventory | FG-Finish Good | R | Spares | Dental Chair-Spares | Dental Equiment | Main Location | 90330000 |  | FIFO | Anthos/Cefla | [8 empty] | 0 | 0 | 0 | 1 | 0 | 0 | [6 empty] | NOS | 1 |  | Cf/Sp/Sect Tub. T-Led L1200 97230332
IM01903 | Dental Chair Spares-Anthos-Sect. Tub Ems Scaler L1200 97230326 |  |  | A Class | NOS | NOS | I-Inventory | FG-Finish Good | R | Spares | Dental Chair-Spares | Dental Equiment | Main Location | 90330000 |  | FIFO | Anthos/Cefla | [8 empty] | 0 | 0 | 0 | 1 | 0 | 0 | [6 empty] | NOS | 1 |  | Cf/Sp/Sect. Tub Ems Scaler L1200 97230326
IM01904 | Dental Chair Spares-Anthos-Sect.Tub Midwfo Turb-L1400 97230377 |  |  | A Class | NOS | NOS | I-Inventory | FG-Finish Good | R | Spares | Dental Chair-Spares | Dental Equiment | Main Location | 90330000 |  | FIFO | Anthos/Cefla | [8 empty] | 0 | 0 | 0 | 1 | 0 | 0 | [6 empty] | NOS | 1 |  | CF/SP/SECT.TUB MIDWFO TURB-L1400 97230377
IM01905 | Dental Chair Spares-Anthos-Sect.Tub.Scaler Fo L1200-91106306 |  |  | A Class | NOS | NOS | I-Inventory | FG-Finish Good | R | Spares | Dental Chair-Spares | Dental Equiment | Main Location | 90330000 |  | FIFO | Anthos/Cefla | [5 empty] | . |  |  | 0 | 0 | 0 | 1 | 0 | 0 | [6 empty] | NOS | 1 |  | CF/SP/SECT.TUB.SCALER FO L1200-91106306
IM01906 | Dental Chair Spares-Anthos-Sectionable Syringe Nozzle 97288800 |  |  | A Class | NOS | NOS | I-Inventory | FG-Finish Good | R | Spares | Dental Chair-Spares | Dental Equiment | Main Location | 90330000 |  | FIFO | Anthos/Cefla | [8 empty] | 0 | 0 | 0 | 1 | 0 | 0 | [6 empty] | NOS | 1 |  | Cf/Sp/Sectionable Syringe Nozzle 97288800
IM01907 | Dental Chair Spares-Anthos-Sensor With Solenoid Valve |  |  | A Class | NOS | NOS | I-Inventory | FG-Finish Good | C | Spares | Dental Chair-Spares | Dental Equiment | Main Location | 90330000 |  | FIFO | Anthos/Cefla | [8 empty] | 0 | 0 | 0 | 1 | 0 | 0 | [6 empty] | NOS | 1 |  | Cf/Sp/Sensor With Solenoid Valve
IM01908 | Dental Chair Spares-Anthos-Set Of 30 Tablets 97190031 |  |  | A Class | NOS | NOS | I-Inventory | FG-Finish Good | R | Spares | Dental Chair-Spares | Dental Equiment | Main Location | 90330000 |  | FIFO | Anthos/Cefla | [8 empty] | 0 | 0 | 0 | 1 | 0 | 0 | [6 empty] | NOS | 1 |  | Cf/Sp/Set of 30 Tablets 97190031
IM01909 | Dental Chair Spares-Anthos-Simple Handle Support 99922448 |  |  | A Class | NOS | NOS | I-Inventory | FG-Finish Good | R | Spares | Dental Chair-Spares | Dental Equiment | Main Location | 90330000 |  | FIFO | Anthos/Cefla | [8 empty] | 0 | 0 | 0 | 1 | 0 | 0 | [6 empty] | NOS | 1 |  | Cf/Sp/Simple Handle support 99922448
IM01910 | Dental Chair Spares-Anthos-Slide 97461883 |  |  | A Class | NOS | NOS | I-Inventory | FG-Finish Good | R | Spares | Dental Chair-Spares | Dental Equiment | Main Location | 90330000 |  | FIFO | Anthos/Cefla | [5 empty] | . |  |  | 0 | 0 | 0 | 1 | 0 | 0 | [6 empty] | NOS | 1 |  | CF/SP/SLIDE 97461883
IM01911 | Dental Chair Spares-Anthos-Small Compl Terminal 91109167 |  |  | A Class | NOS | NOS | I-Inventory | FG-Finish Good | R | Spares | Dental Chair-Spares | Dental Equiment | Main Location | 90330000 |  | FIFO | Anthos/Cefla | [5 empty] | CF/SP/SMALL COMPL TERMINAL 91109167 |  |  | 0 | 0 | 0 | 1 | 0 | 0 | [6 empty] | NOS | 1 |  | CF/SP/SMALL COMPL TERMINAL 91109167
IM01912 | Dental Chair Spares-Anthos-Special Screw 99900010 |  |  | A Class | NOS | NOS | I-Inventory | FG-Finish Good | R | Spares | Dental Chair-Spares | Dental Equiment | Main Location | 90330000 |  | FIFO | Anthos/Cefla | [8 empty] | 0 | 0 | 0 | 1 | 0 | 0 | [6 empty] | NOS | 1 |  | Cf/Sp/Special Screw 99900010
IM01913 | Dental Chair Spares-Anthos-Special Screw 99900242 |  |  | A Class | NOS | NOS | I-Inventory | FG-Finish Good | R | Spares | Dental Chair-Spares | Dental Equiment | Main Location | 90330000 |  | FIFO | Anthos/Cefla | [8 empty] | 0 | 0 | 0 | 1 | 0 | 0 | [6 empty] | NOS | 1 |  | Cf/Sp/Special Screw 99900242
IM01914 | Dental Chair Spares-Anthos-Spray Air Pin Plus Knob Set 91109240 |  |  | A Class | NOS | NOS | I-Inventory | FG-Finish Good | R | Spares | Dental Chair-Spares | Dental Equiment | Main Location | 90330000 |  | FIFO | Anthos/Cefla | [8 empty] | 0 | 0 | 0 | 1 | 0 | 0 | [6 empty] | NOS | 1 |  | Cf/Sp/Spray Air Pin Plus Knob Set 91109240
IM01915 | Dental Chair Spares-Anthos-Stand Pedal Basis Kit 91109070 |  |  | A Class | NOS | NOS | I-Inventory | FG-Finish Good | R | Spares | Dental Chair-Spares | Dental Equiment | Main Location | 90330000 |  | FIFO | Anthos/Cefla | [8 empty] | 0 | 0 | 0 | 1 | 0 | 0 | [6 empty] | NOS | 1 |  | Cf/Sp/Stand Pedal Basis Kit 91109070
IM01916 | Dental Chair Spares-Anthos-Strandard Pedal Lever Assembly 97461026 |  |  | A Class | NOS | NOS | I-Inventory | FG-Finish Good | R | Spares | Dental Chair-Spares | Dental Equiment | Main Location | 90330000 |  | FIFO | Anthos/Cefla | [8 empty] | 0 | 0 | 0 | 1 | 0 | 0 | [6 empty] | NOS | 1 |  | CF/SP/STRANDARD PEDAL LEVER ASSEMBLY 97461026
IM01917 | Dental Chair Spares-Anthos-Suction Filter |  |  | A Class | NOS | NOS | I-Inventory | FG-Finish Good | C | Spares | Dental Chair-Spares | Dental Equiment | Main Location | 90330000 |  | FIFO | Anthos/Cefla | [8 empty] | 0 | 0 | 0 | 1 | 0 | 0 | [6 empty] | NOS | 1 |  | Cf/Sp/Suction Filter
IM01918 | Dental Chair Spares-Anthos-Suction Filter |  |  | A Class | NOS | NOS | I-Inventory | FG-Finish Good | R | Spares | Dental Chair-Spares | Dental Equiment | Main Location | 90330000 |  | FIFO | Anthos/Cefla | [8 empty] | 0 | 0 | 0 | 1 | 0 | 0 | [6 empty] | NOS | 1 |  | Cf/Sp/Suction Filter
IM01919 | Dental Chair Spares-Anthos-Supp Strum Int Completo 91109247 |  |  | A Class | NOS | NOS | I-Inventory | FG-Finish Good | R | Spares | Dental Chair-Spares | Dental Equiment | Main Location | 90330000 |  | FIFO | Anthos/Cefla | [8 empty] | 0 | 0 | 0 | 1 | 0 | 0 | [6 empty] | NOS | 1 |  | Cf/Sp/Supp Strum Int Completo 91109247
IM01920 | Dental Chair Spares-Anthos-Switch Lever Assembly 97461109 |  |  | A Class | NOS | NOS | I-Inventory | FG-Finish Good | R | Spares | Dental Chair-Spares | Dental Equiment | Main Location | 90330000 |  | FIFO | Anthos/Cefla | [8 empty] | 0 | 0 | 0 | 1 | 0 | 0 | [6 empty] | NOS | 1 |  | Cf/Sp/Switch Lever Assembly 97461109
IM01921 | Dental Chair Spares-Anthos-Switch Potentiometer Gr 96609003 |  |  | A Class | NOS | NOS | I-Inventory | FG-Finish Good | R | Spares | Dental Chair-Spares | Dental Equiment | Main Location | 90330000 |  | FIFO | Anthos/Cefla | [8 empty] | 0 | 0 | 0 | 1 | 0 | 0 | [6 empty] | NOS | 1 |  | Cf/Sp/Switch Potentiometer GR 96609003
IM01922 | Dental Chair Spares-Anthos-Syringe Support 97466166 |  |  | A Class | NOS | NOS | I-Inventory | FG-Finish Good | R | Spares | Dental Chair-Spares | Dental Equiment | Main Location | 90330000 |  | FIFO | Anthos/Cefla | [8 empty] | 0 | 0 | 0 | 1 | 0 | 0 | [6 empty] | NOS | 1 |  | CF/SP/SYRINGE SUPPORT 97466166
IM01923 | Dental Chair Spares-Anthos-Tank Pressurization Solenoid Valve |  |  | A Class | NOS | NOS | I-Inventory | FG-Finish Good | C | Spares | Dental Chair-Spares | Dental Equiment | Main Location | 90330000 |  | FIFO | Anthos/Cefla | [8 empty] | 0 | 0 | 0 | 1 | 0 | 0 | [6 empty] | NOS | 1 |  | Cf/Sp/Tank pressurization solenoid valve
IM01924 | Dental Chair Spares-Anthos-Tightning Key 99919134 |  |  | A Class | NOS | NOS | I-Inventory | FG-Finish Good | R | Spares | Dental Chair-Spares | Dental Equiment | Main Location | 90330000 |  | FIFO | Anthos/Cefla | [8 empty] | 0 | 0 | 0 | 1 | 0 | 0 | [6 empty] | NOS | 1 |  | Cf/Sp/Tightning Key 99919134
IM01925 | Dental Chair Spares-Anthos-Tiny Tank Flange Assembly 97461715 |  |  | A Class | NOS | NOS | I-Inventory | FG-Finish Good | R | Spares | Dental Chair-Spares | Dental Equiment | Main Location | 90330000 |  | FIFO | Anthos/Cefla | [5 empty] | . |  |  | 0 | 0 | 0 | 1 | 0 | 0 | [6 empty] | NOS | 1 |  | CF/SP/TINY TANK FLANGE ASSEMBLY 97461715
IM01926 | Dental Chair Spares-Anthos-Transducer Regulation Kit 91103696 |  |  | A Class | NOS | NOS | I-Inventory | FG-Finish Good | R | Spares | Dental Chair-Spares | Dental Equiment | Main Location | 90330000 |  | FIFO | Anthos/Cefla | [8 empty] | 0 | 0 | 0 | 1 | 0 | 0 | [6 empty] | NOS | 1 |  | Cf/Sp/Transducer Regulation Kit 91103696
IM01927 | Dental Chair Spares-Anthos-Turbine Module Group 91109100 |  |  | A Class | NOS | NOS | I-Inventory | FG-Finish Good | R | Spares | Dental Chair-Spares | Dental Equiment | Main Location | 90330000 |  | FIFO | Anthos/Cefla | [5 empty] | . |  |  | 0 | 0 | 0 | 1 | 0 | 0 | [6 empty] | NOS | 1 |  | CF/SP/TURBINE MODULE GROUP 91109100
IM01928 | Dental Chair Spares-Anthos-Type Vc20 24 Ac Relay 97726500 |  |  | A Class | NOS | NOS | I-Inventory | FG-Finish Good | R | Spares | Dental Chair-Spares | Dental Equiment | Main Location | 90330000 |  | FIFO | Anthos/Cefla | [8 empty] | 0 | 0 | 0 | 1 | 0 | 0 | [6 empty] | NOS | 1 |  | Cf/Sp/Type Vc20 24 Ac Relay 97726500
IM01929 | Dental Chair Spares-Anthos-U-P6S Anthos Scaler 95529143 |  |  | A Class | NOS | NOS | I-Inventory | FG-Finish Good | R | Spares | Dental Chair-Spares | Dental Equiment | Main Location | 90330000 |  | FIFO | Anthos/Cefla | [8 empty] | 0 | 0 | 0 | 1 | 0 | 0 | [6 empty] | NOS | 1 |  | Cf/Sp/U-P6S Anthos Scaler 95529143
IM01930 | Dental Chair Spares-Anthos-Upholstery Cap 97460731 |  |  | A Class | NOS | NOS | I-Inventory | FG-Finish Good | R | Spares | Dental Chair-Spares | Dental Equiment | Main Location | 90330000 |  | FIFO | Anthos/Cefla | [8 empty] | 0 | 0 | 0 | 1 | 0 | 0 | [6 empty] | NOS | 1 |  | Cf/Sp/Upholstery Cap 97460731
IM01931 | Dental Chair Spares-Anthos-Upper Cowl Assembly 97461192 |  |  | A Class | NOS | NOS | I-Inventory | FG-Finish Good | R | Spares | Dental Chair-Spares | Dental Equiment | Main Location | 90330000 |  | FIFO | Anthos/Cefla | [8 empty] | 0 | 0 | 0 | 1 | 0 | 0 | [6 empty] | NOS | 1 |  | Cf/Sp/Upper Cowl Assembly 97461192
IM01932 | Dental Chair Spares-Anthos-Upper Unit Body Cover 97460670 |  |  | A Class | NOS | NOS | I-Inventory | FG-Finish Good | R | Spares | Dental Chair-Spares | Dental Equiment | Main Location | 90330000 |  | FIFO | Anthos/Cefla | [8 empty] | 0 | 0 | 0 | 1 | 0 | 0 | [6 empty] | NOS | 1 |  | Cf/Sp/Upper Unit Body Cover 97460670
IM01933 | Dental Chair Spares-Anthos-U-Pz7 Anthos Scaler (2) 95529144 |  |  | A Class | NOS | NOS | I-Inventory | FG-Finish Good | R | Spares | Dental Chair-Spares | Dental Equiment | Main Location | 90330000 |  | FIFO | Anthos/Cefla | [5 empty] | . |  |  | 0 | 0 | 0 | 1 | 0 | 0 | [6 empty] | NOS | 1 |  | CF/SP/U-PZ7 ANTHOS SCALER (2) 95529144
IM01934 | Dental Chair Spares-Anthos-Victor Chair Board 97661206 |  |  | A Class | NOS | NOS | I-Inventory | FG-Finish Good | R | Spares | Dental Chair-Spares | Dental Equiment | Main Location | 90330000 |  | FIFO | Anthos/Cefla | [8 empty] | 0 | 0 | 0 | 1 | 0 | 0 | [6 empty] | NOS | 1 |  | Cf/Sp/Victor Chair Board 97661206
IM01935 | Dental Chair Spares-Anthos-Water Filter Plus Contril Valve 97290116 |  |  | A Class | NOS | NOS | I-Inventory | FG-Finish Good | R | Spares | Dental Chair-Spares | Dental Equiment | Main Location | 90330000 |  | FIFO | Anthos/Cefla | [8 empty] | 0 | 0 | 0 | 1 | 0 | 0 | [6 empty] | NOS | 1 |  | Cf/Sp/Water Filter Plus Contril Valve 97290116
IM01936 | Dental Chair Spares-Anthos-Water Reducer 97290119 |  |  | A Class | NOS | NOS | I-Inventory | FG-Finish Good | R | Spares | Dental Chair-Spares | Dental Equiment | Main Location | 90330000 |  | FIFO | Anthos/Cefla | [8 empty] | 0 | 0 | 0 | 1 | 0 | 0 | [6 empty] | NOS | 1 |  | Cf/Sp/Water Reducer 97290119
IM01937 | Dental Chair Spares-Anthos-Water Spray Solenoid Valve 91103813 |  |  | A Class | NOS | NOS | I-Inventory | FG-Finish Good | C | Spares | Dental Chair-Spares | Dental Equiment | Main Location | 90330000 |  | FIFO | Anthos/Cefla | [8 empty] | 0 | 0 | 0 | 1 | 0 | 0 | [6 empty] | NOS | 1 |  | Cf/Sp/Water Spray Solenoid Valve 91103813
IM01938 | Dental Chair Spares-Anthos-armrest 199 Charco Grey Visco 97992432 |  |  | A Class | NOS | NOS | I-Inventory | FG-Finish Good | R | Spares | Dental Chair-Spares | Dental Equiment | Main Location | 90330000 |  | FIFO | Anthos/Cefla | [5 empty] | . |  |  | 0 | 0 | 0 | 1 | 0 | 0 | [6 empty] | NOS | 1 |  | CF/SPARMREST 199 CHARCO GREY VISCO 97992432
IM01939 | Dental Chair Spares-Anthos-bckpnl Vert Front Cover 97461881 |  |  | A Class | NOS | NOS | I-Inventory | FG-Finish Good | R | Spares | Dental Chair-Spares | Dental Equiment | Main Location | 90330000 |  | FIFO | Anthos/Cefla | [5 empty] | . |  |  | 0 | 0 | 0 | 1 | 0 | 0 | [6 empty] | NOS | 1 |  | CF/SPBCKPNL VERT FRONT COVER 97461881
IM01940 | Dental Chair Spares-Anthos-Victor-Victor Chair Water Unit Pcb Fuse-V97520180 |  |  | A Class | NOS | NOS | I-Inventory | FG-Finish Good | C | Spares | Dental Chair-Spares | Dental Equiment | Main Location | 90330000 |  | FIFO | Anthos/Cefla | [8 empty] | 0 | 0 | 0 | 1 | 0 | 0 | [6 empty] | NOS | 1 |  | VA/DC/SP/VICTOR CHAIR WATER UNIT PCB FUSE-V97520180
IM01941 | Dental Chair Spares-Anthos-Victor- Bridge-V97660058 |  |  | A Class | NOS | NOS | I-Inventory | FG-Finish Good | R | Spares | Dental Chair-Spares | Dental Equiment | Main Location | 90330000 |  | FIFO | Anthos/Cefla | [8 empty] | 0 | 0 | 0 | 1 | 0 | 0 | [6 empty] | NOS | 1 |  | VICTOR/BA/SP/VICTOR BRIDGE-V97660058
IM01942 | Dental Chair Spares-Anthos-Victor- Chair Air Regulator Without Filter V97300005 |  |  | A Class | NOS | NOS | I-Inventory | FG-Finish Good | R | Spares | Dental Chair-Spares | Dental Equiment | Main Location | 90330000 |  | FIFO | Anthos/Cefla | [8 empty] | 0 | 0 | 0 | 1 | 0 | 0 | [6 empty] | NOS | 1 |  | VICTOR/BA/SP/VICTOR CHAIR AIR REGULATOR WITHOUT FILTER V97300005
IM01943 | Dental Chair Spares-Anthos-Victor- Chair Base Side Cover V97460518 |  |  | A Class | NOS | NOS | I-Inventory | FG-Finish Good | R | Spares | Dental Chair-Spares | Dental Equiment | Main Location | 90330000 |  | FIFO | Anthos/Cefla | [8 empty] | 0 | 0 | 0 | 1 | 0 | 0 | [6 empty] | NOS | 1 |  | VICTOR/BA/SP/VICTOR CHAIR BASE SIDE COVER V97460518
IM01944 | Dental Chair Spares-Anthos-Victor- Chair Base Triangle Shape Cover-97460510 |  |  | A Class | NOS | NOS | I-Inventory | FG-Finish Good | R | Spares | Dental Chair-Spares | Dental Equiment | Main Location | 90330000 |  | FIFO | Anthos/Cefla | [8 empty] | 0 | 0 | 0 | 1 | 0 | 0 | [6 empty] | NOS | 1 |  | VICTOR/BA/SP/VICTOR CHAIR BASE TRIANGLE SHAPE COVER-97460510
IM01947 | Dental Chair Spares-Anthos-Victor- Chair Micromotor Oring Kit 91109151 |  |  | A Class | NOS | NOS | I-Inventory | FG-Finish Good | R | Spares | Dental Chair-Spares | Dental Equiment | Main Location | 90330000 |  | FIFO | Anthos/Cefla | [8 empty] | 0 | 0 | 0 | 1 | 0 | 0 | [6 empty] | NOS | 1 |  | VICTOR/BA/SP/VICTOR CHAIR MICROMOTOR ORING KIT 91109151
IM01948 | Dental Chair Spares-Anthos-Victor- Chair Slider V97460514 |  |  | A Class | NOS | NOS | I-Inventory | FG-Finish Good | R | Spares | Dental Chair-Spares | Dental Equiment | Main Location | 90330000 |  | FIFO | Anthos/Cefla | [8 empty] | 0 | 0 | 0 | 1 | 0 | 0 | [6 empty] | NOS | 1 |  | VICTOR/BA/SP/VICTOR CHAIR SLIDER V97460514
IM01949 | Dental Chair Spares-Anthos-Victor- Chair Water Bottle Holder 97460473 |  |  | A Class | NOS | NOS | I-Inventory | FG-Finish Good | C | Spares | Dental Chair-Spares | Dental Equiment | Main Location | 90330000 |  | FIFO | Anthos/Cefla | [8 empty] | 0 | 0 | 0 | 1 | 0 | 0 | [6 empty] | NOS | 1 |  | VICTOR/BA/SP/VICTOR CHAIR WATER BOTTLE HOLDER 97460473
IM01950 | Dental Chair Spares-Anthos-Victor- Connecting Cable-V97520111 |  |  | A Class | NOS | NOS | I-Inventory | FG-Finish Good | R | Spares | Dental Chair-Spares | Dental Equiment | Main Location | 90330000 |  | FIFO | Anthos/Cefla | [8 empty] | 0 | 0 | 0 | 1 | 0 | 0 | [6 empty] | NOS | 1 |  | VICTOR/BA/SP/VICTOR CONNECTING CABLE-V97520111
IM01951 | Dental Chair Spares-Anthos-Victor-Asst Instrument Board V97660049 |  |  | A Class | NOS | NOS | I-Inventory | FG-Finish Good | R | Spares | Dental Chair-Spares | Dental Equiment | Main Location | 90330000 |  | FIFO | Anthos/Cefla | [8 empty] | 0 | 0 | 0 | 1 | 0 | 0 | [6 empty] | NOS | 1 |  | VICTOR/DC/SP/ASST INSTRUMENT BOARD V97660049
IM01952 | Dental Chair Spares-Anthos-Victor-Cable V97520108 |  |  | A Class | NOS | NOS | I-Inventory | FG-Finish Good | R | Spares | Dental Chair-Spares | Dental Equiment | Main Location | 90330000 |  | FIFO | Anthos/Cefla | [8 empty] | 0 | 0 | 0 | 1 | 0 | 0 | [6 empty] | NOS | 1 |  | VICTOR/DC/SP/CABLE V97520108
IM01953 | Dental Chair Spares-Anthos-Victor-Cable V97520112 |  |  | A Class | NOS | NOS | I-Inventory | FG-Finish Good | R | Spares | Dental Chair-Spares | Dental Equiment | Main Location | 90330000 |  | FIFO | Anthos/Cefla | [8 empty] | 0 | 0 | 0 | 1 | 0 | 0 | [6 empty] | NOS | 1 |  | VICTOR/DC/SP/CABLE V97520112
IM01954 | Dental Chair Spares-Anthos-Victor-Cable V97520178 |  |  | A Class | NOS | NOS | I-Inventory | FG-Finish Good | R | Spares | Dental Chair-Spares | Dental Equiment | Main Location | 90330000 |  | FIFO | Anthos/Cefla | [8 empty] | 0 | 0 | 0 | 1 | 0 | 0 | [6 empty] | NOS | 1 |  | VICTOR/DC/SP/CABLE V97520178
IM01955 | Dental Chair Spares-Anthos-Victor-Cable V97780077 |  |  | A Class | NOS | NOS | I-Inventory | FG-Finish Good | R | Spares | Dental Chair-Spares | Dental Equiment | Main Location | 90330000 |  | FIFO | Anthos/Cefla | [8 empty] | 0 | 0 | 0 | 1 | 0 | 0 | [6 empty] | NOS | 1 |  | VICTOR/DC/SP/CABLE V97780077
IM01956 | Dental Chair Spares-Anthos-Victor-Gr. Air Spring V92200229 |  |  | A Class | NOS | NOS | I-Inventory | FG-Finish Good | R | Spares | Dental Chair-Spares | Dental Equiment | Main Location | 90330000 |  | FIFO | Anthos/Cefla | [8 empty] | 0 | 0 | 0 | 1 | 0 | 0 | [6 empty] | NOS | 1 |  | VICTOR/DC/SP/GR. AIR SPRING V92200229
IM01957 | Dental Chair Spares-Anthos-Victor-Light Cure Victor Chair Light Bulb V97660038 |  |  | A Class | NOS | NOS | I-Inventory | FG-Finish Good | R | Spares | Dental Chair-Spares | Dental Equiment | Main Location | 90330000 |  | FIFO | Anthos/Cefla | [8 empty] | 0 | 0 | 0 | 1 | 0 | 0 | [6 empty] | NOS | 1 |  | VICTOR/DC/SP/LIGHT CURE VICTOR CHAIR LIGHT BULB V97660038
IM01958 | Dental Chair Spares-Anthos-Victor- Chair Dental Cable V97520172 |  |  | A Class | NOS | NOS | I-Inventory | FG-Finish Good | R | Spares | Dental Chair-Spares | Dental Equiment | Main Location | 90330000 |  | FIFO | Anthos/Cefla | [8 empty] | 0 | 0 | 0 | 1 | 0 | 0 | [6 empty] | NOS | 1 |  | VICTOR/DC/SP/VICTOR CHAIR DENTAL CABLE V97520172
IM01959 | Dental Chair Spares-Anthos-Victor- Chair Dental H2O Spary Lung-V97320001 |  |  | A Class | NOS | NOS | I-Inventory | FG-Finish Good | R | Spares | Dental Chair-Spares | Dental Equiment | Main Location | 90330000 |  | FIFO | Anthos/Cefla | [8 empty] | 0 | 0 | 0 | 1 | 0 | 0 | [6 empty] | NOS | 1 |  | VICTOR/DC/SP/VICTOR CHAIR DENTAL H2O SPARY LUNG-V97320001
IM01960 | Dental Chair Spares-Anthos-Victor- Chair Dental Valve-V97370023 |  |  | A Class | NOS | NOS | I-Inventory | FG-Finish Good | R | Spares | Dental Chair-Spares | Dental Equiment | Main Location | 90330000 |  | FIFO | Anthos/Cefla | [8 empty] | 0 | 0 | 0 | 1 | 0 | 0 | [6 empty] | NOS | 1 |  | VICTOR/DC/SP/VICTOR CHAIR DENTAL VALVE-V97370023
IM01962 | Dental Chair Spares-Anthos-Victor- Chair Power Supply Pcb V97660052A |  |  | A Class | NOS | NOS | I-Inventory | FG-Finish Good | R | Spares | Dental Chair-Spares | Dental Equiment | Main Location | 90330000 |  | FIFO | Anthos/Cefla | [8 empty] | 0 | 0 | 0 | 1 | 0 | 0 | [6 empty] | NOS | 1 |  | VICTOR/DC/SP/VICTOR CHAIR POWER SUPPLY PCB V97660052A
IM01963 | Dental Chair Spares-Anthos-Victor- Chair Water Bottle-V97460010 |  |  | A Class | NOS | NOS | I-Inventory | FG-Finish Good | R | Spares | Dental Chair-Spares | Dental Equiment | Main Location | 90330000 |  | FIFO | Anthos/Cefla | [8 empty] | 0 | 0 | 0 | 1 | 0 | 0 | [6 empty] | NOS | 1 |  | VICTOR/DC/SP/VICTOR CHAIR WATER BOTTLE-V97460010
IM01964 | Dental Chair Spares-Anthos-Victor- Chair Water Unit Pcb V97660048B |  |  | A Class | NOS | NOS | I-Inventory | FG-Finish Good | R | Spares | Dental Chair-Spares | Dental Equiment | Main Location | 90330000 |  | FIFO | Anthos/Cefla | [8 empty] | 0 | 0 | 0 | 1 | 0 | 0 | [6 empty] | NOS | 1 |  | VICTOR/DC/SP/VICTOR CHAIR WATER UNIT PCB V97660048B
IM01965 | Dental Chair Spares-Anthos-Victor-Control Board-97230812(Scaler Pcb) |  |  | A Class | NOS | NOS | I-Inventory | FG-Finish Good | R | Spares | Dental Chair-Spares | Dental Equiment | Main Location | 90330000 |  | FIFO | Anthos/Cefla | [8 empty] | 0 | 0 | 0 | 1 | 0 | 0 | [6 empty] | NOS | 1 |  | VICTOR/DU/SP/CONTROL BOARD-97230812(SCALER PCB)
IM01966 | Dental Chair Spares-Anthos-Victor-Ev Silencer Stop Kit-91109104 |  |  | A Class | NOS | NOS | I-Inventory | FG-Finish Good | R | Spares | Dental Chair-Spares | Dental Equiment | Main Location | 90330000 |  | FIFO | Anthos/Cefla | [8 empty] | 0 | 0 | 0 | 1 | 0 | 0 | [6 empty] | NOS | 1 |  | VICTOR/DU/SP/EV SILENCER STOP KIT-91109104
IM01967 | Dental Chair Spares-Anthos-Victor-Gr.Led.V Venus E-Led Lamp-V91100261 |  |  | A Class | NOS | NOS | I-Inventory | FG-Finish Good | R | Spares | Dental Chair-Spares | Dental Equiment | Main Location | 90330000 |  | FIFO | Anthos/Cefla | [8 empty] | 0 | 0 | 0 | 1 | 0 | 0 | [6 empty] | NOS | 1 |  | VICTOR/DU/SP/GR.LED.V VENUS E-LED LAMP-V91100261
IM01968 | Dental Chair Spares-Anthos-Victor-Lable V97780076 |  |  | A Class | NOS | NOS | I-Inventory | FG-Finish Good | R | Spares | Dental Chair-Spares | Dental Equiment | Main Location | 90330000 |  | FIFO | Anthos/Cefla | [8 empty] | 0 | 0 | 0 | 1 | 0 | 0 | [6 empty] | NOS | 1 |  | VICTOR/DU/SP/LABLE V97780076
IM01969 | Dental Chair Spares-Anthos-Victor-Uds2 Potentiometer Regul.Gr-97230809 |  |  | A Class | NOS | NOS | I-Inventory | FG-Finish Good | R | Spares | Dental Chair-Spares | Dental Equiment | Main Location | 90330000 |  | FIFO | Anthos/Cefla | [8 empty] | 0 | 0 | 0 | 1 | 0 | 0 | [6 empty] | NOS | 1 |  | VICTOR/DU/SP/UDS2 POTENTIOMETER REGUL.GR-97230809
IM01970 | Dental Chair Spares-Anthos-Victor-Uds2 Woodpecker Scaler Mudule Pcb-97230806 |  |  | A Class | NOS | NOS | I-Inventory | FG-Finish Good | R | Spares | Dental Chair-Spares | Dental Equiment | Main Location | 90330000 |  | FIFO | Anthos/Cefla | [8 empty] | 0 | 0 | 0 | 1 | 0 | 0 | [6 empty] | NOS | 1 |  | VICTOR/DU/SP/UDS2 WOODPECKER SCALER MUDULE PCB-97230806
IM01971 | Dental Chair Spares-Anthos-Victor-Victor Chair Delivery Unit Pcb 97660047B |  |  | A Class | NOS | NOS | I-Inventory | FG-Finish Good | R | Spares | Dental Chair-Spares | Dental Equiment | Main Location | 90330000 |  | FIFO | Anthos/Cefla | [8 empty] | 0 | 0 | 0 | 1 | 0 | 0 | [6 empty] | NOS | 1 |  | VICTOR/DU/SP/VICTOR CHAIR DELIVERY UNIT PCB 97660047B
IM01972 | Dental Chair Spares-Anthos-Victor-Victor Chair High Suction Valve-V97320033 |  |  | A Class | NOS | NOS | I-Inventory | FG-Finish Good | R | Spares | Dental Chair-Spares | Dental Equiment | Main Location | 90330000 |  | FIFO | Anthos/Cefla | [8 empty] | 0 | 0 | 0 | 1 | 0 | 0 | [6 empty] | NOS | 1 |  | VICTOR/DU/SP/VICTOR CHAIR HIGH SUCTION VALVE-V97320033
IM01973 | Dental Chair Spares-Anthos-Victor-Victor Chair Lifting Electric Motor V97210001 |  |  | A Class | NOS | NOS | I-Inventory | FG-Finish Good | C | Spares | Dental Chair-Spares | Dental Equiment | Main Location | 90330000 |  | FIFO | Anthos/Cefla | [8 empty] | 0 | 0 | 0 | 1 | 0 | 0 | [6 empty] | NOS | 1 |  | VICTOR/DU/SP/VICTOR CHAIR LIFTING ELECTRIC MOTOR V97210001
IM01974 | Dental Chair Spares-Anthos-Victor-Victor Chair Micro Motor Pcb 97660799 |  |  | A Class | NOS | NOS | I-Inventory | FG-Finish Good | R | Spares | Dental Chair-Spares | Dental Equiment | Main Location | 90330000 |  | FIFO | Anthos/Cefla | [8 empty] | 0 | 0 | 0 | 1 | 0 | 0 | [6 empty] | NOS | 1 |  | VICTOR/DU/SP/VICTOR CHAIR MICRO MOTOR PCB 97660799
IM01975 | Dental Chair Spares-Anthos-Victor- Chair Light Potentiometer V97640005 |  |  | A Class | NOS | NOS | I-Inventory | FG-Finish Good | R | Spares | Dental Chair-Spares | Dental Equiment | Main Location | 90330000 |  | FIFO | Anthos/Cefla | [8 empty] | 0 | 0 | 0 | 1 | 0 | 0 | [6 empty] | NOS | 1 |  | VICTOR/LU/SP/VICTOR CHAIR LIGHT POTENTIOMETER V97640005
IM01976 | Dental Chair Spares-Anthos-Victor- Chair Light Unit Pcb V97660050B |  |  | A Class | NOS | NOS | I-Inventory | FG-Finish Good | R | Spares | Dental Chair-Spares | Dental Equiment | Main Location | 90330000 |  | FIFO | Anthos/Cefla | [8 empty] | 0 | 0 | 0 | 1 | 0 | 0 | [6 empty] | NOS | 1 |  | VICTOR/LU/SP/VICTOR CHAIR LIGHT UNIT PCB V97660050B
IM01977 | Dental Chair Spares-Anthos-Victor-Dental Magnetic Valve Dc24 V97720002 |  |  | A Class | NOS | NOS | I-Inventory | FG-Finish Good | R | Spares | Dental Chair-Spares | Dental Equiment | Main Location | 90330000 |  | FIFO | Anthos/Cefla | [8 empty] | 0 | 0 | 0 | 1 | 0 | 0 | [6 empty] | NOS | 1 |  | VICTOR/SP/DENTAL MAGNETIC VALVE DC24 V97720002
IM01978 | Dental Chair Spares-Avayana-Chair Booster Valve Knob |  |  | A Class | NOS | NOS | I-Inventory | FG-Finish Good | C | Spares | Dental Chair-Spares | Dental Equiment | Main Location | 90330000 |  | FIFO | Confident | [8 empty] | 0 | 0 | 0 | 1 | 0 | 0 | [6 empty] | NOS | 1 |  | CN/DC/SP/CONFIDENT CHAIR BOOSTER VALVE KNOB
IM01979 | Dental Chair Spares-Dahe-Mobile Unit Portable Briefcase 3 Syringe With Tubing |  |  | A Class | NOS | NOS | I-Inventory | FG-Finish Good | C | Spares | Dental Chair-Spares | Dental Equiment | Main Location | 90330000 |  | FIFO | Dahe | [8 empty] | 0 | 0 | 0 | 1 | 0 | 0 | [6 empty] | NOS | 1 |  | da/Pdc/Mobile Unit Portable Briefcase 3 Syringe With Tubing
IM01980 | Dental Chair Spares-Dahe-Mobile Unit Portable Briefcase Air On-Off Switch |  |  | A Class | NOS | NOS | I-Inventory | FG-Finish Good | R | Spares | Dental Chair-Spares | Dental Equiment | Main Location | 90330000 |  | FIFO | Dahe | [8 empty] | 0 | 0 | 0 | 1 | 0 | 0 | [6 empty] | NOS | 1 |  | Da/Pdc/Mobile Unit Portable Briefcase Air On/Off Switch
IM01981 | Dental Chair Spares-Dahe-Mobile Unit Portable Briefcase Bottle Foot Control |  |  | A Class | NOS | NOS | I-Inventory | FG-Finish Good | R | Spares | Dental Chair-Spares | Dental Equiment | Main Location | 90330000 |  | FIFO | Dahe | [8 empty] | 0 | 0 | 0 | 1 | 0 | 0 | [6 empty] | NOS | 1 |  | DA/PDC/MOBILE UNIT PORTABLE BRIEFCASE BOTTLE FOOT CONTROL
IM01982 | Dental Chair Spares-Dahe-Mobile Unit Portable Briefcase Bottle Holder |  |  | A Class | NOS | NOS | I-Inventory | FG-Finish Good | C | Spares | Dental Chair-Spares | Dental Equiment | Main Location | 90330000 |  | FIFO | Dahe | [8 empty] | 0 | 0 | 0 | 1 | 0 | 0 | [6 empty] | NOS | 1 |  | Da/Pdc/Mobile Unit Portable Briefcase Bottle Holder
IM01983 | Dental Chair Spares-Dahe-Mobile Unit Portable Briefcase Front Cover |  |  | A Class | NOS | NOS | I-Inventory | FG-Finish Good | R | Spares | Dental Chair-Spares | Dental Equiment | Main Location | 90330000 |  | FIFO | Dahe | [8 empty] | 0 | 0 | 0 | 1 | 0 | 0 | [6 empty] | NOS | 1 |  | Da/Pdc/Mobile Unit Portable Briefcase Front Cover
IM01984 | Dental Chair Spares-Dahe-Mobile Unit Portable Briefcase Low Suction Cannula With Tubing |  |  | A Class | NOS | NOS | I-Inventory | FG-Finish Good | C | Spares | Dental Chair-Spares | Dental Equiment | Main Location | 90330000 |  | FIFO | Dahe | [8 empty] | 0 | 0 | 0 | 1 | 0 | 0 | [6 empty] | NOS | 1 |  | Da/Pdc/Mobile Unit Portable Briefcase Low Suction Cannula With Tubing
IM01985 | Dental Chair Spares-Dahe-Mobile Unit Portable Briefcase Suction Water Bottle |  |  | A Class | NOS | NOS | I-Inventory | FG-Finish Good | R | Spares | Dental Chair-Spares | Dental Equiment | Main Location | 90330000 |  | FIFO | Dahe | [8 empty] | 0 | 0 | 0 | 1 | 0 | 0 | [6 empty] | NOS | 1 |  | Da/Pdc/Mobile Unit Portable Briefcase Suction Water Bottle
IM01986 | Dental Chair Spares-Dahe-Mobile Unit Portable Briefcase Water Controller |  |  | A Class | NOS | NOS | I-Inventory | FG-Finish Good | R | Spares | Dental Chair-Spares | Dental Equiment | Main Location | 90330000 |  | FIFO | Dahe | [8 empty] | 0 | 0 | 0 | 1 | 0 | 0 | [6 empty] | NOS | 1 |  | Da/Pdc/Mobile Unit Portable Briefcase Water Controller
IM01987 | Dental Chair Spares-Dahe-Mobile Unit Portable Briefcase WRV |  |  | A Class | NOS | NOS | I-Inventory | FG-Finish Good | R | Spares | Dental Chair-Spares | Dental Equiment | Main Location | 90330000 |  | FIFO | Dahe | [8 empty] | 0 | 0 | 0 | 1 | 0 | 0 | [6 empty] | NOS | 1 |  | Da/Pdc/Mobile Unit Portable Briefcase Wrv
IM01988 | Dental Chair Spares-Dahe-Mobile Unit Portable Briefcase Bottle H/P Coupling With Tubing |  |  | A Class | NOS | NOS | I-Inventory | FG-Finish Good | C | Spares | Dental Chair-Spares | Dental Equiment | Main Location | 90330000 |  | FIFO | Dahe | [8 empty] | 0 | 0 | 0 | 1 | 0 | 0 | [6 empty] | NOS | 1 |  | DA/PDC/MOBILE UNIT PORTABLE BRIEFCASE BOTTLE H/P COUPLING WITH TUBING
IM01989 | Dental Chair Spares-Fengden-Aspire Chair Delivery Unit Power PCB |  |  | A Class | NOS | NOS | I-Inventory | FG-Finish Good | R | Spares | Dental Chair-Spares | Dental Equiment | Main Location | 90330000 |  | FIFO | Fengdan | [8 empty] | 0 | 0 | 0 | 1 | 0 | 0 | [6 empty] | NOS | 1 |  | CHC SPARE-ASPIRE CHAIR DELIVERY UNIT POWER PCB
IM01990 | Dental Chair Spares-Fengden- Planet Chair Headrest Pillow Support |  |  | A Class | NOS | NOS | I-Inventory | FG-Finish Good | R | Spares | Dental Chair-Spares | Dental Equiment | Main Location | 90330000 |  | FIFO | Fengdan | [8 empty] | 0 | 0 | 0 | 1 | 0 | 0 | [6 empty] | NOS | 1 |  | FN/DC/FENGDEN PLANET CHAIR HEADREST PILLOW SUPPORT
IM01991 | Dental Chair Spares-Fengden-Fenfden Planet Delivery Unit Touch Panel PCB |  |  | A Class | NOS | NOS | I-Inventory | FG-Finish Good | R | Spares | Dental Chair-Spares | Dental Equiment | Main Location | 90330000 |  | FIFO | Fengdan | [8 empty] | 0 | 0 | 0 | 1 | 0 | 0 | [6 empty] | NOS | 1 |  | FN/DC/SP/FENFDEN PLANET DELIVERY UNIT TOUCH PANEL PCB
IM01992 | Dental Chair Spares-Fengden-Fengdan Galaxy Plus Chair Right Side Arm Base Cover |  |  | A Class | NOS | NOS | I-Inventory | FG-Finish Good | R | Spares | Dental Chair-Spares | Dental Equiment | Main Location | 90330000 |  | FIFO | Fengdan | [8 empty] | 0 | 0 | 0 | 1 | 0 | 0 | [6 empty] | NOS | 1 |  | FN/DC/SP/FENGDAN GALAXY PLUS CHAIR RIGHT SIDE ARM BASE COVER
IM01993 | Dental Chair Spares-Fengden- Chair Led Light Handle |  |  | A Class | NOS | NOS | I-Inventory | FG-Finish Good | R | Spares | Dental Chair-Spares | Dental Equiment | Main Location | 90330000 |  | FIFO | Fengdan | [8 empty] | 0 | 0 | 0 | 1 | 0 | 0 | [6 empty] | NOS | 1 |  | FN/DC/SP/FENGDEN CHAIR LED LIGHT HANDLE
IM01994 | Dental Chair Spares-Fengden- Chair Plus Chair Led Light Bush-Brown |  |  | A Class | NOS | NOS | I-Inventory | FG-Finish Good | C | Spares | Dental Chair-Spares | Dental Equiment | Main Location | 90330000 |  | FIFO | Fengdan | [8 empty] | 0 | 0 | 0 | 1 | 0 | 0 | [6 empty] | NOS | 1 |  | FN/DC/SP/FENGDEN CHAIR PLUS CHAIR LED LIGHT BUSH-BROWN
IM01995 | Dental Chair Spares-Fengden- Chair Plus Chair Led Light Bush-White |  |  | A Class | NOS | NOS | I-Inventory | FG-Finish Good | C | Spares | Dental Chair-Spares | Dental Equiment | Main Location | 90330000 |  | FIFO | Fengdan | [8 empty] | 0 | 0 | 0 | 1 | 0 | 0 | [6 empty] | NOS | 1 |  | FN/DC/SP/FENGDEN CHAIR PLUS CHAIR LED LIGHT BUSH-WHITE
IM01996 | Dental Chair Spares-Fengden- Chair X-Ray Viewer |  |  | A Class | NOS | NOS | I-Inventory | FG-Finish Good | R | Spares | Dental Chair-Spares | Dental Equiment | Main Location | 90330000 |  | FIFO | Fengdan | [8 empty] | 0 | 0 | 0 | 1 | 0 | 0 | [6 empty] | NOS | 1 |  | FN/DC/SP/FENGDEN CHAIR X-RAY VIEWER
IM01997 | Dental Chair Spares-Fengden- Delivery Unit Air Lock |  |  | A Class | NOS | NOS | I-Inventory | FG-Finish Good | R | Spares | Dental Chair-Spares | Dental Equiment | Main Location | 90330000 |  | FIFO | Fengdan | [8 empty] | 0 | 0 | 0 | 1 | 0 | 0 | [6 empty] | NOS | 1 |  | FN/DC/SP/FENGDEN DELIVERY UNIT AIR LOCK
IM01998 | Dental Chair Spares-Fengden- Galaxy Chair Backrest Motor |  |  | A Class | NOS | NOS | I-Inventory | FG-Finish Good | R | Spares | Dental Chair-Spares | Dental Equiment | Main Location | 90330000 |  | FIFO | Fengdan | [8 empty] | 0 | 0 | 0 | 1 | 0 | 0 | [6 empty] | NOS | 1 |  | FN/DC/SP/FENGDEN GALAXY CHAIR BACKREST MOTOR
IM01999 | Dental Chair Spares-Fengden- Galaxy Chair Backrest Upholstery Yellow |  |  | A Class | NOS | NOS | I-Inventory | FG-Finish Good | R | Spares | Dental Chair-Spares | Dental Equiment | Main Location | 90330000 |  | FIFO | Fengdan | [8 empty] | 0 | 0 | 0 | 1 | 0 | 0 | [6 empty] | NOS | 1 |  | FN/DC/SP/FENGDEN GALAXY CHAIR BACKREST UPHOLSTERY YELLOW
IM02000 | Dental Chair Spares-Fengden- Galaxy Chair Stool Backrest Upholstery Apple Green P02 |  |  | A Class | NOS | NOS | I-Inventory | FG-Finish Good | R | Spares | Dental Chair-Spares | Dental Equiment | Main Location | 90330000 |  | FIFO | Fengdan | [5 empty] | NA |  |  | 0 | 0 | 0 | 1 | 0 | 0 | [6 empty] | NOS | 1 |  | FN/DC/SP/FENGDEN GALAXY CHAIR STOOL BACKREST UPHOLSTERY APPLE GREEN P02

## Sheet2
Item_Code | Item_Name | Item_Part_No | Item_Drawing_No | Inventory_Class_Name | Main_UOM_Code | ALT_UOM_Code | Item_Type_Code | Material_Type_Code_OR_GL_Code | Item_Description | Item_Group_Name | Item_Sub_Group_Name | Item_Category_Name | Default_Store_Name | HSN_Code | Standard_Custom_Duty_Rate_Percentage | Inventory_Valuation_Method | Business_Unit_Name | Standard_Rate | Standard_SWS_Rate_Percentage | Minimum_Level | Reorder_Level | Maximum_Level | Item_Specification | Attribute_Attribute_Code | Attribute_Value | Check_Flag_QC_Applicable | Check_Flag_Serial_No_Applicable | Check_Flag_Batch_No_Lot_No_Applicable | Check_Flag_Inventory_Maintain | check_flag_barcode_applicable | check_flag_serialno_mode | check_flag_serialno_prefix | check_flag_serialno_starts_from | check_flag_serialno_suffix | check_flag_serialno_max_length | Technical_Specification_TS_Type | Technical_Specification_Value | UOM_Conversion_To_UOM_Code | UOM_Conversion_Qty | ALPS_Specific_SAP_Customer_Code | ALPS_Specific_SAP_Customer_Name | ALPS_Specific_SAP_Part_Number | ALPS_Specific_SAP_Part_Description | ALPS_Specific_SAP_Customer_Part_No | ALPS_Specific_SAP_Market_Set_Code | ALPS_Specific_Rounding_Value_LOT_Size_Qty | ALPS_Specific_ALPS_Part_No | ALPS_Specific_Customer_Part_No | ALPS_Specific_OEM_Part_No | UDF_UDF_Label | UDF_VALUE
IM00480 | 3D Printer Spares-Phorozen-Phrozen 3D Printer Transform Fast End Stop Sensor | 2020553DPTRANSFASTENDSTOPSENSOR |  | A Class | NOS | NOS | I-Inventory | TG-Trading Good |  | Spares | 3D Printer-Spares | CAD CAM | Main Location |  |  | FIFO | Phorozen | [8 empty] | 0 | 0 | 0 | 1 | 0 | 0 | [6 empty] | NOS | 1 |  | PH/3DP/MC/PHROZEN 3D PRINTER TRANSFORM FAST END STOP SENSOR
IM00500 | 3D Printer Spares-Phorozen-Phrozen 3D Printer Transform Fast Main Board | 2020553DPTRANSFASTMAINBOARD |  | A Class | NOS | NOS | I-Inventory | FG-Finish Good | R | Spares | 3D Printer-Spares | CAD CAM | Main Location |  |  | FIFO | Phorozen | [8 empty] | 0 | 0 | 0 | 1 | 0 | 0 | [6 empty] | NOS | 1 |  | PH/3DP/MC/PHROZEN 3D PRINTER TRANSFORM FAST MAIN BOARD
IM00594 | Blank-Hangsang-Lithium Disilicate-Rosetta Sm Blank-98X10-B2 | 132SMBLANK9810B2 |  | A Class | NOS | NOS | I-Inventory | FG-Finish Good | R | Consumables | Blank | CAD CAM | Main Location |  |  | FIFO | Hangsang | [8 empty] | 0 | 0 | 0 | 1 | 0 | 0 | [6 empty] | NOS | 1 |  | HS/LITHIUM DISILICATE/ROSETTA SM BLANK/98x10-B2
IM00595 | Blank-Hangsang-Lithium Disilicate-Rosetta Sm Blank-98X14-A2 | 132SMBLANK9814A2 |  | A Class | NOS | NOS | I-Inventory | FG-Finish Good | R | Consumables | Blank | CAD CAM | Main Location |  |  | FIFO | Hangsang | [8 empty] | 0 | 0 | 0 | 1 | 0 | 0 | [6 empty] | NOS | 1 |  | HS/LITHIUM DISILICATE/ROSETTA SM BLANK/98x14-A2
IM00596 | Blank-Hangsang-Lithium Disilicate-Rosetta Sm Blank-98X14-B1 | 132SMBLANK9814B1 |  | A Class | NOS | NOS | I-Inventory | FG-Finish Good | R | Consumables | Blank | CAD CAM | Main Location |  |  | FIFO | Hangsang | [8 empty] | 0 | 0 | 0 | 1 | 0 | 0 | [6 empty] | NOS | 1 |  | HS/LITHIUM DISILICATE/ROSETTA SM BLANK/98x14-B1
IM00597 | Blank-Hangsang-Lithium Disilicate-Rosetta Sm Blank-98X14-B2 | 132SMBLANK9814B2 |  | A Class | NOS | NOS | I-Inventory | FG-Finish Good | R | Consumables | Blank | CAD CAM | Main Location |  |  | FIFO | Hangsang | [8 empty] | 0 | 0 | 0 | 1 | 0 | 0 | [6 empty] | NOS | 1 |  | HS/LITHIUM DISILICATE/ROSETTA SM BLANK/98x14-B2
IM00598 | Blank-Hangsang-Lithium Disilicate-Rosetta Sm Block-C14-B3 | 132SMBLOCK14B3 |  | A Class | NOS | NOS | I-Inventory | FG-Finish Good | R | Consumables | Blank | CAD CAM | Main Location |  |  | FIFO | Hangsang | [8 empty] | 0 | 0 | 0 | 1 | 0 | 0 | [6 empty] | NOS | 1 |  | HS/LITHIUM DISILICATE/ROSETTA SM BLOCK/C14-B3
IM00599 | Blank-Hangsang-Lithium Disilicate-Rosetta Sm Block-C14-B4 | 132SMBLOCK14B4 |  | A Class | NOS | NOS | I-Inventory | FG-Finish Good | R | Consumables | Blank | CAD CAM | Main Location |  |  | FIFO | Hangsang | [8 empty] | 0 | 0 | 0 | 1 | 0 | 0 | [6 empty] | NOS | 1 |  | HS/LITHIUM DISILICATE/ROSETTA SM BLOCK/C14-B4
IM00600 | Blank-Hangsang-Lithium Disilicate-Rosetta Sm Block-C14-C2 | 132SMBLOCK14C2 |  | A Class | NOS | NOS | I-Inventory | FG-Finish Good | R | Consumables | Blank | CAD CAM | Main Location |  |  | FIFO | Hangsang | [8 empty] | 0 | 0 | 0 | 1 | 0 | 0 | [6 empty] | NOS | 1 |  | HS/LITHIUM DISILICATE/ROSETTA SM BLOCK/C14-C2
IM00601 | Blank-Hangsang-Lithium Disilicate-Rosetta Sm Block-C14-C4 | 132SMBLOCK14C4 |  | A Class | NOS | NOS | I-Inventory | FG-Finish Good | R | Consumables | Blank | CAD CAM | Main Location |  |  | FIFO | Hangsang | [8 empty] | 0 | 0 | 0 | 1 | 0 | 0 | [6 empty] | NOS | 1 |  | HS/LITHIUM DISILICATE/ROSETTA SM BLOCK/C14-C4
IM00602 | Blank-Hangsang-Lithium Disilicate-Rosetta Sm Block-C14-D2 | 132SMBLOCK14D2 |  | A Class | NOS | NOS | I-Inventory | FG-Finish Good | R | Consumables | Blank | CAD CAM | Main Location |  |  | FIFO | Hangsang | [8 empty] | 0 | 0 | 0 | 1 | 0 | 0 | [6 empty] | NOS | 1 |  | HS/LITHIUM DISILICATE/ROSETTA SM BLOCK/C14-D2
IM00603 | Blank-Hangsang-Lithium Disilicate-Rosetta Sm Block-C14-D3 | 132SMBLOCK14D3 |  | A Class | NOS | NOS | I-Inventory | FG-Finish Good | R | Consumables | Blank | CAD CAM | Main Location |  |  | FIFO | Hangsang | [8 empty] | 0 | 0 | 0 | 1 | 0 | 0 | [6 empty] | NOS | 1 |  | HS/LITHIUM DISILICATE/ROSETTA SM BLOCK/C14-D3
IM00604 | Blank-Hass-Bleach Ingot-Rosetta SP-R10-HT-W1 (Pack of 5) | 132030SPR10HTW1 |  | A Class | NOS | NOS | I-Inventory | FG-Finish Good | R | Consumables | Blank | CAD CAM | Main Location |  |  | FIFO | Hass Corporation | [8 empty] | 0 | 0 | 0 | 1 | 0 | 0 | [6 empty] | NOS | 1 |  | HS/BLEACH INGOT/ ROSETTA SP/R10-HT/W1 (PCK OF 5)
IM00605 | Blank-Hass-Bleach Ingot-Rosetta SP-R10-HT-W2 (Pack of 5) | 132030SPR10HTW2 |  | A Class | NOS | NOS | I-Inventory | FG-Finish Good | R | Consumables | Blank | CAD CAM | Main Location |  |  | FIFO | Hass Corporation | [8 empty] | 0 | 0 | 0 | 1 | 0 | 0 | [6 empty] | NOS | 1 |  | HS/BLEACH INGOT/ ROSETTA SP/R10-HT/W2 (PCK OF 5)
IM00606 | Blank-Hass-Bleach Ingot-Rosetta SP-R10-HT-W3 (Pack of 5) | 132030SPR10HTW3 |  | A Class | NOS | NOS | I-Inventory | FG-Finish Good | R | Consumables | Blank | CAD CAM | Main Location |  |  | FIFO | Hass Corporation | [8 empty] | 0 | 0 | 0 | 1 | 0 | 0 | [6 empty] | NOS | 1 |  | HS/BLEACH INGOT/ ROSETTA SP/R10-HT/W3 (PCK OF 5)
IM00607 | Blank-Hass-Bleach Ingot-Rosetta SP-R10-LT-W1 (Pack of 5) | 132030SPR10LTW1 |  | A Class | NOS | NOS | I-Inventory | FG-Finish Good | R | Consumables | Blank | CAD CAM | Main Location |  |  | FIFO | Hass Corporation | [8 empty] | 0 | 0 | 0 | 1 | 0 | 0 | [6 empty] | NOS | 1 |  | HS/BLEACH INGOT/ ROSETTA SP/R10-LT/W1 (PCK OF 5)
IM00608 | Blank-Hass-Bleach Ingot-Rosetta SP-R10-LT-W2 (Pack of 5) | 132030SPR10LTW2 |  | A Class | NOS | NOS | I-Inventory | FG-Finish Good | R | Consumables | Blank | CAD CAM | Main Location |  |  | FIFO | Hass Corporation | [8 empty] | 0 | 0 | 0 | 1 | 0 | 0 | [6 empty] | NOS | 1 |  | HS/BLEACH INGOT/ ROSETTA SP/R10-LT/W2 (PCK OF 5)
IM00609 | Blank-Hass-Bleach Ingot-Rosetta SP-R10-LT-W3 (Pack of 5) | 132030SPR10LTW3 |  | A Class | NOS | NOS | I-Inventory | FG-Finish Good | R | Consumables | Blank | CAD CAM | Main Location |  |  | FIFO | Hass Corporation | [8 empty] | 0 | 0 | 0 | 1 | 0 | 0 | [6 empty] | NOS | 1 |  | HS/BLEACH INGOT/ ROSETTA SP/R10-LT/W3 (PCK OF 5)
IM00610 | Blank-Hass-Bleach IngotLT-R10-A1 | 132030LTR10A1 |  | A Class | NOS | NOS | I-Inventory | FG-Finish Good | R | Consumables | Blank | CAD CAM | Main Location |  |  | FIFO | Hass Corporation | [8 empty] | 0 | 0 | 0 | 1 | 0 | 0 | [6 empty] | NOS | 1 |  | ROSETTA/INGOT/LT-R10/A1
IM00611 | Blank-Hass-Bleach IngotLT-R10-B1 | 132030LTR10B1 |  | A Class | NOS | NOS | I-Inventory | FG-Finish Good | R | Consumables | Blank | CAD CAM | Main Location |  |  | FIFO | Hass Corporation | [8 empty] | 0 | 0 | 0 | 1 | 0 | 0 | [6 empty] | NOS | 1 |  | ROSETTA/INGOT/LT-R10/B1
IM00612 | Blank-Hass-Bleach IngotLT-R10-B2 | 132030LTR10B2 |  | A Class | NOS | NOS | I-Inventory | FG-Finish Good | R | Consumables | Blank | CAD CAM | Main Location |  |  | FIFO | Hass Corporation | [8 empty] | 0 | 0 | 0 | 1 | 0 | 0 | [6 empty] | NOS | 1 |  | ROSETTA/INGOT/LT-R10/B2
IM00636 | Blank-Aidite-Zirconia- Super High Translucent Round Blank 98X16MM | 162034SUHIGH9816MM |  | A Class | NOS | NOS | I-Inventory | FG-Finish Good | R | Consumables | Blank | CAD CAM | Main Location |  |  | FIFO | Aidite | [8 empty] | 0 | 0 | 0 | 1 | 0 | 0 | [6 empty] | NOS | 1 |  | ZIRC /AD/ BLANK/SUPER HIGH TRANSLT/ ROUND/98x 16MM
IM00637 | Blank-Aidite-Zirconia- Super High Translucent Round Blank 98X18MM | 162034SUHIGHTRANS9818MM |  | A Class | NOS | NOS | I-Inventory | FG-Finish Good | R | Consumables | Blank | CAD CAM | Main Location |  |  | FIFO | Aidite | [8 empty] | 0 | 0 | 0 | 1 | 0 | 0 | [6 empty] | NOS | 1 |  | ZIRC /AD/ BLANK/SUPER HIGH TRANSLT/ ROUND/98x 18MM
IM00638 | Blank-Aidite-Zirconia- Super High Translucent Round Blank 98X20MM | 162034SUHIGHTRANS9820MM |  | A Class | NOS | NOS | I-Inventory | FG-Finish Good | R | Consumables | Blank | CAD CAM | Main Location |  |  | FIFO | Aidite | [8 empty] | 0 | 0 | 0 | 1 | 0 | 0 | [6 empty] | NOS | 1 |  | ZIRC /AD/ BLANK/SUPER HIGH TRANSLT/ ROUND/98x 20MM
IM00639 | Blank-Aidite-Zirconia- Super High Translucent Round Blank 98X25MM | 162034SUHIGHTRANS9825MM |  | A Class | NOS | NOS | I-Inventory | FG-Finish Good | R | Consumables | Blank | CAD CAM | Main Location |  |  | FIFO | Aidite | [8 empty] | 0 | 0 | 0 | 1 | 0 | 0 | [6 empty] | NOS | 1 |  | ZIRC /AD/ BLANK/SUPER HIGH TRANSLT/ ROUND/98x 25MM
IM00640 | Blank-Aidite-Zirconia- Super Translucent Round Blank 98X10MM | 162034SUTRANS98X10MM |  | A Class | NOS | NOS | I-Inventory | FG-Finish Good | R | Consumables | Blank | CAD CAM | Main Location |  |  | FIFO | Aidite | [8 empty] | 0 | 0 | 0 | 1 | 0 | 0 | [6 empty] | NOS | 1 |  | ZIRC /AD/ BLANK/SUPER TRANSLUCENT/ ROUND/98x 10MM
IM00641 | Blank-Aidite-Zirconia- Super Translucent Round Blank 98X12MM | 162034SUTRANS98X12MM |  | A Class | NOS | NOS | I-Inventory | FG-Finish Good | R | Consumables | Blank | CAD CAM | Main Location |  |  | FIFO | Aidite | [8 empty] | 0 | 0 | 0 | 1 | 0 | 0 | [6 empty] | NOS | 1 |  | ZIRC /AD/ BLANK/SUPER TRANSLUCENT/ ROUND/98x 12MM
IM00642 | Blank-Aidite-Zirconia- Super Translucent Round Blank 98X25MM | 162034SUBLANK98X25MM |  | A Class | NOS | NOS | I-Inventory | FG-Finish Good | R | Consumables | Blank | CAD CAM | Main Location |  |  | FIFO | Aidite | [8 empty] | 0 | 0 | 0 | 1 | 0 | 0 | [6 empty] | NOS | 1 |  | ZIRC /AD/ BLANK/SUPER TRANSLUCENT/ ROUND/98x 25MM
IM00643 | Blank-Aidite-Zirconia-Multilayer Round Blank 98X12MM-A2 | 162034MULTILAYER98X12MMA2 |  | A Class | NOS | NOS | I-Inventory | FG-Finish Good | C | Consumables | Blank | CAD CAM | Main Location |  |  | FIFO | Aidite | [8 empty] | 0 | 0 | 0 | 1 | 0 | 0 | [6 empty] | NOS | 1 |  | ZIRC/AIDITE /MULTILAYER BLANK/ ROUND/98x 12MM-A2
IM00644 | Blank-Aidite-Zirconia-Multilayer Round Blank 98X12MM-A3.5 | 162034MULTILAYER98X12MMA3.5 |  | A Class | NOS | NOS | I-Inventory | FG-Finish Good | R | Consumables | Blank | CAD CAM | Main Location |  |  | FIFO | Aidite | [8 empty] | 0 | 0 | 0 | 1 | 0 | 0 | [6 empty] | NOS | 1 |  | ZIRC/AIDITE /MULTILAYER BLANK/ ROUND/98x 12MM-A3.5
IM00645 | Blank-Aidite-Zirconia-Multilayer Round Blank 98X12MM-B1 | 162034MULTI98X12MMB1 |  | A Class | NOS | NOS | I-Inventory | FG-Finish Good | R | Consumables | Blank | CAD CAM | Main Location |  |  | FIFO | Aidite | [8 empty] | 0 | 0 | 0 | 1 | 0 | 0 | [6 empty] | NOS | 1 |  | ZIRC/AIDITE /MULTILAYER BLANK/ ROUND/98x 12MM-B1
IM00646 | Blank-Aidite-Zirconia-Multilayer Round Blank 98X12MM-C2 | 162034MULTI98X12MMC2 |  | A Class | NOS | NOS | I-Inventory | FG-Finish Good | R | Consumables | Blank | CAD CAM | Main Location |  |  | FIFO | Aidite | [8 empty] | 0 | 0 | 0 | 1 | 0 | 0 | [6 empty] | NOS | 1 |  | ZIRC/AIDITE /MULTILAYER BLANK/ ROUND/98x 12MM-C2
IM00647 | Blank-Aidite-Zirconia-Multilayer Round Blank 98X12MM-D2 | 162034MULTI98X12MMD2 |  | A Class | NOS | NOS | I-Inventory | FG-Finish Good | R | Consumables | Blank | CAD CAM | Main Location |  |  | FIFO | Aidite | [8 empty] | 0 | 0 | 0 | 1 | 0 | 0 | [6 empty] | NOS | 1 |  | ZIRC/AIDITE /MULTILAYER BLANK/ ROUND/98x 12MM-D2
IM00648 | Blank-Aidite-Zirconia-Multilayer Round Blank 98X14MM-A3.5 | 162034MULTI98X14MMA3.5 |  | A Class | NOS | NOS | I-Inventory | FG-Finish Good | R | Consumables | Blank | CAD CAM | Main Location |  |  | FIFO | Aidite | [8 empty] | 0 | 0 | 0 | 1 | 0 | 0 | [6 empty] | NOS | 1 |  | ZIRC/AIDITE /MULTILAYER BLANK/ ROUND/98x 14MM-A3.5
IM00649 | Blank-Aidite-Zirconia-Multilayer Round Blank 98X14MM-B1 | 162034MULTI98X14MMB1 |  | A Class | NOS | NOS | I-Inventory | FG-Finish Good | R | Consumables | Blank | CAD CAM | Main Location |  |  | FIFO | Aidite | [8 empty] | 0 | 0 | 0 | 1 | 0 | 0 | [6 empty] | NOS | 1 |  | ZIRC/AIDITE /MULTILAYER BLANK/ ROUND/98x 14MM-B1
IM00650 | Blank-Aidite-Zirconia-Multilayer Round Blank 98X14MM-D2 | 162034MULTI98X14MMD2 |  | A Class | NOS | NOS | I-Inventory | FG-Finish Good | R | Consumables | Blank | CAD CAM | Main Location |  |  | FIFO | Aidite | [8 empty] | 0 | 0 | 0 | 1 | 0 | 0 | [6 empty] | NOS | 1 |  | ZIRC/AIDITE /MULTILAYER BLANK/ ROUND/98x 14MM-D2
IM00651 | Blank-Aidite-Zirconia-Multilayer Round Blank 98X18MM-A2 | 162034MULTI98X18MMA2 |  | A Class | NOS | NOS | I-Inventory | FG-Finish Good | R | Consumables | Blank | CAD CAM | Main Location |  |  | FIFO | Aidite | [8 empty] | 0 | 0 | 0 | 1 | 0 | 0 | [6 empty] | NOS | 1 |  | ZIRC/AIDITE /MULTILAYER BLANK/ ROUND/98x 18MM-A2
IM00652 | Blank-Aidite-Zirconia-Multilayer Round Blank 98X18MM-A3.5 | 162034MULTI98X18MMA3.5 |  | A Class | NOS | NOS | I-Inventory | FG-Finish Good | R | Consumables | Blank | CAD CAM | Main Location |  |  | FIFO | Aidite | [8 empty] | 0 | 0 | 0 | 1 | 0 | 0 | [6 empty] | NOS | 1 |  | ZIRC/AIDITE /MULTILAYER BLANK/ ROUND/98x 18MM-A3.5
IM00653 | Blank-Aidite-Zirconia-Multilayer Round Blank 98X18MM-C2 | 162034MULTI98X18MMC2 |  | A Class | NOS | NOS | I-Inventory | FG-Finish Good | R | Consumables | Blank | CAD CAM | Main Location |  |  | FIFO | Aidite | [8 empty] | 0 | 0 | 0 | 1 | 0 | 0 | [6 empty] | NOS | 1 |  | ZIRC/AIDITE /MULTILAYER BLANK/ ROUND/98x 18MM-C2
IM00654 | Blank-Aidite-Zirconia-Multilayer Round Blank 98X18MM-D2 | 162034MULTI98X18MMD2 |  | A Class | NOS | NOS | I-Inventory | FG-Finish Good | R | Consumables | Blank | CAD CAM | Main Location |  |  | FIFO | Aidite | [8 empty] | 0 | 0 | 0 | 1 | 0 | 0 | [6 empty] | NOS | 1 |  | ZIRC/AIDITE /MULTILAYER BLANK/ ROUND/98x 18MM-D2
IM00697 | Component-Local- 223(22Kilo Ohm) Pot Adjuster | 148052223POTADJUSTER |  | A Class | NOS | NOS | I-Inventory | FG-Finish Good | C | Spares | Component | Dental Equiment | Main Location |  |  | FIFO | Indian Product | [8 empty] | 0 | 0 | 0 | 1 | 0 | 0 | [6 empty] | NOS | 1 |  | Component-Local- COMPONENT 223(22KILO OHM) POT ADJUSTER
IM00735 | Component-Local- Push Bush Switch | 148052COMPPBSWITCH |  | A Class | NOS | NOS | I-Inventory | FG-Finish Good | C | Spares | Component | Dental Equiment | Main Location |  |  | FIFO | Indian Product | [8 empty] | 0 | 0 | 0 | 1 | 0 | 0 | [6 empty] | NOS | 1 |  | Component-Local-COMPONENT PUSH BUSH SWITCH
IM00738 | Component-Local- Tiv 22 | 148052COMPTIV22 |  | A Class | NOS | NOS | I-Inventory | FG-Finish Good | C | Spares | Component | Dental Equiment | Main Location |  |  | FIFO | Indian Product | [8 empty] | 0 | 0 | 0 | 1 | 0 | 0 | [6 empty] | NOS | 1 |  | Component-Local-COMPONENT TIV 22
IM00789 | Composite Material-Prime Dent- Endodontic Kit | 139ENDODONTICKIT |  | A Class | NOS | NOS | I-Inventory | FG-Finish Good | R | Consumables | Composite Material | Dental Equiment | Main Location |  |  | FIFO | Prime Dent | [8 empty] | 0 | 0 | 0 | 1 | 0 | 0 | [6 empty] | NOS | 1 |  | ENDODONTIC KIT
IM00791 | Composite Material-Prime Dent- Glass Inomer Light Cured Kit A2 | 186KITA2 |  | A Class | NOS | NOS | I-Inventory | FG-Finish Good | R | Consumables | Composite Material | Dental Equiment | Main Location |  |  | FIFO | Prime Dent | [8 empty] | 0 | 0 | 0 | 1 | 0 | 0 | [6 empty] | NOS | 1 |  | PD/GI/PRIME DENT/GLASS INOMER LIGHT- CURED KIT A2
IM00792 | Composite Material-Prime Dent- Glass Inomer Light Cured Kit A3 | 186KITA3 |  | A Class | NOS | NOS | I-Inventory | FG-Finish Good | R | Consumables | Composite Material | Dental Equiment | Main Location |  |  | FIFO | Prime Dent | [8 empty] | 0 | 0 | 0 | 1 | 0 | 0 | [6 empty] | NOS | 1 |  | PD/GI/PRIME DENT/GLASS INOMER LIGHT- CURED KIT A3
IM00794 | Composite Material-Prime Dent-Light Cure Nano Hybrid Composite Kit 001-616 | 139035001616 |  | A Class | NOS | NOS | I-Inventory | FG-Finish Good | R | Consumables | Composite Material | Dental Equiment | Main Location |  |  | FIFO | Prime Dent | [8 empty] | 0 | 0 | 0 | 1 | 0 | 0 | [6 empty] | NOS | 1 |  | PD/NHC/PRIME-DENT L/C NANO HY. C.KIT 001-616
IM00795 | Composite Material-Prime Dent- VLC One Step Bonding Self Etch | 186BONDING |  | A Class | NOS | NOS | I-Inventory | FG-Finish Good | R | Consumables | Composite Material | Dental Equiment | Main Location |  |  | FIFO | Prime Dent | [8 empty] | 0 | 0 | 0 | 1 | 0 | 0 | [6 empty] | NOS | 1 |  | PD/PRIME DENT/VLC ONE STEP BONDING SELF ETCH
IM00796 | Composite Material-Prime Dent GI Resorative Kit | 139GIRESTORATIVEKIT |  | A Class | NOS | NOS | I-Inventory | FG-Finish Good | R | Consumables | Composite Material | Dental Equiment | Main Location |  |  | FIFO | Prime Dent | [8 empty] | 0 | 0 | 0 | 1 | 0 | 0 | [6 empty] | NOS | 1 |  | PD/PRIME GI RESTORATIVE KIT
IM00797 | Composite Material-Prime Dent Hema Desentizer 2 G Syringe | 1392GSYRINGE |  | A Class | NOS | NOS | I-Inventory | FG-Finish Good | R | Consumables | Composite Material | Dental Equiment | Main Location |  |  | FIFO | Prime Dent | [8 empty] | 0 | 0 | 0 | 1 | 0 | 0 | [6 empty] | NOS | 1 |  | PD/PRIME-HEMA DESENTIZER 2 G SYRINGE
IM00798 | Composite Mateial-Prime Dent -PIT and Fissure Sealant | 139PITFISSURE |  | A Class | NOS | NOS | I-Inventory | FG-Finish Good | R | Consumables | Composite Material | Dental Equiment | Main Location |  |  | FIFO | Prime Dent | [8 empty] | 0 | 0 | 0 | 1 | 0 | 0 | [6 empty] | NOS | 1 |  | PD/PRIME-PIT AND FISSURE SEALANT
IM00799 | Composite Material-Prime Dent-Pit and Fissure Sealant-Opeque | 139PITFISSUREOPEQUE |  | A Class | NOS | NOS | I-Inventory | FG-Finish Good | R | Consumables | Composite Material | Dental Equiment | Main Location |  |  | FIFO | Prime Dent | [8 empty] | 0 | 0 | 0 | 1 | 0 | 0 | [6 empty] | NOS | 1 |  | PD/PRIME-PIT AND FISSURE SEALANT-OPEQUE
IM00801 | Composite Material- Prime Dent- Zinc Oxide Eugenol Cement Kit | 139ZINCCEMENTKIT |  | A Class | NOS | NOS | I-Inventory | FG-Finish Good | R | Consumables | Composite Material | Dental Equiment | Main Location |  |  | FIFO | Prime Dent | [8 empty] | 0 | 0 | 0 | 1 | 0 | 0 | [6 empty] | NOS | 1 |  | PD/PRIME-ZINC OXIDE EUGENOL CEMENT KIT
IM00816 | Air Compressor- Cristofolio- Silence Air Compressor 38L | 11600338L |  | A Class | NOS | NOS | I-Inventory | FG-Finish Good | R | Equipment | Air Compressor | Dental Equiment | Main Location |  |  | FIFO | Cristofolio | [5 empty] | 1.*Air Compressor Oil-free for clinical, laboratory, commercial or even residential use.*2.*Suitable for offices with air consumption up to 85 liters per minute;*3.*Modern and compact design;*4.*Easy operation and maintenance;*5.*Large flow capacity and stable performance;*6.*Being oil-free, emits no fumes, vapors or odors;*7.*Has output air filter, engine pistons 2 and 3 safety systems, among them a shield against overheating;*8.*Air tank with inner painting;*9.*High-efficiency drain located at the bottom center of the tank;*10.*1-year guarantee |  |  | 0 | 0 | 0 | 1 | 0 | 0 | [6 empty] | NOS | 1 |  | CR/AC/CRISTOFOLIO/SILENCE AIR COMP. 38L
IM00829 | Air Compressor Accessories- Cristofolio Dental Stool Simpler | 116SIMPLIER |  | A Class | NOS | NOS | I-Inventory | FG-Finish Good | R | Accessories | Air Compressor-Accessories | Dental Equiment | Main Location |  |  | FIFO | Cristofolio | [8 empty] | 0 | 0 | 0 | 1 | 0 | 0 | [6 empty] | NOS | 1 |  | CR/AC/CRITOFOLIO/DENTAL STOOL/SIMPLER
IM00830 | Air Compressor Accessories- Durr Compressor Membrance for Torando 1 and 2 | 150003TORNADO1AND2 |  | A Class | NOS | NOS | I-Inventory | FG-Finish Good | R | Accessories | Air Compressor-Accessories | Dental Equiment | Main Location |  |  | FIFO | Durr Dental | [8 empty] | 0 | 0 | 0 | 1 | 0 | 0 | [6 empty] | NOS | 1 |  | DD/CR/AC/MEMBRANE FOR TORNADO 1 AND 2 COMP.
IM00836 | Air Compressor Spares-Durr-Fine Filter Set for A4 Cylinder Silver Airline 5450-980-60 | 159003CYLINDER545098060 |  | A Class | NOS | NOS | I-Inventory | FG-Finish Good | R | Spares | Air Compressor-Spares | Dental Equiment | Main Location |  |  | FIFO | Durr Dental | [8 empty] | 0 | 0 | 0 | 1 | 0 | 0 | [6 empty] | NOS | 1 |  | DR/CO/SP/FINE FILTER SET FOR A4 CYLINDER SILVER AIRLINE-5450-980-60
IM00867 | Air Compressor Spares -Durr-Power Tower Silence 120/02 | 15000612002 |  | A Class | NOS | NOS | I-Inventory | FG-Finish Good | R | Spares | Air Compressor-Spares | Dental Equiment | Main Location |  |  | FIFO | Durr Dental | [8 empty] | 0 | 0 | 0 | 1 | 0 | 0 | [6 empty] | NOS | 1 |  | DD/CR/AC/DENTAL COMP/POWER TOWER SILENCE 120/02
IM00870 | Air Compressor Spares-Durr-Comfort H/Ve Bare Suction hose-9000-317-38 | 150003900031738 |  | A Class | NOS | NOS | I-Inventory | FG-Finish Good | R | Spares | Air Compressor-Spares | Dental Equiment | Main Location |  |  | FIFO | Durr Dental | [8 empty] | 0 | 0 | 0 | 1 | 0 | 0 | [6 empty] | NOS | 1 |  | DURR/CO/SP/ COMFORT H/VE BARE SUCTION HOSE-9000-317-38
IM00932 | Dental Compressor Spares- Durr Connect 20 Filtre Connector 0700-700-18E | Durr/Sp/Durr Connect 20 Filtre Connector 0700-700-18E |  | A Class | NOS | NOS | I-Inventory | TG-Trading Good |  | Spares | Air Compressor-Spares | Dental Equiment | Main Location |  |  | FIFO | Durr Dental | [8 empty] | 0 | 0 | 0 | 1 | 0 | 0 | [6 empty] | NOS | 1 |  | Durr Connect 20 Filtre Connector 0700-700-18E
IM00933 | Dental Compressor Spares- Durr Dental Base for Tornado Compressor 5180-200-04 | Durr/Sp/Base for Tornado Compressor 5180-200-04 |  | A Class | NOS | NOS | I-Inventory | TG-Trading Good |  | Spares | Air Compressor-Spares | Dental Equiment | Main Location |  |  | FIFO | Durr Dental | [8 empty] | 0 | 0 | 0 | 1 | 0 | 0 | [6 empty] | NOS | 1 |  | Durr Dental Base for Tornado Compressor 5180-200-04
IM00936 | Computer System-Accessories-Stablizer-Servo Voltage Stablizer 3Kva | 1480453KVASTABLIZER |  | A Class | NOS | NOS | I-Inventory | TG-Trading Good |  | Accessories | Computer System-Accessories | Dental Equiment | Main Location |  |  | FIFO | Indian Product | [8 empty] | 0 | 0 | 0 | 1 | 0 | 0 | [6 empty] | NOS | 1 |  | IN/SS/MC/STABLIZER-SERVO VOLTAGE STABLIZER 3KVA
IM00941 | Control Box-Strong-Strong Lab Motor Contorl Box Model Forte 300 | 164013FORTE300 |  | A Class | NOS | NOS | I-Inventory | FG-Finish Good | R | Equipment | Control Box | Dental Equiment | Main Location |  |  | FIFO | Strong | [8 empty] | 0 | 0 | 0 | 1 | 0 | 0 | [6 empty] | NOS | 1 |  | ST/LM/CB/AC/STRONG LAB MOTOR CONTROL BOX -FORTE 300
IM00944 | Dental Cabinet-Shanghai- Dental Mobile Cabinet Model-MDF Q1 | 124022MDFQ1 |  | A Class | NOS | NOS | I-Inventory | FG-Finish Good | R | Equipment | Dental Cabinet | Dental Equiment | Main Location |  |  | FIFO | Shanghai | [8 empty] | 0 | 0 | 0 | 1 | 0 | 0 | [6 empty] | NOS | 1 |  | GL/CB/MC/DENTAL MOBILE CABINET MODEL (MDF) Q 1
IM00947 | Dental Cabinet-Shanghai- Dental Mobile Unit Marble Top Model-BG-752-2E | 1240227522E |  | A Class | NOS | NOS | I-Inventory | FG-Finish Good | R | Equipment | Dental Cabinet | Dental Equiment | Main Location |  |  | FIFO | Shanghai | [8 empty] | 0 | 0 | 0 | 1 | 0 | 0 | [6 empty] | NOS | 1 |  | SS/DC/MC/BG-752-2E-DENTAL MOBILE UNIT MARBLE TOP
IM00948 | Dental Cabinet-Shanghai- Dental Wall Cabinet Model-BG-G3 | 126033CABINETBGG3 |  | A Class | NOS | NOS | I-Inventory | FG-Finish Good | R | Equipment | Dental Cabinet | Dental Equiment | Main Location |  |  | FIFO | Shanghai | [5 empty] | Wall Mount Cabinet*Model BG G3*Wall Mount Cabinet for Gloves, Tissue, Soap Stand, Disenfactant Stand |  |  | 0 | 0 | 0 | 1 | 0 | 0 | [6 empty] | NOS | 1 |  | SS/DC/MC/BG-G3-DENTAL WALL CABINET BG-G3
IM00979 | Dental Chair Machinery- Dahe Dental Mobile Unit Model 110 | 117101110MOBILEUNIT |  | A Class | NOS | NOS | I-Inventory | FG-Finish Good | R | Equipment | Dental Chair | Dental Equiment | Main Location |  |  | FIFO | Dahe | [8 empty] | 0 | 0 | 0 | 1 | 0 | 0 | [6 empty] | NOS | 1 |  | DHD/DC//MC/110-DAHE DENTAL MOBILE UNIT
IM00998 | Dental Chair Machine-Gnatus Xpress Inova Pad -LSFE Sync | GN/DC/MC/SYNC /LSFE GNATUS D/CHAIR XPRESS INOVA PAD |  | A Class | NOS | NOS | I-Inventory | FG-Finish Good | R | Equipment | Dental Chair | Dental Equiment | Main Location |  |  | FIFO | Gnatus | [8 empty] | 0 | 0 | 0 | 1 | 0 | 0 | [6 empty] | NOS | 1 |  | GN/DC/MC/SYNC /LSFE GNATUS CHAIR XPRESS INOVA PAD
IM01006 | Dental Chair Machine-Yoboshi Peado CAT Type -A8000IIA | FY/DC/MC/A8000 IIA YOBOSHI DENTAL PEADO CHAIR CAT TYPE |  | A Class | NOS | NOS | I-Inventory | TG-Trading Good |  | Equipment | Dental Chair | Dental Equiment | Main Location |  |  | FIFO | Yoboshi | [8 empty] | 0 | 0 | 0 | 1 | 0 | 0 | [6 empty] | NOS | 1 |  | FY/DC/MC/A8000 IIA YOBOSHI DENTAL PEADO CHAIR CAT TYPE
IM01133 | Dental Chair Upholstery- Avayanna Dark Orange #13 | 203001CHUPDARKORANGE013 |  | A Class | NOS | NOS | I-Inventory | TG-Trading Good |  | Accessories | Dental Chair-Accessories | Dental Equiment | Main Location |  |  | FIFO | Confident | [8 empty] | 0 | 0 | 0 | 1 | 0 | 0 | [6 empty] | NOS | 1 |  | CD/DC/CHUP/AVYANNA/DENTAL CHAIR UPHOL. DARK ORANGE 013
IM01180 | Dental Chair Upholstery-Innova Pad-Mustard Yellow # S05 | 109001CHUPINPADMUSTARDYELLOWS05 |  | A Class | NOS | NOS | I-Inventory | FG-Finish Good | R | Accessories | Dental Chair-Accessories | Dental Equiment | Main Location |  |  | FIFO | Runyes | [8 empty] | 0 | 0 | 0 | 1 | 0 | 0 | [6 empty] | NOS | 1 |  | RN/DC/UP/RUNYES CHAIR UPHL INNOVA PAD/MUSTARD YELLOW/S05
IM01181 | Dental Chair Accessoires-Runyes Dental Head Light LED | 109001D4LEDLIGHT |  | A Class | NOS | NOS | I-Inventory | FG-Finish Good | R | Accessories | Dental Chair-Accessories | Dental Equiment | Main Location |  |  | FIFO | Runyes | [8 empty] | 0 | 0 | 0 | 1 | 0 | 0 | [6 empty] | NOS | 1 |  | RN/DL/AC/D4-LEDS- RUNYES DENTAL HEAD LED LIGHT
IM01261 | Installation Kit- Utkrisht | KIT-110UTKRISHTCHAIR |  | A Class | NOS | NOS | I-Inventory | TG-Trading Good |  | Consumables | Dental Chair-Consumables | Dental Equiment | Main Location |  |  | FIFO | Bestodent | [8 empty] | 0 | 0 | 0 | 1 | 0 | 0 | [6 empty] | NOS | 1 |  | KIT -110 INSTALLATION KIT FOR UTKRISHT CHAIR
IM01483 | Dental Chair Spares-Anthos-Cefla Vga Exit Cable 97521844 | 10600197521844 |  | A Class | NOS | NOS | I-Inventory | FG-Finish Good | R | Spares | Dental Chair-Spares | Dental Equiment | Main Location |  |  | FIFO | Anthos/Cefla | [8 empty] | 0 | 0 | 0 | 1 | 0 | 0 | [6 empty] | NOS | 1 |  | CF/DC/SP/CEFLA VGA EXIT CABLE 97521844
IM01495 | Dental Chair Spares-Anthos-Continental Console Group 97661144 | 106001CONSOLEGROUP97661144 |  | A Class | NOS | NOS | I-Inventory | FG-Finish Good | R | Spares | Dental Chair-Spares | Dental Equiment | Main Location |  |  | FIFO | Anthos/Cefla | [8 empty] | 0 | 0 | 0 | 1 | 0 | 0 | [6 empty] | NOS | 1 |  | CF/DC/SP/CONTINENTAL CONSOLE GROUP 97661144
IM01496 | Dental Chair Spares-Anthos-Coperchio Serbatoi Serie 3000 Pz 91109109 | 10600191109109 |  | A Class | NOS | NOS | I-Inventory | FG-Finish Good | R | Spares | Dental Chair-Spares | Dental Equiment | Main Location |  |  | FIFO | Anthos/Cefla | [8 empty] | 0 | 0 | 0 | 1 | 0 | 0 | [6 empty] | NOS | 1 |  | CF/DC/SP/COPERCHIO SERBATOI SERIE 3000 PZ 91109109
IM01497 | Dental Chair Spares-Anthos-Cord Sez L1400C U2 Hd 95520509 | 10600195520509 |  | A Class | NOS | NOS | I-Inventory | FG-Finish Good | R | Spares | Dental Chair-Spares | Dental Equiment | Main Location |  |  | FIFO | Anthos/Cefla | [8 empty] | 0 | 0 | 0 | 1 | 0 | 0 | [6 empty] | NOS | 1 |  | CF/DC/SP/CORD SEZ L1400C U2 HD 95520509
IM01527 | Dental Chair Spares-Anthos-Ghiera D 20X1 Autobl-52900023 | 10600152900023 |  | A Class | NOS | NOS | I-Inventory | FG-Finish Good | R | Spares | Dental Chair-Spares | Dental Equiment | Main Location |  |  | FIFO | Anthos/Cefla | [8 empty] | 0 | 0 | 0 | 1 | 0 | 0 | [6 empty] | NOS | 1 |  | CF/DC/SP/GHIERA D 20X1 AUTOBL-52900023
IM01606 | Dental Chair Spares-Nanhai Aspire-Chair Utility Tray | 177001UTILITYTRAY |  | A Class | NOS | NOS | I-Inventory | FG-Finish Good | R | Spares | Dental Chair-Spares | Dental Equiment | Main Location |  |  | FIFO | Nanhai | [8 empty] | 0 | 0 | 0 | 1 | 0 | 0 | [6 empty] | NOS | 1 |  | CHC SPARE -ASPIRE CHAIR UTILY TRAY
IM01681 | Dental Chair Spares- Power Keen-Star- Assistant Arm PCB | Powerkeen Assistant Arm PCB |  | A Class | NOS | NOS | I-Inventory | TG-Trading Good |  | Spares | Dental Chair-Spares | Dental Equiment | Main Location |  |  | FIFO | Power Keen | [8 empty] | 0 | 0 | 0 | 1 | 0 | 0 | [6 empty] | NOS | 1 |  | Pk/Sp/Powerkeen Assistant Arm PCB
IM01682 | Dental Chair Spares- Power Keen-Star- Delivery Unit PCB | Power Keen-Delivery Unit Pcb |  | A Class | NOS | NOS | I-Inventory | TG-Trading Good |  | Spares | Dental Chair-Spares | Dental Equiment | Main Location |  |  | FIFO | Power Keen | [8 empty] | 0 | 0 | 0 | 1 | 0 | 0 | [6 empty] | NOS | 1 |  | Power Keen-Delivery Unit Pcb
IM01836 | Dental Chair Spares-Anthos-Dental Type P1 Tip F680C4400 | CF/SP/DENTAL TYPE P1 TIP F680C4400 |  | A Class | NOS | NOS | I-Inventory | TG-Trading Good |  | Spares | Dental Chair-Spares | Dental Equiment | Main Location |  |  | FIFO | Anthos/Cefla | [5 empty] | .. |  |  | 0 | 0 | 0 | 1 | 0 | 0 | [6 empty] | NOS | 1 |  | CF/SP/DENTAL TYPE P1 TIP F680C4400
IM01845 | Dental Chair Spares-Anthos-Double Join Asst. Side Articulated Arm | CF/SP/DOUBLE JOIN ASST. SIDE ARTICULATED ARM |  | A Class | NOS | NOS | I-Inventory | TG-Trading Good |  | Spares | Dental Chair-Spares | Dental Equiment | Main Location |  |  | FIFO | Anthos/Cefla | [8 empty] | 0 | 0 | 0 | 1 | 0 | 0 | [6 empty] | NOS | 1 |  | CF/SP/DOUBLE JOIN ASST. SIDE ARTICULATED ARM
IM01945 | Dental Chair Spares-Anthos-Victor- Chair Dc Backrest Motor | 106052VICTORDCBACKREST |  | A Class | NOS | NOS | I-Inventory | FG-Finish Good | R | Spares | Dental Chair-Spares | Dental Equiment | Main Location |  |  | FIFO | Anthos/Cefla | [8 empty] | 0 | 0 | 0 | 1 | 0 | 0 | [6 empty] | NOS | 1 |  | VICTOR/BA/SP/VICTOR CHAIR DC BACKREST MOTOR
IM01946 | Dental Chair Spares-Anthos-Victor- Chair Delivery Unit Upper Cover-V97460271 | 106001DUUPPERCOVERV97460271 |  | A Class | NOS | NOS | I-Inventory | FG-Finish Good | C | Spares | Dental Chair-Spares | Dental Equiment | Main Location |  |  | FIFO | Anthos/Cefla | [8 empty] | 0 | 0 | 0 | 1 | 0 | 0 | [6 empty] | NOS | 1 |  | VICTOR/BA/SP/VICTOR CHAIR DELIVERY UNIT UPPER COVER-V97460271
IM01961 | Dental Chair Spares-Anthos-Victor- Chair Main Pcb V97660051B | 106001V97660051B |  | A Class | NOS | NOS | I-Inventory | FG-Finish Good | R | Spares | Dental Chair-Spares | Dental Equiment | Main Location |  |  | FIFO | Anthos/Cefla | [8 empty] | 0 | 0 | 0 | 1 | 0 | 0 | [6 empty] | NOS | 1 |  | VICTOR/DC/SP/VICTOR CHAIR MAIN PCB V97660051B