## Sheet1
Item_Code | Item_Name | Item_Part_No | Item_Drawing_No | Inventory_Class_Name | Main_UOM_Code | ALT_UOM_Code | Item_Type_Code | Material_Type_Code_OR_GL_Code | Item_Description | Item_Group_Name | Item_Sub_Group_Name | Item_Category_Name | Default_Store_Name | HSN_Code | Standard_Custom_Duty_Rate_Percentage | Inventory_Valuation_Method | Business_Unit_Name | Standard_Rate | Standard_SWS_Rate_Percentage | Minimum_Level | Reorder_Level | Maximum_Level | Item_Specification | Attribute_Attribute_Code | Attribute_Value | Check_Flag_QC_Applicable | Check_Flag_Serial_No_Applicable | Check_Flag_Batch_No_Lot_No_Applicable | Check_Flag_Inventory_Maintain | check_flag_barcode_applicable | check_flag_serialno_mode | check_flag_serialno_prefix | check_flag_serialno_starts_from | check_flag_serialno_suffix | check_flag_serialno_max_length | Technical_Specification_TS_Type | Technical_Specification_Value | UOM_Conversion_To_UOM_Code | UOM_Conversion_Qty | ALPS_Specific_SAP_Customer_Code | ALPS_Specific_SAP_Customer_Name | ALPS_Specific_SAP_Part_Number | ALPS_Specific_SAP_Part_Description | ALPS_Specific_SAP_Customer_Part_No | ALPS_Specific_SAP_Market_Set_Code | ALPS_Specific_Rounding_Value_LOT_Size_Qty | ALPS_Specific_ALPS_Part_No | ALPS_Specific_Customer_Part_No | ALPS_Specific_OEM_Part_No | UDF_UDF_Label | UDF_VALUE
IM00001 | 3D PTR-Anycubic-3D Dental Imaging System-Ptr |  |  | A Class | NOS | NOS | I-Inventory | FG-Finish Good |  | Equipment | 3D Printer | CAD CAM | Main Location | 90184900 |  | FIFO | Anycubic | [8 empty] | 0 | 0 | 0 | 1 | 0 | 0 | [6 empty] | NOS | 1 |  | SD/MC/ANYCUBIC/3D DENTAL IMAGING SYSTEM/PTR
IM00002 | 3D PTR-Flashforge- Dental Imaging System Model Adverturer 3 |  |  | A Class | NOS | NOS | I-Inventory | FG-Finish Good |  | Equipment | 3D Printer | CAD CAM | Main Location | 90184900 |  | FIFO | Flashforge | [8 empty] | 0 | 0 | 0 | 1 | 0 | 0 | [6 empty] | NOS | 1 |  | ZF/3DP/MC/PTR/FLASHFORGE/DENTAL IMAGING SYS. ADVERTURER 3
IM00003 | 3D PTR-Flashforge- Dental Imaging System Model Creator 3 |  |  | A Class | NOS | NOS | I-Inventory | FG-Finish Good |  | Equipment | 3D Printer | CAD CAM | Main Location | 90184900 |  | FIFO | Flashforge | [8 empty] | 0 | 0 | 0 | 1 | 0 | 0 | [6 empty] | NOS | 1 |  | ZF/3DP/MC/PTR/FLASHFORGE/DENTAL IMAGING SYS. CREATOR3
IM00004 | 3D PTR-Flashforge- Dental Imaging System Model Finder |  |  | A Class | NOS | NOS | I-Inventory | FG-Finish Good |  | Equipment | 3D Printer | CAD CAM | Main Location | 90184900 |  | FIFO | Flashforge | [8 empty] | 0 | 0 | 0 | 1 | 0 | 0 | [6 empty] | NOS | 1 |  | ZF/3DP/MC/PTR/FLASHFORGE/DENTAL IMAGING SYS. FINDER
IM00005 | 3D PTR-Flashforge- Dental Imaging System Model Inventor |  |  | A Class | NOS | NOS | I-Inventory | FG-Finish Good |  | Equipment | 3D Printer | CAD CAM | Main Location | 90184900 |  | FIFO | Flashforge | [8 empty] | 0 | 0 | 0 | 1 | 0 | 0 | [6 empty] | NOS | 1 |  | ZF/3DP/MC/PTR/FLASHFORGE/DENTAL IMAGING SYS. INVENTOR
IM00006 | 3D PTR-Formlabs-Desktop 3D PTR-Service Unit |  |  | A Class | NOS | NOS | I-Inventory | FG-Finish Good |  | Equipment | 3D Printer | CAD CAM | Main Location | 90184900 |  | FIFO | Formlabs | [8 empty] | 0 | 0 | 0 | 1 | 0 | 0 | [6 empty] | NOS | 1 |  | FL/3D/MC/FORMLABS/DESKTOP 3D PRINTER/SERVICE UNIT
IM00007 | 3D PTR-Formlabs-Desktop 3D PTR |  |  | A Class | NOS | NOS | I-Inventory | FG-Finish Good |  | Equipment | 3D Printer | CAD CAM | Main Location | 90184900 |  | FIFO | Formlabs | [8 empty] | 0 | 0 | 0 | 1 | 0 | 0 | [6 empty] | NOS | 1 |  | FL/MC/FORMLABS/DESKTOP 3D PRINTER
IM00008 | 3D PTR-Moonray-Dental Imaging System Moonray-Tilting Motor |  |  | A Class | NOS | NOS | I-Inventory | FG-Finish Good |  | Equipment | 3D Printer | CAD CAM | Main Location | 90330000 |  | FIFO | MoonRay | [8 empty] | 0 | 0 | 0 | 1 | 0 | 0 | [6 empty] | NOS | 1 |  | ZH/3DP/MC/PTR/DENTAL IMAGING SYS. MOONRAY/TILTING MOTOR
IM00009 | 3D PTR-MoonRay-Dental Imaging System |  |  | A Class | NOS | NOS | I-Inventory | FG-Finish Good |  | Equipment | 3D Printer | CAD CAM | Main Location | 90184900 |  | FIFO | MoonRay | [8 empty] | 0 | 0 | 0 | 1 | 0 | 0 | [6 empty] | NOS | 1 |  | ZH/3DP/MC/PTR/DENTAL IMAGING SYS. MOONRAY
IM00010 | 3D PTR-MoonRay-Dental Imaging System Sprintray Pro |  |  | A Class | NOS | NOS | I-Inventory | FG-Finish Good |  | Equipment | 3D Printer | CAD CAM | Main Location | 90184900 |  | FIFO | MoonRay | [8 empty] | 0 | 0 | 0 | 1 | 0 | 0 | [6 empty] | NOS | 1 |  | ZH/3DP/MC/PTR/DENTAL IMAGING SYS. SPRINTRAY PRO
IM00011 | 3D PTR- Nextdent-Dental Imaging System-PTR-5100 |  |  | A Class | NOS | NOS | I-Inventory | FG-Finish Good |  | Equipment | 3D Printer | CAD CAM | Main Location | 90184900 |  | FIFO | Next Dent | [8 empty] | 0 | 0 | 0 | 1 | 0 | 0 | [6 empty] | NOS | 1 |  | 3D/AC/NEXTDENT/DENTAL IMAGING SYSTEM/PTR/5100
IM00012 | 3D PTR-Phrozern-Phrozen/Rapit Proto Type Sys. Sonic Mini |  |  | A Class | NOS | NOS | I-Inventory | FG-Finish Good |  | Equipment | 3D Printer | CAD CAM | Main Location | 84778090 |  | FIFO | Phorozen | [8 empty] | 0 | 0 | 0 | 1 | 0 | 0 | [6 empty] | NOS | 1 |  | PH/3DP/MC/PTR/PHROZEN/RAPIT PROTO TYPE SYS. SONIC MINI
IM00013 | 3D PTR-Phrozern-Phrozen/Rapid Proto Type Sys. Sonic Xl 4K Lcd Module |  |  | A Class | NOS | NOS | I-Inventory | FG-Finish Good |  | Equipment | 3D Printer | CAD CAM | Main Location | 90330000 |  | FIFO | Phorozen | [8 empty] | 0 | 0 | 0 | 1 | 0 | 0 | [6 empty] | NOS | 1 |  | PH/3DP/MC/PTR/PHROZEN/RAPID PROTO TYPE SYS. SONIC XL 4K LCD MODULE
IM00014 | 3D PTR-Phrozern-Phrozen/Rapid Proto Type Sys. Sonic Mini 4K |  |  | A Class | NOS | NOS | I-Inventory | FG-Finish Good |  | Equipment | 3D Printer | CAD CAM | Main Location | 84778090 |  | FIFO | Phorozen | [8 empty] | 0 | 0 | 0 | 1 | 0 | 0 | [6 empty] | NOS | 1 |  | PH/3DP/MC/PTR/PHROZEN/RAPID PROTO TYPE SYS. SONIC MINI 4K
IM00015 | 3D PTR-Phrozern-Phrozen/Rapit Proto Type Sys. Shuffle Xl Lite |  |  | A Class | NOS | NOS | I-Inventory | FG-Finish Good |  | Equipment | 3D Printer | CAD CAM | Main Location | 84778090 |  | FIFO | Phorozen | [8 empty] | 0 | 0 | 0 | 1 | 0 | 0 | [6 empty] | NOS | 1 |  | PH/3DP/MC/PTR/PHROZEN/RAPIT PROTO TYPE SYS. SHUFFLE XL LITE
IM00016 | 3D PTR-Phrozern-Phrozen/Rapid Proto Type Sys. Sonic Xl 4K |  |  | A Class | NOS | NOS | I-Inventory | FG-Finish Good |  | Equipment | 3D Printer | CAD CAM | Main Location | 84778090 |  | FIFO | Phorozen | [8 empty] | 0 | 0 | 0 | 1 | 0 | 0 | [6 empty] | NOS | 1 |  | PH/3DP/MC/PTR/PHROZEN/RAPID PROTO TYPE SYS. SONIC XL 4K
IM00017 | 3D PTR Spares-Uniontech-Rapid Proto Type System With Accessories Model Lite 600-10100102 |  |  | A Class | NOS | NOS | I-Inventory | FG-Finish Good |  | Equipment | 3D Printer | CAD CAM | Main Location | 84778090 |  | FIFO | Uniontech | [8 empty] | 0 | 0 | 0 | 1 | 0 | 0 | [6 empty] | NOS | 1 |  | SU/3DP/MC/PTR/UNIONTECH/RAPID PROTO TYPE SYSTEM WITH ACC/ MODEL LITE 600-10100102
IM00018 | 3D PTR Spares-Uniontech-Rapid Proto Type System With Accessories Model Lite 600-10100145 |  |  | A Class | NOS | NOS | I-Inventory | FG-Finish Good |  | Equipment | 3D Printer | CAD CAM | Main Location | 84778090 |  | FIFO | Uniontech | [8 empty] | 0 | 0 | 0 | 1 | 0 | 0 | [6 empty] | NOS | 1 |  | SU/3DP/MC/PTR/UNIONTECH/RAPID PROTO TYPE SYSTEM WITH ACC/ MODEL LITE 600-10100145
IM00019 | 3D PTR-Anycubic- Dental Imaging System- PhotonS PTR |  |  | A Class | NOS | NOS | I-Inventory | FG-Finish Good |  | Equipment | 3D Printer | CAD CAM | Main Location | 90184900 |  | FIFO | Anycubic | [8 empty] | 0 | 0 | 0 | 1 | 0 | 0 | [6 empty] | NOS | 1 |  | SD/3DP/MC/ANYCUBIC 3D DENTAL IMAGING SYSTEM/PHOTON S PTR
IM00020 | 3D PTR-Anycubic- Dental Imaging System-Model Chiron |  |  | A Class | NOS | NOS | I-Inventory | FG-Finish Good |  | Equipment | 3D Printer | CAD CAM | Main Location | 90184900 |  | FIFO | Anycubic | [8 empty] | 0 | 0 | 0 | 1 | 0 | 0 | [6 empty] | NOS | 1 |  | SD/MC/ANYCUBIC/3D DENTAL IMAGING SYS/PTR MOD. CHIRON
IM00021 | 3D PTR-Anycubic- Dental Imaging System-Model Mega |  |  | A Class | NOS | NOS | I-Inventory | FG-Finish Good |  | Equipment | 3D Printer | CAD CAM | Main Location | 90184900 |  | FIFO | Anycubic | [8 empty] | 0 | 0 | 0 | 1 | 0 | 0 | [6 empty] | NOS | 1 |  | SD/MC/ANYCUBIC/3D DENTAL IMAGING SYS/PTR MOD. MEGA
IM00022 | 3D PTR- Nextdent Dental Imaging System Fabpro 1000 |  |  | A Class | NOS | NOS | I-Inventory | FG-Finish Good |  | Equipment | 3D Printer | CAD CAM | Main Location | 90184900 |  | FIFO | Next Dent | [8 empty] | 0 | 0 | 0 | 1 | 0 | 0 | [6 empty] | NOS | 1 |  | 3D/3DP/MC/NEXTDENT/DENTAL IMAGING SYSTEM/PTR/FABPRO 1000
IM00023 | 3D PTR Spares-Moonray-Dental Build Platform |  |  | A Class | NOS | NOS | I-Inventory | FG-Finish Good |  | Spares | 3D Printer-Spares | CAD CAM | Main Location | 39019090 |  | FIFO | MoonRay | [8 empty] | 0 | 0 | 0 | 1 | 0 | 0 | [6 empty] | NOS | 1 |  | ZH/3DP/AC/MOONRAY/DENTAL BUILD PLATFORM
IM00024 | 3D PTR Spares-Monocure 3D-Unicorn Arcbeam-FEP Film 100 Micron |  |  | A Class | NOS | NOS | I-Inventory | FG-Finish Good |  | Accessories | 3D Printer-Accessoreis | CAD CAM | Main Location | 39109090 |  | FIFO | MonoCure 3D | [8 empty] | 0 | 0 | 0 | 1 | 0 | 0 | [6 empty] | NOS | 1 |  | M3D/3DP/UNICORN ARCBEAM/FEP FILM 100 MICRON
IM00025 | 3D PTR Accessories-Next Dent-3D System-Roller LD Mixer LC-3D |  |  | A Class | NOS | NOS | I-Inventory | FG-Finish Good |  | Accessories | 3D Printer-Accessoreis | CAD CAM | Main Location | 90330000 |  | FIFO | Next Dent | [8 empty] | 0 | 0 | 0 | 1 | 0 | 0 | [6 empty] | NOS | 1 |  | 3D/3DP/AC/3D SYSTEM/ROLLER LD MIXER/LC-3D
IM00026 | 3D PTR Accessories-Next Dent- N5100 3D System- Resin Tray |  |  | A Class | NOS | NOS | I-Inventory | FG-Finish Good |  | Accessories | 3D Printer-Accessoreis | CAD CAM | Main Location | 90330000 |  | FIFO | Next Dent | [8 empty] | 0 | 0 | 0 | 1 | 0 | 0 | [6 empty] | NOS | 1 |  | 3D/3DP/AC/NEXDENT N5100 3D SYS/RESIN TRAY
IM00027 | 3D PTR Accessories-Next Dent- N5100 3D System- Resin Tray Garbage |  |  | A Class | NOS | NOS | I-Inventory | TG-Trading Good |  | Accessories | 3D Printer-Accessoreis | CAD CAM | Main Location | 90330000 |  | FIFO | Next Dent | [8 empty] | 0 | 0 | 0 | 1 | 0 | 0 | [6 empty] | NOS | 1 |  | 3D/3DP/AC/NEXDENT N5100 3D SYS/RESIN TRAY GARBAGE
IM00028 | 3D PTR Accessories-Next Dent- N5100 3D System- Resin Tray Kit |  |  | A Class | NOS | NOS | I-Inventory | FG-Finish Good |  | Accessories | 3D Printer-Accessoreis | CAD CAM | Main Location | 90330000 |  | FIFO | Next Dent | [8 empty] | 0 | 0 | 0 | 1 | 0 | 0 | [6 empty] | NOS | 1 |  | 3D/3DP/AC/NEXDENT N5100 3D SYSTEM/RESIN TRAY KIT
IM00029 | 3D PTR Accessories-Next Dent- N5100 3D System- Wheels Base-Trolly |  |  | A Class | NOS | NOS | I-Inventory | FG-Finish Good |  | Accessories | 3D Printer-Accessoreis | CAD CAM | Main Location | 90330000 |  | FIFO | Next Dent | [8 empty] | 0 | 0 | 0 | 1 | 0 | 0 | [6 empty] | NOS | 1 |  | 3D/3DP/AC/NEXTDENT N5100 WHEEL BASE/TROLLY
IM00030 | 3D PTR Accessories-Next Dent- Dental LC-3D Pritner UV Post Curing Light |  |  | A Class | NOS | NOS | I-Inventory | FG-Finish Good |  | Accessories | 3D Printer-Accessoreis | CAD CAM | Main Location | 90184900 |  | FIFO | Next Dent | [8 empty] | 0 | 0 | 0 | 1 | 0 | 0 | [6 empty] | NOS | 1 |  | 3D/3DP/MC/NEXTDENT/DENTAL LC-3D PRINT UV POST CURING UNIT
IM00031 | 3D PTR Accessories-3DDX- FEP Film 100 Micron |  |  | A Class | NOS | NOS | I-Inventory | FG-Finish Good |  | Accessories | 3D Printer-Accessoreis | CAD CAM | Main Location | 39109090 |  | FIFO | 3DDX | [8 empty] | 0 | 0 | 0 | 1 | 0 | 0 | [6 empty] | NOS | 1 |  | 3D/UNICORN ARCBEAM/FEP FILM 100 MICRON
IM00032 | 3D PTR Accessories-MoonRay-Dental Resin Tank |  |  | A Class | NOS | NOS | I-Inventory | FG-Finish Good |  | Accessories | 3D Printer-Accessoreis | CAD CAM | Main Location | 39019090 |  | FIFO | MoonRay | [8 empty] | 0 | 0 | 0 | 1 | 0 | 0 | [6 empty] | NOS | 1 |  | ZH/3DP/AC/MOONRAY/DENTAL RESIN TANK
IM00033 | 3D PTR Accessories-Phorozen-Dental Fep Film A4 |  |  | A Class | NOS | NOS | I-Inventory | FG-Finish Good |  | Accessories | 3D Printer-Accessoreis | CAD CAM | Main Location | 90330000 |  | FIFO | Phorozen | [8 empty] | 0 | 0 | 0 | 1 | 0 | 0 | [6 empty] | NOS | 1 |  | PH/3DP/CM/DENTAL FEP FILM A4
IM00034 | 3D PTR Accessories-Phorozen-Dental Fep Film Tf |  |  | A Class | NOS | NOS | I-Inventory | FG-Finish Good |  | Accessories | 3D Printer-Accessoreis | CAD CAM | Main Location | 90330000 |  | FIFO | Phorozen | [8 empty] | 0 | 0 | 0 | 1 | 0 | 0 | [6 empty] | NOS | 1 |  | PH/3DP/CM/DENTAL FEP FILM TF
IM00035 | 3D PTR-Accessories- 3DDX- 3D Diagnostix- Dental Surgical KIT |  |  | A Class | NOS | NOS | I-Inventory | FG-Finish Good |  | Accessories | 3D Printer-Accessoreis | Dental Equiment | Main Location | 90184900 |  | FIFO | 3DDX | [8 empty] | 0 | 0 | 0 | 1 | 0 | 0 | [6 empty] | NOS | 1 |  | 3D/SK/3D DIAGNOSTIX/DENTAL SURGICAL KIT 3DDX
IM00036 | 3D PTR Spares-Anycubic-Photon Main Board- Zhp003 |  |  | A Class | NOS | NOS | I-Inventory | FG-Finish Good |  | Spares | 3D Printer-Spares | CAD CAM | Main Location | 90330000 |  | FIFO | Anycubic | [8 empty] | 0 | 0 | 0 | 1 | 0 | 0 | [6 empty] | NOS | 1 |  | SD/AC/ANYCUBIC PHOTON MAIN BOARD- ZHP003
IM00037 | 3D PTR Spares-Anycubic 3D Imaging System Tank Without Fep Film |  |  | A Class | NOS | NOS | I-Inventory | FG-Finish Good |  | Spares | 3D Printer-Spares | CAD CAM | Main Location | 90184900 |  | FIFO | Anycubic | [8 empty] | 0 | 0 | 0 | 1 | 0 | 0 | [6 empty] | NOS | 1 |  | SD/MC/ANYCUBIC/3D IMAGING SYS/TANK WITHOUT FEP FILM
IM00038 | 3D PTR Spares-Anycubic-Led Projector With PCB |  |  | A Class | NOS | NOS | I-Inventory | FG-Finish Good |  | Spares | 3D Printer-Spares | CAD CAM | Main Location | 90330000 |  | FIFO | Anycubic | [8 empty] | 0 | 0 | 0 | 1 | 0 | 0 | [6 empty] | NOS | 1 |  | ANYCUBIC/3DP/SP/ LED PROJECTOR WITH PCB
IM00039 | 3D PTR Spares-Anycubic- Motor & Motor Assembly |  |  | A Class | NOS | NOS | I-Inventory | FG-Finish Good |  | Spares | 3D Printer-Spares | CAD CAM | Main Location | 90330000 |  | FIFO | Anycubic | [8 empty] | 0 | 0 | 0 | 1 | 0 | 0 | [6 empty] | NOS | 1 |  | ANYCUBIC/3DP/SP/ MOTOR & MOTOR ASSEMBLY
IM00040 | 3D PTR Spares-Anycubic-Exhaust Fan Big |  |  | A Class | NOS | NOS | I-Inventory | FG-Finish Good |  | Spares | 3D Printer-Spares | CAD CAM | Main Location | 90330000 |  | FIFO | Anycubic | [8 empty] | 0 | 0 | 0 | 1 | 0 | 0 | [6 empty] | NOS | 1 |  | ANYCUBIC/3DP/SP/EXHAUST FAN BIG
IM00041 | 3D PTR Spares-Anycubic-Exhaust Fan Small Set |  |  | A Class | NOS | NOS | I-Inventory | FG-Finish Good |  | Spares | 3D Printer-Spares | CAD CAM | Main Location | 90330000 |  | FIFO | Anycubic | [8 empty] | 0 | 0 | 0 | 1 | 0 | 0 | [6 empty] | NOS | 1 |  | ANYCUBIC/3DP/SP/EXHAUST FAN SMALL SET
IM00042 | 3D PTR Spares-Anycubic-PTR 2K Lcd |  |  | A Class | NOS | NOS | I-Inventory | FG-Finish Good |  | Spares | 3D Printer-Spares | CAD CAM | Main Location | 90330000 |  | FIFO | Anycubic | [8 empty] | 0 | 0 | 0 | 1 | 0 | 0 | [6 empty] | NOS | 1 |  | ANYCUBIC/3DP/SP/PRINTER 2K LCD
IM00043 | 3D PTR Spares-Anycubic-PTR 2K Lcd Photon S |  |  | A Class | NOS | NOS | I-Inventory | FG-Finish Good |  | Spares | 3D Printer-Spares | CAD CAM | Main Location | 90330000 |  | FIFO | Anycubic | [8 empty] | 0 | 0 | 0 | 1 | 0 | 0 | [6 empty] | NOS | 1 |  | ANYCUBIC/3DP/SP/PRINTER 2K LCD PHOTON S
IM00044 | 3D PTR Spares-Anycubic-PTR Resin Tank |  |  | A Class | NOS | NOS | I-Inventory | FG-Finish Good |  | Spares | 3D Printer-Spares | CAD CAM | Main Location | 90330000 |  | FIFO | Anycubic | [8 empty] | 0 | 0 | 0 | 1 | 0 | 0 | [6 empty] | NOS | 1 |  | ANYCUBIC/3DP/SP/PRINTER RESIN TANK
IM00045 | 3D PTR Spares-Anycubic-PTR Tft Touch Screen |  |  | A Class | NOS | NOS | I-Inventory | FG-Finish Good |  | Spares | 3D Printer-Spares | CAD CAM | Main Location | 90330000 |  | FIFO | Anycubic | [8 empty] | 0 | 0 | 0 | 1 | 0 | 0 | [6 empty] | NOS | 1 |  | ANYCUBIC/3DP/SP/PRINTER TFT TOUCH SCREEN
IM00046 | 3D PTR Spares-Anycubic-PTR Uv Led Set |  |  | A Class | NOS | NOS | I-Inventory | FG-Finish Good |  | Spares | 3D Printer-Spares | CAD CAM | Main Location | 90330000 |  | FIFO | Anycubic | [8 empty] | 0 | 0 | 0 | 1 | 0 | 0 | [6 empty] | NOS | 1 |  | ANYCUBIC/3DP/SP/PRINTER UV LED SET
IM00047 | 3D PTR Spares-Anycubic-Printing Platform Complete Set |  |  | A Class | NOS | NOS | I-Inventory | FG-Finish Good |  | Spares | 3D Printer-Spares | CAD CAM | Main Location | 90330000 |  | FIFO | Anycubic | [8 empty] | 0 | 0 | 0 | 1 | 0 | 0 | [6 empty] | NOS | 1 |  | ANYCUBIC/3DP/SP/PRINTING PLATFORM COMPLETE SET
IM00048 | 3D PTR Spares-Anycubic-Printing Platform Complete Set Photon S |  |  | A Class | NOS | NOS | I-Inventory | FG-Finish Good |  | Spares | 3D Printer-Spares | CAD CAM | Main Location | 90330000 |  | FIFO | Anycubic | [8 empty] | 0 | 0 | 0 | 1 | 0 | 0 | [6 empty] | NOS | 1 |  | ANYCUBIC/3DP/SP/PRINTING PLATFORM COMPLETE SET PHOTON S
IM00049 | 3D PTR Spares-Anycubic-Supply Connector And Switch |  |  | A Class | NOS | NOS | I-Inventory | FG-Finish Good |  | Spares | 3D Printer-Spares | CAD CAM | Main Location | 90330000 |  | FIFO | Anycubic | [8 empty] | 0 | 0 | 0 | 1 | 0 | 0 | [6 empty] | NOS | 1 |  | ANYCUBIC/3DP/SP/SUPPLY CONNECTOR AND SWITCH
IM00050 | 3D PTR Spares-Anycubic-USB Cable |  |  | A Class | NOS | NOS | I-Inventory | FG-Finish Good |  | Spares | 3D Printer-Spares | CAD CAM | Main Location | 90330000 |  | FIFO | Anycubic | [8 empty] | 0 | 0 | 0 | 1 | 0 | 0 | [6 empty] | NOS | 1 |  | ANYCUBIC/3DP/SP/USB CABLE
IM00051 | 3D PTR Spares-Anycubic-Z Axis Screw Motor Photon S |  |  | A Class | NOS | NOS | I-Inventory | FG-Finish Good |  | Spares | 3D Printer-Spares | CAD CAM | Main Location | 90330000 |  | FIFO | Anycubic | [8 empty] | 0 | 0 | 0 | 1 | 0 | 0 | [6 empty] | NOS | 1 |  | ANYCUBIC/3DP/SP/Z AXIS SCREW MOTOR PHOTON S
IM00052 | 3D PTR Spares- Anycubic-Photon Main Board Photon S |  |  | A Class | NOS | NOS | I-Inventory | FG-Finish Good |  | Spares | 3D Printer-Spares | CAD CAM | Main Location | 90330000 |  | FIFO | Anycubic | [8 empty] | 0 | 0 | 0 | 1 | 0 | 0 | [6 empty] | NOS | 1 |  | ANYCUBIC/AC/ANYCUBIC PHOTON MAIN BOARD PHOTON S
IM00053 | 3D PTR Spares-Flashforge-Creator 3 Hardened Nozzle 0.4 MM |  |  | A Class | NOS | NOS | I-Inventory | FG-Finish Good |  | Spares | 3D Printer-Spares | CAD CAM | Main Location | 90330000 |  | FIFO | Flashforge | [8 empty] | 0 | 0 | 0 | 1 | 0 | 0 | [6 empty] | NOS | 1 |  | ZF/3DP/SP/ FLASHFORGE PRINTER/CREATOR 3 HARDENED NOZZLE 0.4MM
IM00054 | 3D PTR Spares-Flashforge-Creator Flexible Spring Build Plate |  |  | A Class | NOS | NOS | I-Inventory | FG-Finish Good |  | Spares | 3D Printer-Spares | CAD CAM | Main Location | 90330000 |  | FIFO | Flashforge | [8 empty] | 0 | 0 | 0 | 1 | 0 | 0 | [6 empty] | NOS | 1 |  | ZF/3DP/SP/ FLASHFORGE PRINTER/CREATOR FLEXIBLE SPRING BUILD PLATE
IM00055 | 3D PTR Spares-Flashforge-Creator Nozzle Carbon Fiber Filament |  |  | A Class | NOS | NOS | I-Inventory | FG-Finish Good |  | Spares | 3D Printer-Spares | CAD CAM | Main Location | 90330000 |  | FIFO | Flashforge | [8 empty] | 0 | 0 | 0 | 1 | 0 | 0 | [6 empty] | NOS | 1 |  | ZF/3DP/SP/ FLASHFORGE PRINTER/CREATOR NOZZLE CARBON FIBER FILAMENT
IM00056 | 3D PTR Spares-Flashforge-Creator X Axis Left Motor Wire |  |  | A Class | NOS | NOS | I-Inventory | FG-Finish Good |  | Spares | 3D Printer-Spares | CAD CAM | Main Location | 90330000 |  | FIFO | Flashforge | [8 empty] | 0 | 0 | 0 | 1 | 0 | 0 | [6 empty] | NOS | 1 |  | ZF/3DP/SP/ FLASHFORGE PRINTER/CREATOR X AXIS LEFT MOTOR WIRE
IM00057 | 3D PTR Spares-Flashforge-Creator Screen Cable |  |  | A Class | NOS | NOS | I-Inventory | FG-Finish Good |  | Spares | 3D Printer-Spares | CAD CAM | Main Location | 90330000 |  | FIFO | Flashforge | [8 empty] | 0 | 0 | 0 | 1 | 0 | 0 | [6 empty] | NOS | 1 |  | ZF/3DP/SP/ FLASHFORGE PRINTER/CREATORÃÂ SCREEN CABLE
IM00058 | 3D PTR Spares-Flashforge-Creator Touchscreen |  |  | A Class | NOS | NOS | I-Inventory | FG-Finish Good |  | Spares | 3D Printer-Spares | CAD CAM | Main Location | 90330000 |  | FIFO | Flashforge | [8 empty] | 0 | 0 | 0 | 1 | 0 | 0 | [6 empty] | NOS | 1 |  | ZF/3DP/SP/ FLASHFORGE PRINTER/CREATORÃÂ TOUCHSCREEN
IM00059 | 3D PTR Spares-Flashforge-Creator X Axis Motor |  |  | A Class | NOS | NOS | I-Inventory | FG-Finish Good |  | Spares | 3D Printer-Spares | CAD CAM | Main Location | 90330000 |  | FIFO | Flashforge | [8 empty] | 0 | 0 | 0 | 1 | 0 | 0 | [6 empty] | NOS | 1 |  | ZF/3DP/SP/ FLASHFORGE PRINTER/CREATORÃÂ X AXIS MOTOR
IM00060 | 3D PTR Spares-Flashforge-Creator X Axis Right Motor Wire |  |  | A Class | NOS | NOS | I-Inventory | FG-Finish Good |  | Spares | 3D Printer-Spares | CAD CAM | Main Location | 90330000 |  | FIFO | Flashforge | [8 empty] | 0 | 0 | 0 | 1 | 0 | 0 | [6 empty] | NOS | 1 |  | ZF/3DP/SP/ FLASHFORGE PRINTER/CREATORÃÂ X AXIS RIGHT MOTOR WIRE
IM00061 | 3D PTR Spares-Formlabs- Form 2-Build Plateform |  |  | A Class | NOS | NOS | I-Inventory | FG-Finish Good |  | Spares | 3D Printer-Spares | CAD CAM | Main Location | 90184900 |  | FIFO | Formlabs | [8 empty] | 0 | 0 | 0 | 1 | 0 | 0 | [6 empty] | NOS | 1 |  | FL/AC/3D PRINTER/FORM 2/BUILD PLATEFORM
IM00062 | 3D PTR Spares-Formlabs- Form Cure |  |  | A Class | NOS | NOS | I-Inventory | FG-Finish Good |  | Spares | 3D Printer-Spares | CAD CAM | Main Location | 90184900 |  | FIFO | Formlabs | [8 empty] | 0 | 0 | 0 | 1 | 0 | 0 | [6 empty] | NOS | 1 |  | FL/AC/FORMLABS 3D PRINTER/FORM CURE
IM00063 | 3D PTR Spares- Formlbas-Form Wash |  |  | A Class | NOS | NOS | I-Inventory | FG-Finish Good |  | Spares | 3D Printer-Spares | CAD CAM | Main Location | 90184900 |  | FIFO | Formlabs | [8 empty] | 0 | 0 | 0 | 1 | 0 | 0 | [6 empty] | NOS | 1 |  | FL/AC/FORMLABS 3D PRINTER/FORM WASH
IM00064 | 3D PTR Spares-Formlabs-Tank For 3D PTR |  |  | A Class | NOS | NOS | I-Inventory | FG-Finish Good |  | Spares | 3D Printer-Spares | CAD CAM | Main Location | 90184900 |  | FIFO | Formlabs | [8 empty] | 0 | 0 | 0 | 1 | 0 | 0 | [6 empty] | NOS | 1 |  | FL/CA/AC/RESIN LT-TANK FOR 3D PRINTER
IM00065 | 3D PTR Spares-Formlab-Glass Panel Assembly |  |  | A Class | NOS | NOS | I-Inventory | FG-Finish Good |  | Spares | 3D Printer-Spares | CAD CAM | Main Location | 84439990 |  | FIFO | Formlabs | [8 empty] | 0 | 0 | 0 | 1 | 0 | 0 | [6 empty] | NOS | 1 |  | FL/3DP/SP/FORMLAB 2/GLASS PANEL ASSEMBLY
IM00066 | 3D PTR Accessories-Formlab-Resin Tank For 3D PTR |  |  | A Class | NOS | NOS | I-Inventory | FG-Finish Good |  | Accessories | 3D Printer-Accessoreis | CAD CAM | Main Location | 90184900 |  | FIFO | Formlabs | [8 empty] | 0 | 0 | 0 | 1 | 0 | 0 | [6 empty] | NOS | 1 |  | FL/CA/AC/RESIN TANK FOR 3D PRINTER
IM00067 | 3D PTR Spares-Moonray-Projector |  |  | A Class | NOS | NOS | I-Inventory | FG-Finish Good |  | Spares | 3D Printer-Spares | CAD CAM | Main Location | 90330000 |  | FIFO | MoonRay | [8 empty] | 0 | 0 | 0 | 1 | 0 | 0 | [6 empty] | NOS | 1 |  | ZH/3DP/SP/MOONRAY PROJECTOR
IM00068 | 3D PTR Spares- Next Dent- N5100 Carbon Filter-480220 |  |  | A Class | NOS | NOS | I-Inventory | FG-Finish Good |  | Spares | 3D Printer-Spares | CAD CAM | Main Location | 90330000 |  | FIFO | Next Dent | [8 empty] | 0 | 0 | 0 | 1 | 0 | 0 | [6 empty] | NOS | 1 |  | 3D/3DP/SP/NEXTDENT N5100 CARBON FILTER-480220
IM00069 | 3D PTR Spares- Next Dent- N5100 Intake Filter-480225 |  |  | A Class | NOS | NOS | I-Inventory | FG-Finish Good |  | Spares | 3D Printer-Spares | CAD CAM | Main Location | 90330000 |  | FIFO | Next Dent | [8 empty] | 0 | 0 | 0 | 1 | 0 | 0 | [6 empty] | NOS | 1 |  | 3D/3DP/SP/NEXTDENT N5100 INTAKE FILTER-480225
IM00070 | 3D PTR Spares-Phorozen-Phrozen 3D PTR Sonic Mighty 4K End Stop Sensor |  |  | A Class | NOS | NOS | I-Inventory | FG-Finish Good |  | Spares | 3D Printer-Spares | CAD CAM | Main Location | 90330000 |  | FIFO | Phorozen | [8 empty] | 0 | 0 | 0 | 1 | 0 | 0 | [6 empty] | NOS | 1 |  | PH/3DP/MC/PHROZEN 3D PRINTER SONIC MIGHTY 4K END STOP SENSOR
IM00071 | 3D PTR Spares-Phorozen-Phrozen 3D PTR Transform Fast End Stop Sensor |  |  | A Class | NOS | NOS | I-Inventory | FG-Finish Good |  | Spares | 3D Printer-Spares | CAD CAM | Main Location | 90330000 |  | FIFO | Phorozen | [8 empty] | 0 | 0 | 0 | 1 | 0 | 0 | [6 empty] | NOS | 1 |  | PH/3DP/MC/PHROZEN 3D PRINTER TRANSFORM FAST END STOP SENSOR
IM00072 | 3D PTR Spares-Phorozen-Phrozen 3D PTR Fep Film |  |  | A Class | NOS | NOS | I-Inventory | FG-Finish Good |  | Spares | 3D Printer-Spares | CAD CAM | Main Location | 90330000 |  | FIFO | Phorozen | [8 empty] | 0 | 0 | 0 | 1 | 0 | 0 | [6 empty] | NOS | 1 |  | PH/3DP/MC/PHROZEN 3D PRINTER FEP FILM
IM00073 | 3D PTR Spares-Phorozen-Phrozen 3D PTR Sonic Mighty 4K Touch Panel |  |  | A Class | NOS | NOS | I-Inventory | FG-Finish Good |  | Spares | 3D Printer-Spares | CAD CAM | Main Location | 90330000 |  | FIFO | Phorozen | [8 empty] | 0 | 0 | 0 | 1 | 0 | 0 | [6 empty] | NOS | 1 |  | PH/3DP/MC/PHROZEN 3D PRINTER SONIC MIGHTY 4K TOUCH PANEL
IM00074 | 3D PTR Spares-Phorozen-Phrozen 3D PTR Sonic Mini 4K Touch Panel |  |  | A Class | NOS | NOS | I-Inventory | FG-Finish Good |  | Spares | 3D Printer-Spares | CAD CAM | Main Location | 90330000 |  | FIFO | Phorozen | [8 empty] | 0 | 0 | 0 | 1 | 0 | 0 | [6 empty] | NOS | 1 |  | PH/3DP/MC/PHROZEN 3D PRINTER SONIC MINI 4K TOUCH PANEL
IM00075 | 3D PTR Spares-Phorozen-Phrozen 3D PTR Transform Fast Touch Panel |  |  | A Class | NOS | NOS | I-Inventory | FG-Finish Good |  | Spares | 3D Printer-Spares | CAD CAM | Main Location | 90330000 |  | FIFO | Phorozen | [8 empty] | 0 | 0 | 0 | 1 | 0 | 0 | [6 empty] | NOS | 1 |  | PH/3DP/MC/PHROZEN 3D PRINTER TRANSFORM FAST TOUCH PANEL
IM00076 | 3D PTR Spares-Phorozen-Phrozen 3D PTR Transform Fast Motor |  |  | A Class | NOS | NOS | I-Inventory | FG-Finish Good |  | Spares | 3D Printer-Spares | CAD CAM | Main Location | 90330000 |  | FIFO | Phorozen | [8 empty] | 0 | 0 | 0 | 1 | 0 | 0 | [6 empty] | NOS | 1 |  | PH/3DP/MC/PHROZEN 3D PRINTER TRANSFORM FAST MOTOR
IM00077 | 3D PTR Spares-Phorozen-Phrozen/Dental Curing Box |  |  | A Class | NOS | NOS | I-Inventory | FG-Finish Good |  | Spares | 3D Printer-Spares | CAD CAM | Main Location | 84778090 |  | FIFO | Phorozen | [8 empty] | 0 | 0 | 0 | 1 | 0 | 0 | [6 empty] | NOS | 1 |  | PH/3DP/MC/PHROZEN/DENTAL CURING BOX
IM00078 | 3D PTR Spares-Phorozen-Ptr/Phrozen/Rapid Proto Type Sys. Mighty 4K 84778090 |  |  | A Class | NOS | NOS | I-Inventory | FG-Finish Good |  | Spares | 3D Printer-Spares | CAD CAM | Main Location | 84778090 |  | FIFO | Phorozen | [8 empty] | 0 | 0 | 0 | 1 | 0 | 0 | [6 empty] | NOS | 1 |  | PH/3DP/MC/PTR/PHROZEN/RAPID PROTO TYPE SYS. MIGHTY 4K 84778090
IM00079 | 3D PTR Spares-Phorozen-Ptr/Phrozen/Rapid Proto Type Sys. Sonic Xl 4K End Stop Sensor |  |  | A Class | NOS | NOS | I-Inventory | FG-Finish Good |  | Spares | 3D Printer-Spares | CAD CAM | Main Location | 90330000 |  | FIFO | Phorozen | [8 empty] | 0 | 0 | 0 | 1 | 0 | 0 | [6 empty] | NOS | 1 |  | PH/3DP/MC/PTR/PHROZEN/RAPID PROTO TYPE SYS. SONIC XL 4K END STOP SENSOR
IM00080 | 3D PTR Spares-Phorozen-Ptr/Phrozen/Rapid Proto Type Sys. Sonic Xl 4K Touch Panel |  |  | A Class | NOS | NOS | I-Inventory | FG-Finish Good |  | Spares | 3D Printer-Spares | CAD CAM | Main Location | 90330000 |  | FIFO | Phorozen | [8 empty] | 0 | 0 | 0 | 1 | 0 | 0 | [6 empty] | NOS | 1 |  | PH/3DP/MC/PTR/PHROZEN/RAPID PROTO TYPE SYS. SONIC XL 4K TOUCH PANEL
IM00081 | 3D PTR Spares-Phorozen-Phrozen 3D PTR Sonic Mighty 4K Z-Axis Screw With Motor |  |  | A Class | NOS | NOS | I-Inventory | FG-Finish Good |  | Spares | 3D Printer-Spares | CAD CAM | Main Location | 90330000 |  | FIFO | Phorozen | [8 empty] | 0 | 0 | 0 | 1 | 0 | 0 | [6 empty] | NOS | 1 |  | 3D Printer Spares-Phorozen-PHROZEN 3D PRINTER SONIC MIGHTY 4K Z-AXIS SCREW WITH MOTOR
IM00082 | 3D PTR Spres-Phrozen-3D PTR Aluminium Resin Tank Vat 6.1 Sonic Mini 4K-Csrv61Al |  |  | A Class | NOS | NOS | I-Inventory | FG-Finish Good |  | Spares | 3D Printer-Spares | CAD CAM | Main Location | 90330000 |  | FIFO | Phorozen | [8 empty] | 0 | 0 | 0 | 1 | 0 | 0 | [6 empty] | NOS | 1 |  | PH/3DP/MC/PHROZEN 3D PRINTER ALUMINIUM RESIN TANK VAT 6.1 SONIC MINI 4K-CSRV61AL
IM00083 | 3D PTR Spares-Phorozen-Phrozen 3D PTR Transform Fast Power Supply |  |  | A Class | NOS | NOS | I-Inventory | FG-Finish Good |  | Spares | 3D Printer-Spares | CAD CAM | Main Location | 90330000 |  | FIFO | Phorozen | [8 empty] | 0 | 0 | 0 | 1 | 0 | 0 | [6 empty] | NOS | 1 |  | PH/3DP/MC/PHROZEN 3D PRINTER TRANSFORM FAST POWER SUPPLY
IM00084 | 3D PTR Spares-Phorozen-Phrozen 3D PTR Lcd Module Shuffle Xl |  |  | A Class | NOS | NOS | I-Inventory | FG-Finish Good |  | Spares | 3D Printer-Spares | CAD CAM | Main Location | 90330000 |  | FIFO | Phorozen | [8 empty] | 0 | 0 | 0 | 1 | 0 | 0 | [6 empty] | NOS | 1 |  | PH/3DP/MC/PHROZEN 3D PRINTER LCD MODULE SHUFFLE XL
IM00085 | 3D PTR Spares-Phorozen-Phrozen 3D PTR Lcd Module Sonic Mini |  |  | A Class | NOS | NOS | I-Inventory | FG-Finish Good |  | Spares | 3D Printer-Spares | CAD CAM | Main Location | 90330000 |  | FIFO | Phorozen | [8 empty] | 0 | 0 | 0 | 1 | 0 | 0 | [6 empty] | NOS | 1 |  | PH/3DP/MC/PHROZEN 3D PRINTER LCD MODULE SONIC MINI
IM00086 | 3D PTR Spares-Phorozen-Phrozen 3D PTR Sonic Mini 4K Lcd Module |  |  | A Class | NOS | NOS | I-Inventory | FG-Finish Good |  | Spares | 3D Printer-Spares | CAD CAM | Main Location | 90330000 |  | FIFO | Phorozen | [8 empty] | 0 | 0 | 0 | 1 | 0 | 0 | [6 empty] | NOS | 1 |  | PH/3DP/MC/PHROZEN 3D PRINTER SONIC MINI 4K LCD MODULE
IM00087 | 3D PTR Spares-Phorzen -3D PTR Aluminium Resin Tank Vat 9.3 Mighty/Sonic Xl 4K Csrv93Al-1 |  |  | A Class | NOS | NOS | I-Inventory | FG-Finish Good |  | Spares | 3D Printer-Spares | CAD CAM | Main Location | 90330000 |  | FIFO | Phorozen | [8 empty] | 0 | 0 | 0 | 1 | 0 | 0 | [6 empty] | NOS | 1 |  | PH/3DP/MC/PHROZEN 3D PRINTER ALUMINIUM RESIN TANK VAT 9.3 MIGHTY/SONIC XL 4K CSRV93AL-1
IM00088 | 3D PTR Spares-Phorozen-Ptr/Phrozen/Rapid Proto Type Sys. Sonic Xl 4K Power Supply |  |  | A Class | NOS | NOS | I-Inventory | FG-Finish Good |  | Spares | 3D Printer-Spares | CAD CAM | Main Location | 90330000 |  | FIFO | Phorozen | [8 empty] | 0 | 0 | 0 | 1 | 0 | 0 | [6 empty] | NOS | 1 |  | PH/3DP/MC/PTR/PHROZEN/RAPID PROTO TYPE SYS. SONIC XL 4K POWER SUPPLY
IM00089 | 3D PTR Spares-Phorozen-Ptr/Phrozen/Rapid Proto Type Sys. Sonic Xl 4K Lcd Driver |  |  | A Class | NOS | NOS | I-Inventory | FG-Finish Good |  | Spares | 3D Printer-Spares | CAD CAM | Main Location | 90330000 |  | FIFO | Phorozen | [8 empty] | 0 | 0 | 0 | 1 | 0 | 0 | [6 empty] | NOS | 1 |  | PH/3DP/MC/PTR/PHROZEN/RAPID PROTO TYPE SYS. SONIC XL 4K LCD DRIVER
IM00090 | 3D PTR Spares-Phorozen-Phrozen 3D PTR Transform Fast Lcb Driver |  |  | A Class | NOS | NOS | I-Inventory | FG-Finish Good |  | Spares | 3D Printer-Spares | CAD CAM | Main Location | 90330000 |  | FIFO | Phorozen | [8 empty] | 0 | 0 | 0 | 1 | 0 | 0 | [6 empty] | NOS | 1 |  | PH/3DP/MC/PHROZEN 3D PRINTER TRANSFORM FAST LCB DRIVER
IM00091 | 3D PTR Spares-Phorozen-Phrozen 3D PTR Transform Fast Main Board |  |  | A Class | NOS | NOS | I-Inventory | FG-Finish Good |  | Spares | 3D Printer-Spares | CAD CAM | Main Location | 90330000 |  | FIFO | Phorozen | [8 empty] | 0 | 0 | 0 | 1 | 0 | 0 | [6 empty] | NOS | 1 |  | PH/3DP/MC/PHROZEN 3D PRINTER TRANSFORM FAST MAIN BOARD
IM00092 | 3D PTR Spares-Phorozen-Phrozen 3D PTR Sonic Mighty 4K Main Board |  |  | A Class | NOS | NOS | I-Inventory | FG-Finish Good |  | Spares | 3D Printer-Spares | CAD CAM | Main Location | 90330000 |  | FIFO | Phorozen | [8 empty] | 0 | 0 | 0 | 1 | 0 | 0 | [6 empty] | NOS | 1 |  | PH/3DP/MC/PHROZEN 3D PRINTER SONIC MIGHTY 4K MAIN BOARD
IM00093 | 3D PTR Spares-Phorozen-Phrozen 3D PTR Sonic Mini 4K Main Board |  |  | A Class | NOS | NOS | I-Inventory | FG-Finish Good |  | Spares | 3D Printer-Spares | CAD CAM | Main Location | 90330000 |  | FIFO | Phorozen | [8 empty] | 0 | 0 | 0 | 1 | 0 | 0 | [6 empty] | NOS | 1 |  | PH/3DP/MC/PHROZEN 3D PRINTER SONIC MINI 4K MAIN BOARD
IM00094 | 3D PTR Spares-Phorozen-Phrozen 3D PTR Sonic Mini Main Board |  |  | A Class | NOS | NOS | I-Inventory | FG-Finish Good |  | Spares | 3D Printer-Spares | CAD CAM | Main Location | 90330000 |  | FIFO | Phorozen | [8 empty] | 0 | 0 | 0 | 1 | 0 | 0 | [6 empty] | NOS | 1 |  | PH/3DP/MC/PHROZEN 3D PRINTER SONIC MINI MAIN BOARD
IM00095 | 3D PTR Spares-Phorozen-Phrozen 3D PTR Sonic Mighty 4K Lcd Module |  |  | A Class | NOS | NOS | I-Inventory | FG-Finish Good |  | Spares | 3D Printer-Spares | CAD CAM | Main Location | 90330000 |  | FIFO | Phorozen | [8 empty] | 0 | 0 | 0 | 1 | 0 | 0 | [6 empty] | NOS | 1 |  | PH/3DP/MC/PHROZEN 3D PRINTER SONIC MIGHTY 4K LCD MODULE
IM00096 | 3D PTR Spares-Phorozen-Ptr/Phrozen/Rapid Proto Type Sys. Sonic Xl 4K Main Board |  |  | A Class | NOS | NOS | I-Inventory | FG-Finish Good |  | Spares | 3D Printer-Spares | CAD CAM | Main Location | 90330000 |  | FIFO | Phorozen | [8 empty] | 0 | 0 | 0 | 1 | 0 | 0 | [6 empty] | NOS | 1 |  | PH/3DP/MC/PTR/PHROZEN/RAPID PROTO TYPE SYS. SONIC XL 4K MAIN BOARD
IM00097 | 3D PTR Spres-Shining 3D- 3D PTR Motherboard |  |  | A Class | NOS | NOS | I-Inventory | FG-Finish Good |  | Spares | 3D Printer-Spares | CAD CAM | Main Location | 90330000 |  | FIFO | Shining 3D | [8 empty] | 0 | 0 | 0 | 1 | 0 | 0 | [6 empty] | NOS | 1 |  | SHENZHENCREALITY/SP/ 3D PRINTER MOTHERBOARD
IM00098 | 3D PTR Spares-Uniontech-Pcu-60/Post Curing Unit |  |  | A Class | NOS | NOS | I-Inventory | FG-Finish Good |  | Spares | 3D Printer-Spares | CAD CAM | Main Location | 84778090 |  | FIFO | Uniontech | [8 empty] | 0 | 0 | 0 | 1 | 0 | 0 | [6 empty] | NOS | 1 |  | SU/3DP/AC/PCU-60/POST CURING UNIT
IM00099 | 3D PTR Spares-Uniontech-Calibration Bd-600 With Beam Cmr |  |  | A Class | NOS | NOS | I-Inventory | FG-Finish Good |  | Spares | 3D Printer-Spares | CAD CAM | Main Location | 84778090 |  | FIFO | Uniontech | [8 empty] | 0 | 0 | 0 | 1 | 0 | 0 | [6 empty] | NOS | 1 |  | SU/3DP/AC/CALIBRATION BD-600 WITH BEAM CMR
IM00100 | 3D PTR Spares-Uniontech-Resin Re-Cycling Tank Rrt-60 |  |  | A Class | NOS | NOS | I-Inventory | FG-Finish Good |  | Spares | 3D Printer-Spares | CAD CAM | Main Location | 84778090 |  | FIFO | Uniontech | [8 empty] | 0 | 0 | 0 | 1 | 0 | 0 | [6 empty] | NOS | 1 |  | SU/3DP/AC/RESIN RE-CYCLING TANK RRT-60
IM00101 | 3D PTR Spares-Anycubic- 3D Imging System FEP Flim |  |  | A Class | NOS | NOS | I-Inventory | FG-Finish Good |  | Spares | 3D Printer-Spares | CAD CAM | Main Location | 90184900 |  | FIFO | Anycubic | [8 empty] | 0 | 0 | 0 | 1 | 0 | 0 | [6 empty] | NOS | 1 |  | SD/AC/ANYCUBIC/3D IMAGING SYSTEM/FEP FILM
IM00102 | 3D PTR Spares-Anycubic-3D Imaing System Tank |  |  | A Class | NOS | NOS | I-Inventory | FG-Finish Good |  | Spares | 3D Printer-Spares | CAD CAM | Main Location | 73269099 |  | FIFO | Anycubic | [8 empty] | 0 | 0 | 0 | 1 | 0 | 0 | [6 empty] | NOS | 1 |  | SD/MC/ANYCUBIC 3D IMAGING SYSTEM TANK
IM00103 | Air Compressor Spares-Gnatus- Manometer 40Mm Compressor 20300054679 |  |  | A Class | NOS | NOS | I-Inventory | FG-Finish Good |  | Spares | Air Compressor-Spares | Dental Equiment | Main Location | 90330000 |  | FIFO | Gnatus | [8 empty] | 0 | 0 | 0 | 1 | 0 | 0 | [6 empty] | NOS | 1 |  | GN/CO/ COMM MANOMETER 40mm COMPRESSOR 20300054679
IM00104 | Air Compressor Spares-Gnatus-Compresser Flexible Metal 300054691 |  |  | A Class | NOS | NOS | I-Inventory | FG-Finish Good |  | Spares | Air Compressor-Spares | Dental Equiment | Main Location | 90330000 |  | FIFO | Gnatus | [8 empty] | 0 | 0 | 0 | 1 | 0 | 0 | [6 empty] | NOS | 1 |  | GN/CO/SP COMPRESSER FLEXIBLE METAL 300054691
IM00105 | Air Compressor Spares-Gnatus-Compressor Connecting Rod Big 20300054721 |  |  | A Class | NOS | NOS | I-Inventory | FG-Finish Good |  | Spares | Air Compressor-Spares | Dental Equiment | Main Location | 90330000 |  | FIFO | Gnatus | [8 empty] | 0 | 0 | 0 | 1 | 0 | 0 | [6 empty] | NOS | 1 |  | GN/CO/COMPRESSOR CONNECTING ROD BIG 20300054721
IM00106 | Air Compressor Spares-Gnatus-Compressor Flexible Conduit 20300054690 |  |  | A Class | NOS | NOS | I-Inventory | FG-Finish Good |  | Spares | Air Compressor-Spares | Dental Equiment | Main Location | 90330000 |  | FIFO | Gnatus | [8 empty] | 0 | 0 | 0 | 1 | 0 | 0 | [6 empty] | NOS | 1 |  | GN/CO/COMPRESSOR FLEXIBLE CONDUIT 20300054690
IM00107 | Air Compressor Spares-Gnatus-Compressor Left Comp Head 21000000262 |  |  | A Class | NOS | NOS | I-Inventory | FG-Finish Good |  | Spares | Air Compressor-Spares | Dental Equiment | Main Location | 90330000 |  | FIFO | Gnatus | [8 empty] | 0 | 0 | 0 | 1 | 0 | 0 | [6 empty] | NOS | 1 |  | GN/CO/COMPRESSOR LEFT COMP HEAD 21000000262
IM00108 | Air Compressor Spares-Gnatus-Compressor Left Housing 20300054717 |  |  | A Class | NOS | NOS | I-Inventory | FG-Finish Good |  | Spares | Air Compressor-Spares | Dental Equiment | Main Location | 90330000 |  | FIFO | Gnatus | [8 empty] | 0 | 0 | 0 | 1 | 0 | 0 | [6 empty] | NOS | 1 |  | GN/CO/COMPRESSOR LEFT HOUSING 20300054717
IM00109 | Air Compressor Spares-Gnatus-Compressor Motor Bearing-Small 20300054729 |  |  | A Class | NOS | NOS | I-Inventory | FG-Finish Good |  | Spares | Air Compressor-Spares | Dental Equiment | Main Location | 90330000 |  | FIFO | Gnatus | [8 empty] | 0 | 0 | 0 | 1 | 0 | 0 | [6 empty] | NOS | 1 |  | GN/CO/COMPRESSOR MOTOR BEARING-SMALL 20300054729
IM00110 | Air Compressor Spares-Gnatus-Compressor O Ring For Tube 20300054713 |  |  | A Class | NOS | NOS | I-Inventory | FG-Finish Good |  | Spares | Air Compressor-Spares | Dental Equiment | Main Location | 90330000 |  | FIFO | Gnatus | [8 empty] | 0 | 0 | 0 | 1 | 0 | 0 | [6 empty] | NOS | 1 |  | GN/CO/COMPRESSOR O RING FOR TUBE 20300054713
IM00111 | Air Compressor Spares-Gnatus-Compressor O Ring For Valve Plate 20300054725 |  |  | A Class | NOS | NOS | I-Inventory | FG-Finish Good |  | Spares | Air Compressor-Spares | Dental Equiment | Main Location | 90330000 |  | FIFO | Gnatus | [8 empty] | 0 | 0 | 0 | 1 | 0 | 0 | [6 empty] | NOS | 1 |  | GN/CO/COMPRESSOR O RING FOR VALVE PLATE 20300054725
IM00112 | Air Compressor Spares-Gnatus-Compressor Piston Bearing-Big 20300054728 |  |  | A Class | NOS | NOS | I-Inventory | FG-Finish Good |  | Spares | Air Compressor-Spares | Dental Equiment | Main Location | 90330000 |  | FIFO | Gnatus | [8 empty] | 0 | 0 | 0 | 1 | 0 | 0 | [6 empty] | NOS | 1 |  | GN/CO/COMPRESSOR PISTON BEARING-BIG 20300054728
IM00113 | Air Compressor Spares-Gnatus-Compressor Piston Cap 20300054727 |  |  | A Class | NOS | NOS | I-Inventory | FG-Finish Good |  | Spares | Air Compressor-Spares | Dental Equiment | Main Location | 90330000 |  | FIFO | Gnatus | [8 empty] | 0 | 0 | 0 | 1 | 0 | 0 | [6 empty] | NOS | 1 |  | GN/CO/COMPRESSOR PISTON CAP 20300054727
IM00114 | Air Compressor Spares-Gnatus-Compressor Pressure Plate Big |  |  | A Class | NOS | NOS | I-Inventory | FG-Finish Good |  | Spares | Air Compressor-Spares | Dental Equiment | Main Location | 90330000 |  | FIFO | Gnatus | [8 empty] | 0 | 0 | 0 | 1 | 0 | 0 | [6 empty] | NOS | 1 |  | GN/CO/COMPRESSOR PRESSURE PLATE BIG
IM00115 | Air Compressor Spares-Gnatus-Compressor Pressure Plate Screw |  |  | A Class | NOS | NOS | I-Inventory | FG-Finish Good |  | Spares | Air Compressor-Spares | Dental Equiment | Main Location | 90330000 |  | FIFO | Gnatus | [8 empty] | 0 | 0 | 0 | 1 | 0 | 0 | [6 empty] | NOS | 1 |  | GN/CO/COMPRESSOR PRESSURE PLATE SCREW
IM00116 | Air Compressor Spares-Gnatus-Compressor Pressure Plate Small |  |  | A Class | NOS | NOS | I-Inventory | FG-Finish Good |  | Spares | Air Compressor-Spares | Dental Equiment | Main Location | 90330000 |  | FIFO | Gnatus | [8 empty] | 0 | 0 | 0 | 1 | 0 | 0 | [6 empty] | NOS | 1 |  | GN/CO/COMPRESSOR PRESSURE PLATE SMALL
IM00117 | Air Compressor Spares-Gnatus-Compressor Red Gasket Cylinder Headset 20300054711 |  |  | A Class | NOS | NOS | I-Inventory | FG-Finish Good |  | Spares | Air Compressor-Spares | Dental Equiment | Main Location | 90330000 |  | FIFO | Gnatus | [8 empty] | 0 | 0 | 0 | 1 | 0 | 0 | [6 empty] | NOS | 1 |  | GN/CO/COMPRESSOR RED GASKET CYLINDER HEADSET 20300054711
IM00118 | Air Compressor Spares-Gnatus-Compressor Right Comp Head 21000000027 |  |  | A Class | NOS | NOS | I-Inventory | FG-Finish Good |  | Spares | Air Compressor-Spares | Dental Equiment | Main Location | 90330000 |  | FIFO | Gnatus | [8 empty] | 0 | 0 | 0 | 1 | 0 | 0 | [6 empty] | NOS | 1 |  | GN/CO/COMPRESSOR RIGHT COMP HEAD 21000000027
IM00119 | Air Compressor Spares-Gnatus-Compressor Right Housing 20300054718 |  |  | A Class | NOS | NOS | I-Inventory | FG-Finish Good |  | Spares | Air Compressor-Spares | Dental Equiment | Main Location | 90330000 |  | FIFO | Gnatus | [8 empty] | 0 | 0 | 0 | 1 | 0 | 0 | [6 empty] | NOS | 1 |  | GN/CO/COMPRESSOR RIGHT HOUSING 20300054718
IM00120 | Air Compressor Spares-Gnatus-Compressor Safety Valve 10 Bar 20300054677 |  |  | A Class | NOS | NOS | I-Inventory | FG-Finish Good |  | Spares | Air Compressor-Spares | Dental Equiment | Main Location | 90330000 |  | FIFO | Gnatus | [8 empty] | 0 | 0 | 0 | 1 | 0 | 0 | [6 empty] | NOS | 1 |  | GN/CO/COMPRESSOR SAFETY VALVE 10 BAR 20300054677
IM00121 | Air Compressor Spares-Gnatus-Compressor Thermal Relay Compres 21000000202 |  |  | A Class | NOS | NOS | I-Inventory | FG-Finish Good |  | Spares | Air Compressor-Spares | Dental Equiment | Main Location | 90330000 |  | FIFO | Gnatus | [8 empty] | 0 | 0 | 0 | 1 | 0 | 0 | [6 empty] | NOS | 1 |  | GN/CO/COMPRESSOR THERMAL RELAY COMPRES 21000000202
IM00122 | Air Compressor Spares-Gnatus-Knee Connection Compressor Check Valve 300054703 |  |  | A Class | NOS | NOS | I-Inventory | FG-Finish Good |  | Spares | Air Compressor-Spares | Dental Equiment | Main Location | 90330000 |  | FIFO | Gnatus | [8 empty] | 0 | 0 | 0 | 1 | 0 | 0 | [6 empty] | NOS | 1 |  | GN/CO/SP/KNEE CONNECTION COMPRESSOR CHECK VALVE 300054703
IM00123 | Air Compressor Spares-Gnatus-Stator 60Hz-220V 20300054732 |  |  | A Class | NOS | NOS | I-Inventory | FG-Finish Good |  | Spares | Air Compressor-Spares | Dental Equiment | Main Location | 90330000 |  | FIFO | Gnatus | [8 empty] | 0 | 0 | 0 | 1 | 0 | 0 | [6 empty] | NOS | 1 |  | GN/CO/STATOR 60HZ-220V 20300054732
IM00124 | Air Compressor Spares-Gnatus- Bioqy-65L-2.4 Hp Dryer Only |  |  | A Class | NOS | NOS | I-Inventory | FG-Finish Good |  | Spares | Air Compressor-Spares | Dental Equiment | Main Location | 90330000 |  | FIFO | Gnatus | [8 empty] | 0 | 0 | 0 | 1 | 0 | 0 | [6 empty] | NOS | 1 |  | GN/CR/MC/GNATUS BIOQY/65L/ AIR COMP/ 2.4 HP DRYER ONLY
IM00125 | Air Compressor Spares-Gnatus-Compressor 1/4Th Nozzle |  |  | A Class | NOS | NOS | I-Inventory | FG-Finish Good |  | Spares | Air Compressor-Spares | Dental Equiment | Main Location | 90330000 |  | FIFO | Gnatus | [8 empty] | 0 | 0 | 0 | 1 | 0 | 0 | [6 empty] | NOS | 1 |  | Gn/Co/Compressor 1/4th Nozzle
IM00126 | Air Compressor Spares-Local-Dynair Pressure Control Dac-1 |  |  | A Class | NOS | NOS | I-Inventory | FG-Finish Good |  | Spares | Air Compressor-Spares | Dental Equiment | Main Location | 90330000 |  | FIFO | Indian Product | [8 empty] | 0 | 0 | 0 | 1 | 0 | 0 | [6 empty] | NOS | 1 |  | LP/CO/SP/DYNAIR PRESSURE CONTROL DAC-1
IM00127 | Air Compressor Spares-Local-Set Of Components 1 Relay |  |  | A Class | NOS | NOS | I-Inventory | FG-Finish Good |  | Spares | Air Compressor-Spares | Dental Equiment | Main Location | 90330000 |  | FIFO | Indian Product | [8 empty] | 0 | 0 | 0 | 1 | 0 | 0 | [6 empty] | NOS | 1 |  | LP/CO/SP/SET OF COMPONENTS 1 RELAY
IM00128 | Air Compressor Spares-Local-Set Of Components 2 Relay With Capacitor |  |  | A Class | NOS | NOS | I-Inventory | FG-Finish Good |  | Spares | Air Compressor-Spares | Dental Equiment | Main Location | 90330000 |  | FIFO | Indian Product | [8 empty] | 0 | 0 | 0 | 1 | 0 | 0 | [6 empty] | NOS | 1 |  | LP/CO/SP/SET OF COMPONENTS 2 RELAY WITH CAPACITOR
IM00129 | Dental Air Motor-Being Tornado Air Motor 201AM-B2 |  |  | A Class | NOS | NOS | I-Inventory | FG-Finish Good |  | Equipment | Air Motor | Dental Equiment | Main Location | 90184900 |  | FIFO | Being-Tornado | [5 empty] | . |  |  | 0 | 0 | 0 | 1 | 0 | 0 | [6 empty] | NOS | 1 |  | BE/AM/MC/BEING TORNADO AIR MOTOR 201AM-B2
IM00130 | Dental Air Motor-Gnatus Air Motor 32MM |  |  | A Class | NOS | NOS | I-Inventory | FG-Finish Good |  | Accessories | Air Motor-Accessories | Dental Equiment | Main Location | 90184900 |  | FIFO | Gnatus | [8 empty] | 0 | 0 | 0 | 1 | 0 | 0 | [6 empty] | NOS | 1 |  | GN/AM/AC/32MM -GNATUS AIR MOTOR 32MM
IM00131 | Air Polisher-NSK-Perio Mate Tooth Polishing System-Y1002654 |  |  | A Class | NOS | NOS | I-Inventory | FG-Finish Good |  | Equipment | Air Polisher | Dental Equiment | Main Location | 90184900 |  | FIFO | NSK Nakanishi | [8 empty] | 0 | 0 | 0 | 1 | 0 | 0 | [6 empty] | NOS | 1 |  | NSK/PERIO-MATE TOOTH POLISHING SYS. Y1002654
IM00132 | Air Polisher-NSK-Prophy Mate Tooth Polishing Neo System-Y135029 |  |  | A Class | NOS | NOS | I-Inventory | FG-Finish Good |  | Equipment | Air Polisher | Dental Equiment | Main Location | 90184900 |  | FIFO | NSK Nakanishi | [8 empty] | 0 | 0 | 0 | 1 | 0 | 0 | [6 empty] | NOS | 1 |  | NSK/PROPHY-MATE TOOTH POLISHING NEO SYS. Y135029
IM00133 | Air Polisher-Coxo Air Polisher Model Profy DB-828 |  |  | A Class | NOS | NOS | I-Inventory | FG-Finish Good |  | Equipment | Air Polisher | Dental Equiment | Main Location | 90184900 |  | FIFO | Hongkong Coxo | [8 empty] | 0 | 0 | 0 | 1 | 0 | 0 | [6 empty] | NOS | 1 |  | CO/MC/AC/COXO-PROFY AIR-POLISHER DB-828
IM00134 | Aligner Trimmer Machine-Robot ND-Model Atm-10 |  |  | A Class | NOS | NOS | I-Inventory | FG-Finish Good |  | Equipment | Aligner Trimming Machine | CAD CAM | Main Location | 90184900 |  | FIFO | Robot ND | [8 empty] | 0 | 0 | 0 | 1 | 0 | 0 | [6 empty] | NOS | 1 |  | RD/MC/ALIGNER TRIMMER MACHINE/MODEL ATM-10
IM00135 | Amalgamator- Fomos-Amalgamator Model IMIX-M3 |  |  | A Class | NOS | NOS | I-Inventory | FG-Finish Good |  | Equipment | Amalgamator | Dental Equiment | Main Location | 90184900 |  | FIFO | Fomos Zhejiang | [5 empty] | . |  |  | 0 | 0 | 0 | 1 | 0 | 0 | [6 empty] | NOS | 1 |  | FM/AM/MC/FOMOS- AMALGAMATOR MODEL IMIX-M3
IM00136 | Amalgamator- Coxo Amalgamator DB-338 |  |  | A Class | NOS | NOS | I-Inventory | FG-Finish Good |  | Equipment | Amalgamator | Dental Equiment | Main Location | 90184900 |  | FIFO | Hongkong Coxo | [8 empty] | 0 | 0 | 0 | 1 | 0 | 0 | [6 empty] | NOS | 1 |  | CO/AM/MC/COXO AMALGAMATOR DB 338
IM00137 | Amalgamator-Gnatus Amalgamtor |  |  | A Class | NOS | NOS | I-Inventory | FG-Finish Good |  | Equipment | Amalgamator | Dental Equiment | Main Location | 90184900 |  | FIFO | Gnatus | [5 empty] | NSK advanced IPEX II provides high-precision root canal measurement generated by using Smart Logic*Auto Detects the apex accurately in any conditions , dry or wet*A stylish and compact body requiring only a small space*Three different alert sounds depending on the location of the file tip, ensuring precise procedures*A three color LCD panel with very low reflectivity and instantly monitor procedure progress*Energy saving and low operation cost*Auto power shut off* AAA battery operation* Push-button type file clip for one-touch operation |  |  | 0 | 0 | 0 | 1 | 0 | 0 | [6 empty] | NOS | 1 |  | GN/AM/MC/AMALAGAMOTOR-GNATUS, AMALGAMATOR
IM00138 | Apex Locator- NSK- Apex Locator Model IPEX-II-Y1002208 |  |  | A Class | NOS | NOS | I-Inventory | FG-Finish Good |  | Equipment | Apex Locator | Dental Equiment | Main Location | 90184900 |  | FIFO | NSK Nakanishi | [8 empty] | 0 | 0 | 0 | 1 | 0 | 0 | [6 empty] | NOS | 1 |  | NSK/AL/MC/NSK APEX LOCATOR NEW IPEX-II Y1002208
IM00139 | Apex Locator-Woodpacker Model Dpex III Plus |  |  | A Class | NOS | NOS | I-Inventory | FG-Finish Good |  | Equipment | Apex Locator | Dental Equiment | Main Location | 90184900 |  | FIFO | Gulin Woodpecker | [8 empty] | 0 | 0 | 0 | 1 | 0 | 0 | [6 empty] | NOS | 1 |  | GW/AL/MC/WOODPACKER/APEX LOCATOR MOD. DPEX III PLUS
IM00140 | Apex Locator-Woodpacker Model Dpex V |  |  | A Class | NOS | NOS | I-Inventory | FG-Finish Good |  | Equipment | Apex Locator | Dental Equiment | Main Location | 90184900 |  | FIFO | Gulin Woodpecker | [8 empty] | 0 | 0 | 0 | 1 | 0 | 0 | [6 empty] | NOS | 1 |  | GW/AL/MC/WOODPACKER/APEX LOCATOR MOD. DPEX V
IM00141 | Apex Locator-Woodpacker Model Dpex I |  |  | A Class | NOS | NOS | I-Inventory | FG-Finish Good |  | Equipment | Apex Locator | Dental Equiment | Main Location | 90184900 |  | FIFO | Gulin Woodpecker | [8 empty] | 0 | 0 | 0 | 1 | 0 | 0 | [6 empty] | NOS | 1 |  | GW/AL/MC/WOODPACKER/APEX LOCATOR MODEL DPEX I
IM00142 | Apex Locator-Woodpacker Model Dpex III |  |  | A Class | NOS | NOS | I-Inventory | FG-Finish Good |  | Equipment | Apex Locator | Dental Equiment | Main Location | 90184900 |  | FIFO | Gulin Woodpecker | [8 empty] | 0 | 0 | 0 | 1 | 0 | 0 | [6 empty] | NOS | 1 |  | GW/AL/MC/WOODPACKER/APEX LOCATOR MODEL DPEX III
IM00143 | Apex Locator Spares-Woodpecker-Apex Locator Model DPEX-III Display Pcb |  |  | A Class | NOS | NOS | I-Inventory | FG-Finish Good |  | Spares | Apex Locator-Spares | Dental Equiment | Main Location | 90330000 |  | FIFO | Gulin Woodpecker | [8 empty] | 0 | 0 | 0 | 1 | 0 | 0 | [6 empty] | NOS | 1 |  | GW/AL/MC/WOODPACKER/APEX LOCATOR MODEL DPEX-III DISPLAY PCB
IM00144 | Apex Locator Spares-Woodpecker-Apex Locator Model Dpex V Display Pcb |  |  | A Class | NOS | NOS | I-Inventory | FG-Finish Good |  | Spares | Apex Locator-Spares | Dental Equiment | Main Location | 90330000 |  | FIFO | Gulin Woodpecker | [8 empty] | 0 | 0 | 0 | 1 | 0 | 0 | [6 empty] | NOS | 1 |  | GW/AL/MC/WOODPACKER/APEX LOCATOR MODEL DPEX V DISPLAY PCB
IM00145 | Apex Locator Spares-Woodpecker-DPEX-III Locator Measuring Wire |  |  | A Class | NOS | NOS | I-Inventory | FG-Finish Good |  | Spares | Apex Locator-Spares | Dental Equiment | Main Location | 90330000 |  | FIFO | Gulin Woodpecker | [8 empty] | 0 | 0 | 0 | 1 | 0 | 0 | [6 empty] | NOS | 1 |  | GW/IP/SP/WOODPECKER DPEX-III LOCATOR MEASURING WIRE
IM00146 | Apex Locator Spares-Woodpecker-DPEX-III Locator Battery |  |  | A Class | NOS | NOS | I-Inventory | FG-Finish Good |  | Spares | Apex Locator-Spares | Dental Equiment | Main Location | 90330000 |  | FIFO | Gulin Woodpecker | [8 empty] | 0 | 0 | 0 | 1 | 0 | 0 | [6 empty] | NOS | 1 |  | GW/SP/WOODPECKER DPEX-III LOCATOR BATTERY
IM00147 | Apex Locator Spares-Woodpecker-Lux V/DPEX-III Endo Radar Handpiece Battery-750Mah |  |  | A Class | NOS | NOS | I-Inventory | FG-Finish Good |  | Spares | Apex Locator-Spares | Dental Equiment | Main Location | 90330000 |  | FIFO | Gulin Woodpecker | [8 empty] | 0 | 0 | 0 | 1 | 0 | 0 | [6 empty] | NOS | 1 |  | GW/LC/SP/WOODPECKER LUX V/DPEX-III ENDO RADAR HANDPIECE BATTERY-750MAH
IM00148 | Apex Locator Spares-Woodpecker-Main Unit Apex Locator PCB Module |  |  | A Class | NOS | NOS | I-Inventory | FG-Finish Good |  | Spares | Apex Locator-Spares | Dental Equiment | Main Location | 90330000 |  | FIFO | Gulin Woodpecker | [8 empty] | 0 | 0 | 0 | 1 | 0 | 0 | [6 empty] | NOS | 1 |  | GW/AL/MC/WOODPACKER/APEX LOCATOR MAIN UNIT APEX LOCATOR PCB MODULE
IM00149 | Articulator Spares-Gnatus-Arm Articulation Cover 365004639 |  |  | A Class | NOS | NOS | I-Inventory | FG-Finish Good |  | Spares | Articulator-Spares | Dental Equiment | Main Location | 90330000 |  | FIFO | Gnatus | [8 empty] | 0 | 0 | 0 | 1 | 0 | 0 | [6 empty] | NOS | 1 |  | GN/AR/SP/ARM ARTICULATION COVER 365004639
IM00150 | Articulator Spares-Gnatus-Arm Articulator 365004640 |  |  | A Class | NOS | NOS | I-Inventory | FG-Finish Good |  | Spares | Articulator-Spares | Dental Equiment | Main Location | 90330000 |  | FIFO | Gnatus | [8 empty] | 0 | 0 | 0 | 1 | 0 | 0 | [6 empty] | NOS | 1 |  | GN/AR/SP/ARM ARTICULATOR 365004640
IM00151 | Articulator Spares-Gnatus-Articulated Arm Tray Delivery Unit G8 704007362 |  |  | A Class | NOS | NOS | I-Inventory | FG-Finish Good |  | Spares | Articulator-Spares | Dental Equiment | Main Location | 90330000 |  | FIFO | Gnatus | [8 empty] | 0 | 0 | 0 | 1 | 0 | 0 | [6 empty] | NOS | 1 |  | GN/AR/SP/ARTICULATED ARM TRAY DELIVERY UNIT G8 704007362
IM00152 | Articulator Spares-Gnatus-Articulation Dental Light Cylinder Head Finished 603006359 |  |  | A Class | NOS | NOS | I-Inventory | FG-Finish Good |  | Spares | Articulator-Spares | Dental Equiment | Main Location | 90330000 |  | FIFO | Gnatus | [8 empty] | 0 | 0 | 0 | 1 | 0 | 0 | [6 empty] | NOS | 1 |  | GN/AR/SP/ARTICULATION DENTAL LIGHT CYLINDER HEAD FINISHED 603006359
IM00153 | Articulator Spares-Gnatus-Articulator Bennet Angle Locking Screw |  |  | A Class | NOS | NOS | I-Inventory | FG-Finish Good |  | Spares | Articulator-Spares | Dental Equiment | Main Location | 90330000 |  | FIFO | Gnatus | [8 empty] | 0 | 0 | 0 | 1 | 0 | 0 | [6 empty] | NOS | 1 |  | GN/AR/SP/ARTICULATOR BENNET ANGLE LOCKING SCREW
IM00154 | Articulator Spares-Gnatus-Articulator Bite Fork Clamp |  |  | A Class | NOS | NOS | I-Inventory | FG-Finish Good |  | Spares | Articulator-Spares | Dental Equiment | Main Location | 90330000 |  | FIFO | Gnatus | [8 empty] | 0 | 0 | 0 | 1 | 0 | 0 | [6 empty] | NOS | 1 |  | GN/AR/SP/ARTICULATOR BITE FORK CLAMP
IM00155 | Articulator Spares-Gnatus-Articulator Clamp |  |  | A Class | NOS | NOS | I-Inventory | FG-Finish Good |  | Spares | Articulator-Spares | Dental Equiment | Main Location | 90330000 |  | FIFO | Gnatus | [8 empty] | 0 | 0 | 0 | 1 | 0 | 0 | [6 empty] | NOS | 1 |  | GN/AR/SP/ARTICULATOR CLAMP
IM00156 | Articulator Spares-Gnatus-Articulator Condyle Locking Screw |  |  | A Class | NOS | NOS | I-Inventory | FG-Finish Good |  | Spares | Articulator-Spares | Dental Equiment | Main Location | 90330000 |  | FIFO | Gnatus | [8 empty] | 0 | 0 | 0 | 1 | 0 | 0 | [6 empty] | NOS | 1 |  | GN/AR/SP/ARTICULATOR CONDYLE LOCKING SCREW
IM00157 | Articulator Spares-Gnatus-Articulator Finishing Actuator Eye 601009390 |  |  | A Class | NOS | NOS | I-Inventory | FG-Finish Good |  | Spares | Articulator-Spares | Dental Equiment | Main Location | 90330000 |  | FIFO | Gnatus | [8 empty] | 0 | 0 | 0 | 1 | 0 | 0 | [6 empty] | NOS | 1 |  | Gn/Ar/Sp/Articulator Finishing Actuator Eye 601009390
IM00158 | Articulator Spares-Gnatus-Articulator Incisal Locking Screw |  |  | A Class | NOS | NOS | I-Inventory | FG-Finish Good |  | Spares | Articulator-Spares | Dental Equiment | Main Location | 90330000 |  | FIFO | Gnatus | [8 empty] | 0 | 0 | 0 | 1 | 0 | 0 | [6 empty] | NOS | 1 |  | Gn/Ar/Sp/Articulator Incisal Locking Screw
IM00159 | Articulator Spares-Gnatus-Articulator Incisal Pin |  |  | A Class | NOS | NOS | I-Inventory | FG-Finish Good |  | Spares | Articulator-Spares | Dental Equiment | Main Location | 90330000 |  | FIFO | Gnatus | [8 empty] | 0 | 0 | 0 | 1 | 0 | 0 | [6 empty] | NOS | 1 |  | Gn/Ar/Sp/Articulator Incisal Pin
IM00160 | Articulator Spares-Gnatus-Articulator Incisal Table |  |  | A Class | NOS | NOS | I-Inventory | FG-Finish Good |  | Spares | Articulator-Spares | Dental Equiment | Main Location | 90330000 |  | FIFO | Gnatus | [8 empty] | 0 | 0 | 0 | 1 | 0 | 0 | [6 empty] | NOS | 1 |  | Gn/Ar/Sp/Articulator Incisal Table
IM00161 | Articulator Spares-Gnatus-Articulator Incisal Tables Nut |  |  | A Class | NOS | NOS | I-Inventory | FG-Finish Good |  | Spares | Articulator-Spares | Dental Equiment | Main Location | 90330000 |  | FIFO | Gnatus | [8 empty] | 0 | 0 | 0 | 1 | 0 | 0 | [6 empty] | NOS | 1 |  | GN/AR/SP/ARTICULATOR INCISAL TABLES NUT
IM00162 | Articulator Spares-Gnatus-Articulator Left Bennet Angle |  |  | A Class | NOS | NOS | I-Inventory | FG-Finish Good |  | Spares | Articulator-Spares | Dental Equiment | Main Location | 90330000 |  | FIFO | Gnatus | [8 empty] | 0 | 0 | 0 | 1 | 0 | 0 | [6 empty] | NOS | 1 |  | GN/AR/SP/ARTICULATOR LEFT BENNET ANGLE
IM00163 | Articulator Spares-Gnatus-Articulator Left Bennett Angel Grey 709000661 |  |  | A Class | NOS | NOS | I-Inventory | FG-Finish Good |  | Spares | Articulator-Spares | Dental Equiment | Main Location | 90330000 |  | FIFO | Gnatus | [8 empty] | 0 | 0 | 0 | 1 | 0 | 0 | [6 empty] | NOS | 1 |  | GN/AR/SP/ARTICULATOR LEFT BENNETT ANGEL GREY 709000661
IM00164 | Articulator Spares-Gnatus-Articulator Left Condyle Inclination Sub Assembly |  |  | A Class | NOS | NOS | I-Inventory | FG-Finish Good |  | Spares | Articulator-Spares | Dental Equiment | Main Location | 90330000 |  | FIFO | Gnatus | [8 empty] | 0 | 0 | 0 | 1 | 0 | 0 | [6 empty] | NOS | 1 |  | Gn/Ar/Sp/Articulator Left Condyle Inclination Sub Assembly
IM00165 | Articulator Spares-Gnatus-Articulator Mounting Plate 709000663 |  |  | A Class | NOS | NOS | I-Inventory | FG-Finish Good |  | Spares | Articulator-Spares | Dental Equiment | Main Location | 90330000 |  | FIFO | Gnatus | [8 empty] | 0 | 0 | 0 | 1 | 0 | 0 | [6 empty] | NOS | 1 |  | GN/AR/SP/ARTICULATOR MOUNTING PLATE 709000663
IM00166 | Articulator Spares-Gnatus-Articulator Mounting Plate Screw |  |  | A Class | NOS | NOS | I-Inventory | FG-Finish Good |  | Spares | Articulator-Spares | Dental Equiment | Main Location | 90330000 |  | FIFO | Gnatus | [8 empty] | 0 | 0 | 0 | 1 | 0 | 0 | [6 empty] | NOS | 1 |  | Gn/Ar/Sp/Articulator Mounting Plate Screw
IM00167 | Articulator Spares-Gnatus-Articulator Nozzle 365001730 |  |  | A Class | NOS | NOS | I-Inventory | FG-Finish Good |  | Spares | Articulator-Spares | Dental Equiment | Main Location | 90330000 |  | FIFO | Gnatus | [8 empty] | 0 | 0 | 0 | 1 | 0 | 0 | [6 empty] | NOS | 1 |  | GN/AR/SP/ARTICULATOR NOZZLE 365001730
IM00168 | Articulator Spares-Gnatus-Articulator Nozzle 365004180 |  |  | A Class | NOS | NOS | I-Inventory | FG-Finish Good |  | Spares | Articulator-Spares | Dental Equiment | Main Location | 90330000 |  | FIFO | Gnatus | [8 empty] | 0 | 0 | 0 | 1 | 0 | 0 | [6 empty] | NOS | 1 |  | GN/AR/SP/ARTICULATOR NOZZLE 365004180
IM00169 | Articulator Spares-Gnatus-Articulator Nozzle 365004190 |  |  | A Class | NOS | NOS | I-Inventory | FG-Finish Good |  | Spares | Articulator-Spares | Dental Equiment | Main Location | 90330000 |  | FIFO | Gnatus | [8 empty] | 0 | 0 | 0 | 1 | 0 | 0 | [6 empty] | NOS | 1 |  | GN/AR/SP/ARTICULATOR NOZZLE 365004190
IM00170 | Articulator Spares-Gnatus-Articulator Nozzle 609000242 |  |  | A Class | NOS | NOS | I-Inventory | FG-Finish Good |  | Spares | Articulator-Spares | Dental Equiment | Main Location | 90330000 |  | FIFO | Gnatus | [8 empty] | 0 | 0 | 0 | 1 | 0 | 0 | [6 empty] | NOS | 1 |  | GN/AR/SP/ARTICULATOR NOZZLE 609000242
IM00171 | Articulator Spares-Gnatus-Articulator Nut 365004416 |  |  | A Class | NOS | NOS | I-Inventory | FG-Finish Good |  | Spares | Articulator-Spares | Dental Equiment | Main Location | 90330000 |  | FIFO | Gnatus | [8 empty] | 0 | 0 | 0 | 1 | 0 | 0 | [6 empty] | NOS | 1 |  | GN/AR/SP/ARTICULATOR NUT 365004416
IM00172 | Articulator Spares-Gnatus-Articulator Right Bennet Angle |  |  | A Class | NOS | NOS | I-Inventory | FG-Finish Good |  | Spares | Articulator-Spares | Dental Equiment | Main Location | 90330000 |  | FIFO | Gnatus | [8 empty] | 0 | 0 | 0 | 1 | 0 | 0 | [6 empty] | NOS | 1 |  | GN/AR/SP/ARTICULATOR RIGHT BENNET ANGLE
IM00173 | Articulator Spares-Gnatus-Articulator Right Condyle Inclination Sub Assembly |  |  | A Class | NOS | NOS | I-Inventory | FG-Finish Good |  | Spares | Articulator-Spares | Dental Equiment | Main Location | 90330000 |  | FIFO | Gnatus | [8 empty] | 0 | 0 | 0 | 1 | 0 | 0 | [6 empty] | NOS | 1 |  | Gn/Ar/Sp/Articulator Right Condyle Inclination Sub Assembly
IM00174 | Articulator Spares-Gnatus-Articulator Suppport Rod Clamp |  |  | A Class | NOS | NOS | I-Inventory | FG-Finish Good |  | Spares | Articulator-Spares | Dental Equiment | Main Location | 90330000 |  | FIFO | Gnatus | [8 empty] | 0 | 0 | 0 | 1 | 0 | 0 | [6 empty] | NOS | 1 |  | GN/AR/SP/ARTICULATOR SUPPPORT ROD CLAMP
IM00175 | Articulator Spares-Gnatus-Articulator Upper Frame Sub Assembly |  |  | A Class | NOS | NOS | I-Inventory | FG-Finish Good |  | Spares | Articulator-Spares | Dental Equiment | Main Location | 90330000 |  | FIFO | Gnatus | [8 empty] | 0 | 0 | 0 | 1 | 0 | 0 | [6 empty] | NOS | 1 |  | GN/AR/SP/ARTICULATOR UPPER FRAME SUB ASSEMBLY
IM00176 | Articulator Spares-Gnatus-Articulator Upper Frame Support Pin |  |  | A Class | NOS | NOS | I-Inventory | FG-Finish Good |  | Spares | Articulator-Spares | Dental Equiment | Main Location | 90330000 |  | FIFO | Gnatus | [8 empty] | 0 | 0 | 0 | 1 | 0 | 0 | [6 empty] | NOS | 1 |  | GN/AR/SP/ARTICULATOR UPPER FRAME SUPPORT PIN
IM00177 | Articulator Spares-Gnatus-Central Articulation Grey Cover 365004388 |  |  | A Class | NOS | NOS | I-Inventory | FG-Finish Good |  | Spares | Articulator-Spares | Dental Equiment | Main Location | 90330000 |  | FIFO | Gnatus | [8 empty] | 0 | 0 | 0 | 1 | 0 | 0 | [6 empty] | NOS | 1 |  | GN/AR/SP/CENTRAL ARTICULATION GREY COVER 365004388
IM00178 | Articulator Spares-Gnatus-Intermediary Articulation Lid 365004655 |  |  | A Class | NOS | NOS | I-Inventory | FG-Finish Good |  | Spares | Articulator-Spares | Dental Equiment | Main Location | 90330000 |  | FIFO | Gnatus | [8 empty] | 0 | 0 | 0 | 1 | 0 | 0 | [6 empty] | NOS | 1 |  | GN/AR/SP/INTERMEDIARY ARTICULATION LID 365004655
IM00179 | Articulator Spares-Gnatus-New Light Arm Rear Head Lid Articulation 365004660 |  |  | A Class | NOS | NOS | I-Inventory | FG-Finish Good |  | Spares | Articulator-Spares | Dental Equiment | Main Location | 90330000 |  | FIFO | Gnatus | [8 empty] | 0 | 0 | 0 | 1 | 0 | 0 | [6 empty] | NOS | 1 |  | GN/AR/SP/NEW LIGHT ARM REAR HEAD LID ARTICULATION 365004660
IM00180 | Articulator Spares-Gnatus-PB Handpiece Cartridge High Rotation Rotor Kit 996000048 |  |  | A Class | NOS | NOS | I-Inventory | FG-Finish Good |  | Spares | Articulator-Spares | Dental Equiment | Main Location | 90330000 |  | FIFO | Gnatus | [8 empty] | 0 | 0 | 0 | 1 | 0 | 0 | [6 empty] | NOS | 1 |  | Gn/Ar/Sp/PB H/p Cartridge High Rotation Rotor Kit 996000048
IM00181 | Articulator Spares-Gnatus-Rear Articulation 365004656 |  |  | A Class | NOS | NOS | I-Inventory | FG-Finish Good |  | Spares | Articulator-Spares | Dental Equiment | Main Location | 90330000 |  | FIFO | Gnatus | [5 empty] | . |  |  | 0 | 0 | 0 | 1 | 0 | 0 | [6 empty] | NOS | 1 |  | GN/AR/SP/REAR ARTICULATION 365004656
IM00182 | Articulator Spares-Gnatus-Rear Articulation Lid 365004657 |  |  | A Class | NOS | NOS | I-Inventory | FG-Finish Good |  | Spares | Articulator-Spares | Dental Equiment | Main Location | 90330000 |  | FIFO | Gnatus | [8 empty] | 0 | 0 | 0 | 1 | 0 | 0 | [6 empty] | NOS | 1 |  | GN/AR/SP/REAR ARTICULATION LID 365004657
IM00183 | Articulator Spares-Gnatus-Upper Arm Articulator 365004641 |  |  | A Class | NOS | NOS | I-Inventory | FG-Finish Good |  | Spares | Articulator-Spares | Dental Equiment | Main Location | 90330000 |  | FIFO | Gnatus | [5 empty] | Semi adjustable,easy to operate articulator from GNATUS, Brazil* Ideal for prosthetic laboratory procedures Important tool for diagnosis and treatment Planning ** Easy to make patient impression and finally mount the model * Records taken easily and transferred accurately * Better access and visualisation of operating field * Removabale and autoclavable ear pieces and bite forks* Nasal support for perfect adaptation * Better performance and high precision |  |  | 0 | 0 | 0 | 1 | 0 | 0 | [6 empty] | NOS | 1 |  | GN/AR/SP/UPPER ARM ARTICULATOR 365004641
IM00184 | Articulator-Gnatus Model JP 30 |  |  | A Class | NOS | NOS | I-Inventory | O-Other |  | Equipment | Articulator | Dental Equiment | Main Location | 90184900 |  | FIFO | Gnatus | [8 empty] | 0 | 0 | 0 | 1 | 0 | 0 | [6 empty] | NOS | 1 |  | GN/AC/MC/JP-30-GNATUS -ARTICULATOR MOD-JP-30
IM00185 | Blank-Hangsang-Lithium Disilicate-Rosetta Sm Blank-98X10-B2 |  |  | A Class | NOS | NOS | I-Inventory | O-Other |  | Consumables | Blank | CAD CAM | Main Location | 30069100 |  | FIFO | Hangsang | [8 empty] | 0 | 0 | 0 | 1 | 0 | 0 | [6 empty] | NOS | 1 |  | HS/LITHIUM DISILICATE/ROSETTA SM BLANK/98x10-B2
IM00186 | Blank-Hangsang-Lithium Disilicate-Rosetta Sm Blank-98X14-A2 |  |  | A Class | NOS | NOS | I-Inventory | O-Other |  | Consumables | Blank | CAD CAM | Main Location | 30069100 |  | FIFO | Hangsang | [8 empty] | 0 | 0 | 0 | 1 | 0 | 0 | [6 empty] | NOS | 1 |  | HS/LITHIUM DISILICATE/ROSETTA SM BLANK/98x14-A2
IM00187 | Blank-Hangsang-Lithium Disilicate-Rosetta Sm Blank-98X14-B1 |  |  | A Class | NOS | NOS | I-Inventory | O-Other |  | Consumables | Blank | CAD CAM | Main Location | 30069100 |  | FIFO | Hangsang | [8 empty] | 0 | 0 | 0 | 1 | 0 | 0 | [6 empty] | NOS | 1 |  | HS/LITHIUM DISILICATE/ROSETTA SM BLANK/98x14-B1
IM00188 | Blank-Hangsang-Lithium Disilicate-Rosetta Sm Blank-98X14-B2 |  |  | A Class | NOS | NOS | I-Inventory | O-Other |  | Consumables | Blank | CAD CAM | Main Location | 30069100 |  | FIFO | Hangsang | [8 empty] | 0 | 0 | 0 | 1 | 0 | 0 | [6 empty] | NOS | 1 |  | HS/LITHIUM DISILICATE/ROSETTA SM BLANK/98x14-B2
IM00189 | Blank-Hangsang-Lithium Disilicate-Rosetta Sm Block-C14-B3 |  |  | A Class | NOS | NOS | I-Inventory | O-Other |  | Consumables | Blank | CAD CAM | Main Location | 30069100 |  | FIFO | Hangsang | [8 empty] | 0 | 0 | 0 | 1 | 0 | 0 | [6 empty] | NOS | 1 |  | HS/LITHIUM DISILICATE/ROSETTA SM BLOCK/C14-B3
IM00190 | Blank-Hangsang-Lithium Disilicate-Rosetta Sm Block-C14-B4 |  |  | A Class | NOS | NOS | I-Inventory | O-Other |  | Consumables | Blank | CAD CAM | Main Location | 30069100 |  | FIFO | Hangsang | [8 empty] | 0 | 0 | 0 | 1 | 0 | 0 | [6 empty] | NOS | 1 |  | HS/LITHIUM DISILICATE/ROSETTA SM BLOCK/C14-B4
IM00191 | Blank-Hangsang-Lithium Disilicate-Rosetta Sm Block-C14-C2 |  |  | A Class | NOS | NOS | I-Inventory | O-Other |  | Consumables | Blank | CAD CAM | Main Location | 30069100 |  | FIFO | Hangsang | [8 empty] | 0 | 0 | 0 | 1 | 0 | 0 | [6 empty] | NOS | 1 |  | HS/LITHIUM DISILICATE/ROSETTA SM BLOCK/C14-C2
IM00192 | Blank-Hangsang-Lithium Disilicate-Rosetta Sm Block-C14-C4 |  |  | A Class | NOS | NOS | I-Inventory | O-Other |  | Consumables | Blank | CAD CAM | Main Location | 30069100 |  | FIFO | Hangsang | [8 empty] | 0 | 0 | 0 | 1 | 0 | 0 | [6 empty] | NOS | 1 |  | HS/LITHIUM DISILICATE/ROSETTA SM BLOCK/C14-C4
IM00193 | Blank-Hangsang-Lithium Disilicate-Rosetta Sm Block-C14-D2 |  |  | A Class | NOS | NOS | I-Inventory | O-Other |  | Consumables | Blank | CAD CAM | Main Location | 30069100 |  | FIFO | Hangsang | [8 empty] | 0 | 0 | 0 | 1 | 0 | 0 | [6 empty] | NOS | 1 |  | HS/LITHIUM DISILICATE/ROSETTA SM BLOCK/C14-D2
IM00194 | Blank-Hangsang-Lithium Disilicate-Rosetta Sm Block-C14-D3 |  |  | A Class | NOS | NOS | I-Inventory | O-Other |  | Consumables | Blank | CAD CAM | Main Location | 30069100 |  | FIFO | Hangsang | [8 empty] | 0 | 0 | 0 | 1 | 0 | 0 | [6 empty] | NOS | 1 |  | HS/LITHIUM DISILICATE/ROSETTA SM BLOCK/C14-D3
IM00195 | Blank-Hass-Bleach Ingot-Rosetta SP-R10-HT-W1 (Pack of 5) |  |  | A Class | NOS | NOS | I-Inventory | O-Other |  | Consumables | Blank | CAD CAM | Main Location | 70200090 |  | FIFO | Hass Corporation | [8 empty] | 0 | 0 | 0 | 1 | 0 | 0 | [6 empty] | NOS | 1 |  | HS/BLEACH INGOT/ ROSETTA SP/R10-HT/W1 (PCK OF 5)
IM00196 | Blank-Hass-Bleach Ingot-Rosetta SP-R10-HT-W2 (Pack of 5) |  |  | A Class | NOS | NOS | I-Inventory | O-Other |  | Consumables | Blank | CAD CAM | Main Location | 70200090 |  | FIFO | Hass Corporation | [8 empty] | 0 | 0 | 0 | 1 | 0 | 0 | [6 empty] | NOS | 1 |  | HS/BLEACH INGOT/ ROSETTA SP/R10-HT/W2 (PCK OF 5)
IM00197 | Blank-Hass-Bleach Ingot-Rosetta SP-R10-HT-W3 (Pack of 5) |  |  | A Class | NOS | NOS | I-Inventory | O-Other |  | Consumables | Blank | CAD CAM | Main Location | 70200090 |  | FIFO | Hass Corporation | [8 empty] | 0 | 0 | 0 | 1 | 0 | 0 | [6 empty] | NOS | 1 |  | HS/BLEACH INGOT/ ROSETTA SP/R10-HT/W3 (PCK OF 5)
IM00198 | Blank-Hass-Bleach Ingot-Rosetta SP-R10-LT-W1 (Pack of 5) |  |  | A Class | NOS | NOS | I-Inventory | O-Other |  | Consumables | Blank | CAD CAM | Main Location | 70200090 |  | FIFO | Hass Corporation | [8 empty] | 0 | 0 | 0 | 1 | 0 | 0 | [6 empty] | NOS | 1 |  | HS/BLEACH INGOT/ ROSETTA SP/R10-LT/W1 (PCK OF 5)
IM00199 | Blank-Hass-Bleach Ingot-Rosetta SP-R10-LT-W2 (Pack of 5) |  |  | A Class | NOS | NOS | I-Inventory | O-Other |  | Consumables | Blank | CAD CAM | Main Location | 70200090 |  | FIFO | Hass Corporation | [8 empty] | 0 | 0 | 0 | 1 | 0 | 0 | [6 empty] | NOS | 1 |  | HS/BLEACH INGOT/ ROSETTA SP/R10-LT/W2 (PCK OF 5)
IM00200 | Blank-Hass-Bleach Ingot-Rosetta SP-R10-LT-W3 (Pack of 5) |  |  | A Class | NOS | NOS | I-Inventory | O-Other |  | Consumables | Blank | CAD CAM | Main Location | 70200090 |  | FIFO | Hass Corporation | [8 empty] | 0 | 0 | 0 | 1 | 0 | 0 | [6 empty] | NOS | 1 |  | HS/BLEACH INGOT/ ROSETTA SP/R10-LT/W3 (PCK OF 5)
IM00201 | Blank-Hass-Bleach IngotLT-R10-A1 |  |  | A Class | NOS | NOS | I-Inventory | O-Other |  | Consumables | Blank | CAD CAM | Main Location | 70200090 |  | FIFO | Hass Corporation | [8 empty] | 0 | 0 | 0 | 1 | 0 | 0 | [6 empty] | NOS | 1 |  | ROSETTA/INGOT/LT-R10/A1
IM00202 | Blank-Hass-Bleach IngotLT-R10-B1 |  |  | A Class | NOS | NOS | I-Inventory | O-Other |  | Consumables | Blank | CAD CAM | Main Location | 70200090 |  | FIFO | Hass Corporation | [8 empty] | 0 | 0 | 0 | 1 | 0 | 0 | [6 empty] | NOS | 1 |  | ROSETTA/INGOT/LT-R10/B1
IM00203 | Blank-Hass-Bleach IngotLT-R10-B2 |  |  | A Class | NOS | NOS | I-Inventory | O-Other |  | Consumables | Blank | CAD CAM | Main Location | 70200090 |  | FIFO | Hass Corporation | [8 empty] | 0 | 0 | 0 | 1 | 0 | 0 | [6 empty] | NOS | 1 |  | ROSETTA/INGOT/LT-R10/B2
IM00204 | Blank-Indian-Zircoza Color-High Transtucent Zirconia Disc -Is-Tr-Czd9814-Shade-A2 |  |  | A Class | NOS | NOS | I-Inventory | O-Other |  | Consumables | Blank | CAD CAM | Main Location | 69091200 |  | FIFO | Jyoti Ceremic | [8 empty] | 0 | 0 | 0 | 1 | 0 | 0 | [6 empty] | NOS | 1 |  | JC/ZIRCOZA COLOR/HIGH TRANSTUCENT ZIRCONIA DISC /IS-TR-CZD9814/SHADE-A2
IM00205 | Blank-Indian-Zircoza Color-High Transtucent Zirconia Disc -Is-Tr-Czd9814-Shade-A3 |  |  | A Class | NOS | NOS | I-Inventory | O-Other |  | Consumables | Blank | CAD CAM | Main Location | 69091200 |  | FIFO | Jyoti Ceremic | [8 empty] | 0 | 0 | 0 | 1 | 0 | 0 | [6 empty] | NOS | 1 |  | JC/ZIRCOZA COLOR/HIGH TRANSTUCENT ZIRCONIA DISC /IS-TR-CZD9814/SHADE-A3
IM00206 | Blank-Indian-Zircoza Pro-High Transtucent Zirconia Disc -Is-Zd9810 |  |  | A Class | NOS | NOS | I-Inventory | O-Other |  | Consumables | Blank | CAD CAM | Main Location | 69091200 |  | FIFO | Jyoti Ceremic | [8 empty] | 0 | 0 | 0 | 1 | 0 | 0 | [6 empty] | NOS | 1 |  | JC/ZIRCOZA PRO/HIGH TRANSTUCENT ZIRCONIA DISC /IS-ZD9810
IM00207 | Blank-Indian-Zircoza Pro-High Transtucent Zirconia Disc -Is-Zd9812 |  |  | A Class | NOS | NOS | I-Inventory | O-Other |  | Consumables | Blank | CAD CAM | Main Location | 69091200 |  | FIFO | Jyoti Ceremic | [8 empty] | 0 | 0 | 0 | 1 | 0 | 0 | [6 empty] | NOS | 1 |  | JC/ZIRCOZA PRO/HIGH TRANSTUCENT ZIRCONIA DISC /IS-ZD9812
IM00208 | Blank-Indian-Zircoza Pro-High Transtucent Zirconia Disc -Is-Zd9814 |  |  | A Class | NOS | NOS | I-Inventory | O-Other |  | Consumables | Blank | CAD CAM | Main Location | 69091200 |  | FIFO | Jyoti Ceremic | [8 empty] | 0 | 0 | 0 | 1 | 0 | 0 | [6 empty] | NOS | 1 |  | JC/ZIRCOZA PRO/HIGH TRANSTUCENT ZIRCONIA DISC /IS-ZD9814
IM00209 | Blank-Indian-Zircoza Pro-High Transtucent Zirconia Disc -Is-Zd9816 |  |  | A Class | NOS | NOS | I-Inventory | O-Other |  | Consumables | Blank | CAD CAM | Main Location | 69091200 |  | FIFO | Jyoti Ceremic | [8 empty] | 0 | 0 | 0 | 1 | 0 | 0 | [6 empty] | NOS | 1 |  | JC/ZIRCOZA PRO/HIGH TRANSTUCENT ZIRCONIA DISC /IS-ZD9816
IM00210 | Blank-Indian-Zircoza Plus-High Transtucent Zirconia Disc -Is-Tr-Zd9810 |  |  | A Class | NOS | NOS | I-Inventory | O-Other |  | Consumables | Blank | CAD CAM | Main Location | 69091200 |  | FIFO | Jyoti Ceremic | [8 empty] | 0 | 0 | 0 | 1 | 0 | 0 | [6 empty] | NOS | 1 |  | JC/ZIRCOZA PLUS/HIGH TRANSTUCENT ZIRCONIA DISC /IS-TR-ZD9810
IM00211 | Blank-Indian-Zircoza Plus-High Transtucent Zirconia Disc-Is-Tr-Zd9812 |  |  | A Class | NOS | NOS | I-Inventory | O-Other |  | Consumables | Blank | CAD CAM | Main Location | 69091200 |  | FIFO | Jyoti Ceremic | [8 empty] | 0 | 0 | 0 | 1 | 0 | 0 | [6 empty] | NOS | 1 |  | JC/ZIRCOZA PLUS/HIGH TRANSTUCENT ZIRCONIA DISC/IS-TR-ZD9812
IM00212 | Blank-Indian-Zircoza Plus-High Transtucent Zirconia Disc-Is-Tr-Zd9814 |  |  | A Class | NOS | NOS | I-Inventory | O-Other |  | Consumables | Blank | CAD CAM | Main Location | 69091200 |  | FIFO | Jyoti Ceremic | [8 empty] | 0 | 0 | 0 | 1 | 0 | 0 | [6 empty] | NOS | 1 |  | JC/ZIRCOZA PLUS/HIGH TRANSTUCENT ZIRCONIA DISC/IS-TR-ZD9814
IM00213 | Blank-Indian-Zircoza Plus-High Transtucent Zirconia Disc-Is-Tr-Zd9816 |  |  | A Class | NOS | NOS | I-Inventory | O-Other |  | Consumables | Blank | CAD CAM | Main Location | 69091200 |  | FIFO | Jyoti Ceremic | [5 empty] | Speed upto 35,000 RPM* One spare carbon brush set* Low heat generation suitable for long use |  |  | 0 | 0 | 0 | 1 | 0 | 0 | [6 empty] | NOS | 1 |  | JC/ZIRCOZA PLUS/HIGH TRANSTUCENT ZIRCONIA DISC/IS-TR-ZD9816
IM00214 | Blank-Indian-Zircoza Premium-High Transtucent Zirconia Disc-Is-Etr-Zd9810 |  |  | A Class | NOS | NOS | I-Inventory | O-Other |  | Consumables | Blank | CAD CAM | Main Location | 69091200 |  | FIFO | Jyoti Ceremic | [8 empty] | 0 | 0 | 0 | 1 | 0 | 0 | [6 empty] | NOS | 1 |  | JC/ZIRCOZA PREMIUM/HIGH TRANSTUCENT ZIRCONIA DISC/IS-ETR-ZD9810
IM00215 | Blank-Indian-Zircoza Premium-High Transtucent Zirconia Disc-Is-Etr-Zd9812 |  |  | A Class | NOS | NOS | I-Inventory | O-Other |  | Consumables | Blank | CAD CAM | Main Location | 69091200 |  | FIFO | Jyoti Ceremic | [8 empty] | 0 | 0 | 0 | 1 | 0 | 0 | [6 empty] | NOS | 1 |  | JC/ZIRCOZA PREMIUM/HIGH TRANSTUCENT ZIRCONIA DISC/IS-ETR-ZD9812
IM00216 | Blank-Indian-Zircoza Premium-High Transtucent Zirconia Disc-Is-Etr-Zd9814 |  |  | A Class | NOS | NOS | I-Inventory | O-Other |  | Consumables | Blank | CAD CAM | Main Location | 69091200 |  | FIFO | Jyoti Ceremic | [8 empty] | 0 | 0 | 0 | 1 | 0 | 0 | [6 empty] | NOS | 1 |  | JC/ZIRCOZA PREMIUM/HIGH TRANSTUCENT ZIRCONIA DISC/IS-ETR-ZD9814
IM00217 | Blank-Indian-Zircoza Premium-High Transtucent Zirconia Disc-Is-Etr-Zd9816 |  |  | A Class | NOS | NOS | I-Inventory | O-Other |  | Consumables | Blank | CAD CAM | Main Location | 69091200 |  | FIFO | Jyoti Ceremic | [8 empty] | 0 | 0 | 0 | 1 | 0 | 0 | [6 empty] | NOS | 1 |  | JC/ZIRCOZA PREMIUM/HIGH TRANSTUCENT ZIRCONIA DISC/IS-ETR-ZD9816
IM00218 | Blank- Aidite-PMMA Blank Round 98X16MM Shade A1 |  |  | A Class | NOS | NOS | I-Inventory | O-Other |  | Consumables | Blank | CAD CAM | Main Location | 30069100 |  | FIFO | Aidite | [8 empty] | 0 | 0 | 0 | 1 | 0 | 0 | [6 empty] | NOS | 1 |  | AD/PMMA BLANK/ROUND 98X16MM/SHADE A1
IM00219 | Blank-Aidite- PMMA Blank Round 98X16MM Shade A2 |  |  | A Class | NOS | NOS | I-Inventory | O-Other |  | Consumables | Blank | CAD CAM | Main Location | 30069100 |  | FIFO | Aidite | [8 empty] | 0 | 0 | 0 | 1 | 0 | 0 | [6 empty] | NOS | 1 |  | AD/PMMA BLANK/ROUND 98X16MM/SHADE A2
IM00220 | Blank-Aidite-Wax Blank Round 98X16MM |  |  | A Class | NOS | NOS | I-Inventory | O-Other |  | Consumables | Blank | CAD CAM | Main Location | 90184900 |  | FIFO | Aidite | [8 empty] | 0 | 0 | 0 | 1 | 0 | 0 | [6 empty] | NOS | 1 |  | AD/WAX BLANK/ ROUND/98x 16MM
IM00221 | Blank-Aidite-Zirconia-High Translucent Round Blank 98X10MM |  |  | A Class | NOS | NOS | I-Inventory | O-Other |  | Consumables | Blank | CAD CAM | Main Location | 30069100 |  | FIFO | Aidite | [8 empty] | 0 | 0 | 0 | 1 | 0 | 0 | [6 empty] | NOS | 1 |  | ZIRC /AD/ BLANK/HIGH TRANSLUCENT/ ROUND/98x 10MM
IM00222 | Blank-Aidite-Zirconia-High Translucent Round Blank 98X12MM |  |  | A Class | NOS | NOS | I-Inventory | O-Other |  | Consumables | Blank | CAD CAM | Main Location | 30069100 |  | FIFO | Aidite | [8 empty] | 0 | 0 | 0 | 1 | 0 | 0 | [6 empty] | NOS | 1 |  | ZIRC /AD/ BLANK/HIGH TRANSLUCENT/ ROUND/98x 12MM
IM00223 | Blank-Aidite-Zirconia-High Translucent Round Blank 98X14MM |  |  | A Class | NOS | NOS | I-Inventory | O-Other |  | Consumables | Blank | CAD CAM | Main Location | 30069100 |  | FIFO | Aidite | [8 empty] | 0 | 0 | 0 | 1 | 0 | 0 | [6 empty] | NOS | 1 |  | ZIRC /AD/ BLANK/HIGH TRANSLUCENT/ ROUND/98x 14MM
IM00224 | Blank-Aidite-Zirconia-High Translucent Round Blank 98X16MM |  |  | A Class | NOS | NOS | I-Inventory | O-Other |  | Consumables | Blank | CAD CAM | Main Location | 30069100 |  | FIFO | Aidite | [8 empty] | 0 | 0 | 0 | 1 | 0 | 0 | [6 empty] | NOS | 1 |  | ZIRC /AD/ BLANK/HIGH TRANSLUCENT/ ROUND/98x 16MM
IM00225 | Blank-Aidite-Zirconia-High Translucent Round Blank 98X18MM |  |  | A Class | NOS | NOS | I-Inventory | O-Other |  | Consumables | Blank | CAD CAM | Main Location | 30069100 |  | FIFO | Aidite | [8 empty] | 0 | 0 | 0 | 1 | 0 | 0 | [6 empty] | NOS | 1 |  | ZIRC /AD/ BLANK/HIGH TRANSLUCENT/ ROUND/98x 18MM
IM00226 | Blank-Aidite-Zirconia- Super High Translucent Round Blank 98X10MM |  |  | A Class | NOS | NOS | I-Inventory | O-Other |  | Consumables | Blank | CAD CAM | Main Location | 30069100 |  | FIFO | Aidite | [8 empty] | 0 | 0 | 0 | 1 | 0 | 0 | [6 empty] | NOS | 1 |  | ZIRC /AD/ BLANK/SUPER HIGH TRANSLT/ ROUND/98x 10MM
IM00227 | Blank-Aidite-Zirconia- Super High Translucent Round Blank 98X16MM |  |  | A Class | NOS | NOS | I-Inventory | O-Other |  | Consumables | Blank | CAD CAM | Main Location | 30069100 |  | FIFO | Aidite | [8 empty] | 0 | 0 | 0 | 1 | 0 | 0 | [6 empty] | NOS | 1 |  | ZIRC /AD/ BLANK/SUPER HIGH TRANSLT/ ROUND/98x 16MM
IM00228 | Blank-Aidite-Zirconia- Super High Translucent Round Blank 98X18MM |  |  | A Class | NOS | NOS | I-Inventory | O-Other |  | Consumables | Blank | CAD CAM | Main Location | 30069100 |  | FIFO | Aidite | [8 empty] | 0 | 0 | 0 | 1 | 0 | 0 | [6 empty] | NOS | 1 |  | ZIRC /AD/ BLANK/SUPER HIGH TRANSLT/ ROUND/98x 18MM
IM00229 | Blank-Aidite-Zirconia- Super High Translucent Round Blank 98X20MM |  |  | A Class | NOS | NOS | I-Inventory | O-Other |  | Consumables | Blank | CAD CAM | Main Location | 30069100 |  | FIFO | Aidite | [8 empty] | 0 | 0 | 0 | 1 | 0 | 0 | [6 empty] | NOS | 1 |  | ZIRC /AD/ BLANK/SUPER HIGH TRANSLT/ ROUND/98x 20MM
IM00230 | Blank-Aidite-Zirconia- Super High Translucent Round Blank 98X25MM |  |  | A Class | NOS | NOS | I-Inventory | O-Other |  | Consumables | Blank | CAD CAM | Main Location | 30069100 |  | FIFO | Aidite | [8 empty] | 0 | 0 | 0 | 1 | 0 | 0 | [6 empty] | NOS | 1 |  | ZIRC /AD/ BLANK/SUPER HIGH TRANSLT/ ROUND/98x 25MM
IM00231 | Blank-Aidite-Zirconia- Super Translucent Round Blank 98X10MM |  |  | A Class | NOS | NOS | I-Inventory | O-Other |  | Consumables | Blank | CAD CAM | Main Location | 30069100 |  | FIFO | Aidite | [8 empty] | 0 | 0 | 0 | 1 | 0 | 0 | [6 empty] | NOS | 1 |  | ZIRC /AD/ BLANK/SUPER TRANSLUCENT/ ROUND/98x 10MM
IM00232 | Blank-Aidite-Zirconia- Super Translucent Round Blank 98X12MM |  |  | A Class | NOS | NOS | I-Inventory | O-Other |  | Consumables | Blank | CAD CAM | Main Location | 30069100 |  | FIFO | Aidite | [8 empty] | 0 | 0 | 0 | 1 | 0 | 0 | [6 empty] | NOS | 1 |  | ZIRC /AD/ BLANK/SUPER TRANSLUCENT/ ROUND/98x 12MM
IM00233 | Blank-Aidite-Zirconia- Super Translucent Round Blank 98X25MM |  |  | A Class | NOS | NOS | I-Inventory | O-Other |  | Consumables | Blank | CAD CAM | Main Location | 30069100 |  | FIFO | Aidite | [8 empty] | 0 | 0 | 0 | 1 | 0 | 0 | [6 empty] | NOS | 1 |  | ZIRC /AD/ BLANK/SUPER TRANSLUCENT/ ROUND/98x 25MM
IM00234 | Blank-Aidite-Zirconia-Multilayer Round Blank 98X12MM-A2 |  |  | A Class | NOS | NOS | I-Inventory | O-Other |  | Consumables | Blank | CAD CAM | Main Location | 30069100 |  | FIFO | Aidite | [8 empty] | 0 | 0 | 0 | 1 | 0 | 0 | [6 empty] | NOS | 1 |  | ZIRC/AIDITE /MULTILAYER BLANK/ ROUND/98x 12MM-A2
IM00235 | Blank-Aidite-Zirconia-Multilayer Round Blank 98X12MM-A3.5 |  |  | A Class | NOS | NOS | I-Inventory | O-Other |  | Consumables | Blank | CAD CAM | Main Location | 30069100 |  | FIFO | Aidite | [8 empty] | 0 | 0 | 0 | 1 | 0 | 0 | [6 empty] | NOS | 1 |  | ZIRC/AIDITE /MULTILAYER BLANK/ ROUND/98x 12MM-A3.5
IM00236 | Blank-Aidite-Zirconia-Multilayer Round Blank 98X12MM-B1 |  |  | A Class | NOS | NOS | I-Inventory | O-Other |  | Consumables | Blank | CAD CAM | Main Location | 30069100 |  | FIFO | Aidite | [8 empty] | 0 | 0 | 0 | 1 | 0 | 0 | [6 empty] | NOS | 1 |  | ZIRC/AIDITE /MULTILAYER BLANK/ ROUND/98x 12MM-B1
IM00237 | Blank-Aidite-Zirconia-Multilayer Round Blank 98X12MM-C2 |  |  | A Class | NOS | NOS | I-Inventory | O-Other |  | Consumables | Blank | CAD CAM | Main Location | 30069100 |  | FIFO | Aidite | [8 empty] | 0 | 0 | 0 | 1 | 0 | 0 | [6 empty] | NOS | 1 |  | ZIRC/AIDITE /MULTILAYER BLANK/ ROUND/98x 12MM-C2
IM00238 | Blank-Aidite-Zirconia-Multilayer Round Blank 98X12MM-D2 |  |  | A Class | NOS | NOS | I-Inventory | O-Other |  | Consumables | Blank | CAD CAM | Main Location | 30069100 |  | FIFO | Aidite | [8 empty] | 0 | 0 | 0 | 1 | 0 | 0 | [6 empty] | NOS | 1 |  | ZIRC/AIDITE /MULTILAYER BLANK/ ROUND/98x 12MM-D2
IM00239 | Blank-Aidite-Zirconia-Multilayer Round Blank 98X14MM-A3.5 |  |  | A Class | NOS | NOS | I-Inventory | O-Other |  | Consumables | Blank | CAD CAM | Main Location | 30069100 |  | FIFO | Aidite | [8 empty] | 0 | 0 | 0 | 1 | 0 | 0 | [6 empty] | NOS | 1 |  | ZIRC/AIDITE /MULTILAYER BLANK/ ROUND/98x 14MM-A3.5
IM00240 | Blank-Aidite-Zirconia-Multilayer Round Blank 98X14MM-B1 |  |  | A Class | NOS | NOS | I-Inventory | O-Other |  | Consumables | Blank | CAD CAM | Main Location | 30069100 |  | FIFO | Aidite | [8 empty] | 0 | 0 | 0 | 1 | 0 | 0 | [6 empty] | NOS | 1 |  | ZIRC/AIDITE /MULTILAYER BLANK/ ROUND/98x 14MM-B1
IM00241 | Blank-Aidite-Zirconia-Multilayer Round Blank 98X14MM-D2 |  |  | A Class | NOS | NOS | I-Inventory | O-Other |  | Consumables | Blank | CAD CAM | Main Location | 30069100 |  | FIFO | Aidite | [8 empty] | 0 | 0 | 0 | 1 | 0 | 0 | [6 empty] | NOS | 1 |  | ZIRC/AIDITE /MULTILAYER BLANK/ ROUND/98x 14MM-D2
IM00242 | Blank-Aidite-Zirconia-Multilayer Round Blank 98X18MM-A2 |  |  | A Class | NOS | NOS | I-Inventory | O-Other |  | Consumables | Blank | CAD CAM | Main Location | 30069100 |  | FIFO | Aidite | [8 empty] | 0 | 0 | 0 | 1 | 0 | 0 | [6 empty] | NOS | 1 |  | ZIRC/AIDITE /MULTILAYER BLANK/ ROUND/98x 18MM-A2
IM00243 | Blank-Aidite-Zirconia-Multilayer Round Blank 98X18MM-A3.5 |  |  | A Class | NOS | NOS | I-Inventory | O-Other |  | Consumables | Blank | CAD CAM | Main Location | 30069100 |  | FIFO | Aidite | [8 empty] | 0 | 0 | 0 | 1 | 0 | 0 | [6 empty] | NOS | 1 |  | ZIRC/AIDITE /MULTILAYER BLANK/ ROUND/98x 18MM-A3.5
IM00244 | Blank-Aidite-Zirconia-Multilayer Round Blank 98X18MM-C2 |  |  | A Class | NOS | NOS | I-Inventory | O-Other |  | Consumables | Blank | CAD CAM | Main Location | 30069100 |  | FIFO | Aidite | [8 empty] | 0 | 0 | 0 | 1 | 0 | 0 | [6 empty] | NOS | 1 |  | ZIRC/AIDITE /MULTILAYER BLANK/ ROUND/98x 18MM-C2
IM00245 | Blank-Aidite-Zirconia-Multilayer Round Blank 98X18MM-D2 |  |  | A Class | NOS | NOS | I-Inventory | O-Other |  | Consumables | Blank | CAD CAM | Main Location | 30069100 |  | FIFO | Aidite | [8 empty] | 0 | 0 | 0 | 1 | 0 | 0 | [6 empty] | NOS | 1 |  | ZIRC/AIDITE /MULTILAYER BLANK/ ROUND/98x 18MM-D2
IM00246 | Bleaching Machine- A Top Chair Mount-AT115 |  |  | A Class | NOS | NOS | I-Inventory | FG-Finish Good |  | Equipment | Bleaching Machine | Dental Equiment | Main Location | 90184900 |  | FIFO | A Top | [8 empty] | 0 | 0 | 0 | 1 | 0 | 0 | [6 empty] | NOS | 1 |  | AT/BL/MC/A TOP/BLEACHING MACHINE CHAIR MOUNT/AT115
IM00247 | Bleaching Machine-Coxo Bleaching Machine Chair Mount Model C Bright 1B |  |  | A Class | NOS | NOS | I-Inventory | FG-Finish Good |  | Equipment | Bleaching Machine | Dental Equiment | Main Location | 90330000 |  | FIFO | Hongkong Coxo | [8 empty] | 0 | 0 | 0 | 1 | 0 | 0 | [6 empty] | NOS | 1 |  | CO/BL/MC/C-BRIGHT-1B BLEACHING MACHINE CHAIR MOUNT
IM00248 | Bleaching Machine-Gnatus Optilight CL Chair Mount |  |  | A Class | NOS | NOS | I-Inventory | FG-Finish Good |  | Equipment | Bleaching Machine | Dental Equiment | Main Location | 90184900 |  | FIFO | Gnatus | [8 empty] | 0 | 0 | 0 | 1 | 0 | 0 | [6 empty] | NOS | 1 |  | GN/BL/MC/OPTILIGHT CL-GNATUS BLEACHING UNIT CHAIRMO
IM00249 | Grinding Burr-VHF-1.0MM-L-35MM (Z100-R2-35) |  |  | A Class | NOS | NOS | I-Inventory | O-Other |  | Consumables | Grinding Burr | CAD CAM | Main Location | 90184900 |  | FIFO | VHF | [8 empty] | 0 | 0 | 0 | 1 | 0 | 0 | [6 empty] | NOS | 1 |  | VHF/AC/GRINDING BURR/1.0MM/L-35MM (Z100-R2-35)
IM00250 | Grinding Burr-VHF-2.0MM-L-35Mm (Z200-R3-35) |  |  | A Class | NOS | NOS | I-Inventory | O-Other |  | Consumables | Grinding Burr | CAD CAM | Main Location | 90184900 |  | FIFO | VHF | [8 empty] | 0 | 0 | 0 | 1 | 0 | 0 | [6 empty] | NOS | 1 |  | VHF/AC/GRINDING BURR/2.0MM/L-35MM (Z200-R3-35)
IM00251 | Camera-Accessoires-Local-Canon-Slr Camera-750 D |  |  | A Class | NOS | NOS | I-Inventory | FG-Finish Good |  | Accessories | Camera-Accessoires | Dental Equiment | Main Location | 85258020 |  | FIFO | Indian Product | [8 empty] | 0 | 0 | 0 | 1 | 0 | 0 | [6 empty] | NOS | 1 |  | IN/AC/CANON-SLR CAMERA/750 D
IM00252 | Clinical Engine- Strong- Micro Motor Engine EI COIL CORD 108E |  |  | A Class | NOS | NOS | I-Inventory | FG-Finish Good |  | Equipment | Clincal Engine | Dental Equiment | Main Location | 90184900 |  | FIFO | Strong | [8 empty] | 0 | 0 | 0 | 1 | 0 | 0 | [6 empty] | NOS | 1 |  | ST/CE/AC/MICRO MOTOR ENGINE EI COIL CORD 108E
IM00253 | Clinical Engine Spares-Strong-108E-1 O Ring |  |  | A Class | NOS | NOS | I-Inventory | FG-Finish Good |  | Spares | Clinical Engine-Spares | Dental Equiment | Main Location | 90330000 |  | FIFO | Strong | [8 empty] | 0 | 0 | 0 | 1 | 0 | 0 | [6 empty] | NOS | 1 |  | ST/CE/SP/108E-1 O RING
IM00254 | Clinical Engine Spares-Strong-108E-10 Terminal B |  |  | A Class | NOS | NOS | I-Inventory | FG-Finish Good |  | Spares | Clinical Engine-Spares | Dental Equiment | Main Location | 90330000 |  | FIFO | Strong | [8 empty] | 0 | 0 | 0 | 1 | 0 | 0 | [6 empty] | NOS | 1 |  | ST/CE/SP/108E-10 TERMINAL B
IM00255 | Clinical Engine Spares-Strong-108E-13 Bush Holder B Ass,Y |  |  | A Class | NOS | NOS | I-Inventory | FG-Finish Good |  | Spares | Clinical Engine-Spares | Dental Equiment | Main Location | 90330000 |  | FIFO | Strong | [8 empty] | 0 | 0 | 0 | 1 | 0 | 0 | [6 empty] | NOS | 1 |  | ST/CE/SP/108E-13 BUSH HOLDER B ASS,Y
IM00256 | Clinical Engine Spares-Strong-108E-14 Washer |  |  | A Class | NOS | NOS | I-Inventory | FG-Finish Good |  | Spares | Clinical Engine-Spares | Dental Equiment | Main Location | 90330000 |  | FIFO | Strong | [8 empty] | 0 | 0 | 0 | 1 | 0 | 0 | [6 empty] | NOS | 1 |  | ST/CE/SP/108E-14 WASHER
IM00257 | Clinical Engine Spares-Strong-108E-15 O Ring |  |  | A Class | NOS | NOS | I-Inventory | FG-Finish Good |  | Spares | Clinical Engine-Spares | Dental Equiment | Main Location | 90330000 |  | FIFO | Strong | [8 empty] | 0 | 0 | 0 | 1 | 0 | 0 | [6 empty] | NOS | 1 |  | ST/CE/SP/108E-15 O RING
IM00258 | Clinical Engine Spares-Strong-108E-16 Brush Hold |  |  | A Class | NOS | NOS | I-Inventory | FG-Finish Good |  | Spares | Clinical Engine-Spares | Dental Equiment | Main Location | 90330000 |  | FIFO | Strong | [8 empty] | 0 | 0 | 0 | 1 | 0 | 0 | [6 empty] | NOS | 1 |  | ST/CE/SP/108E-16 BRUSH HOLD
IM00259 | Clinical Engine Spares-Strong-108E-17 Cord Ass,Y |  |  | A Class | NOS | NOS | I-Inventory | FG-Finish Good |  | Spares | Clinical Engine-Spares | Dental Equiment | Main Location | 90330000 |  | FIFO | Strong | [8 empty] | 0 | 0 | 0 | 1 | 0 | 0 | [6 empty] | NOS | 1 |  | ST/CE/SP/108E-17 CORD ASS,Y
IM00260 | Clinical Engine Spares-Strong-108E-3 Bolt |  |  | A Class | NOS | NOS | I-Inventory | FG-Finish Good |  | Spares | Clinical Engine-Spares | Dental Equiment | Main Location | 90330000 |  | FIFO | Strong | [8 empty] | 0 | 0 | 0 | 1 | 0 | 0 | [6 empty] | NOS | 1 |  | ST/CE/SP/108E-3 BOLT
IM00261 | Clinical Engine Spares-Strong-108E-4 Coupling |  |  | A Class | NOS | NOS | I-Inventory | FG-Finish Good |  | Spares | Clinical Engine-Spares | Dental Equiment | Main Location | 90330000 |  | FIFO | Strong | [8 empty] | 0 | 0 | 0 | 1 | 0 | 0 | [6 empty] | NOS | 1 |  | ST/CE/SP/108E-4 COUPLING
IM00262 | Clinical Engine Spares-Strong-108E-6 Front Bearing Flat Washer |  |  | A Class | NOS | NOS | I-Inventory | FG-Finish Good |  | Spares | Clinical Engine-Spares | Dental Equiment | Main Location | 90330000 |  | FIFO | Strong | [8 empty] | 0 | 0 | 0 | 1 | 0 | 0 | [6 empty] | NOS | 1 |  | ST/CE/SP/108E-6 FRONT BEARING FLAT WASHER
IM00263 | Clinical Engine Spares-Strong-108E-7 Armature Ass,Y |  |  | A Class | NOS | NOS | I-Inventory | FG-Finish Good |  | Spares | Clinical Engine-Spares | Dental Equiment | Main Location | 90330000 |  | FIFO | Strong | [8 empty] | 0 | 0 | 0 | 1 | 0 | 0 | [6 empty] | NOS | 1 |  | ST/CE/SP/108E-7 ARMATURE ASS,Y
IM00264 | Clinical Engine Spares-Strong-108E-8 Front Bearing Flat Washer B |  |  | A Class | NOS | NOS | I-Inventory | FG-Finish Good |  | Spares | Clinical Engine-Spares | Dental Equiment | Main Location | 90330000 |  | FIFO | Strong | [8 empty] | 0 | 0 | 0 | 1 | 0 | 0 | [6 empty] | NOS | 1 |  | ST/CE/SP/108E-8 FRONT BEARING FLAT WASHER B
IM00265 | Clinical Engine Spares-Strong-108E-9 Ball Bearing 830Zz |  |  | A Class | NOS | NOS | I-Inventory | FG-Finish Good |  | Spares | Clinical Engine-Spares | Dental Equiment | Main Location | 90330000 |  | FIFO | Strong | [8 empty] | 0 | 0 | 0 | 1 | 0 | 0 | [6 empty] | NOS | 1 |  | ST/CE/SP/108E-9 BALL BEARING 830ZZ
IM00266 | Colouring Liquid-Aidite-Super High Trans-50 ML- A1 |  |  | A Class | NOS | NOS | I-Inventory | O-Other |  | Consumables | Coloring Liquid | CAD CAM | Main Location | 30064000 |  | FIFO | Aidite | [8 empty] | 0 | 0 | 0 | 1 | 0 | 0 | [6 empty] | NOS | 1 |  | AIDITE COLORING LIQ/SUPER HIGH TRANS./50 ML/ A1
IM00267 | Colouring Liquid-Aidite-Super High Trans.-50 ML- A2 |  |  | A Class | NOS | NOS | I-Inventory | O-Other |  | Consumables | Coloring Liquid | CAD CAM | Main Location | 30064000 |  | FIFO | Aidite | [8 empty] | 0 | 0 | 0 | 1 | 0 | 0 | [6 empty] | NOS | 1 |  | AIDITE COLORING LIQ/SUPER HIGH TRANS./50 ML/ A2
IM00268 | Colouring Liquid-Aidite-Super High Trans-50 ML-A3 |  |  | A Class | NOS | NOS | I-Inventory | O-Other |  | Consumables | Coloring Liquid | CAD CAM | Main Location | 30064000 |  | FIFO | Aidite | [8 empty] | 0 | 0 | 0 | 1 | 0 | 0 | [6 empty] | NOS | 1 |  | AIDITE COLORING LIQ/SUPER HIGH TRANS./50 ML/ A3
IM00269 | Colouring Liquid-Aidite- Super High Trans. 100 Ml A2 |  |  | A Class | NOS | NOS | I-Inventory | O-Other |  | Consumables | Coloring Liquid | CAD CAM | Main Location | 81099000 |  | FIFO | Aidite | [8 empty] | 0 | 0 | 0 | 1 | 0 | 0 | [6 empty] | NOS | 1 |  | CAD/MT/CM/AIDITE COLORING LIQ SUPER HIGH TRANS. 100 ML A2
IM00270 | Colouring Liquid-Aidite- Super High Trans. 100 Ml C2 |  |  | A Class | NOS | NOS | I-Inventory | O-Other |  | Consumables | Coloring Liquid | CAD CAM | Main Location | 81099000 |  | FIFO | Aidite | [8 empty] | 0 | 0 | 0 | 1 | 0 | 0 | [6 empty] | NOS | 1 |  | CAD/MT/CM/AIDITE COLORING LIQ SUPER HIGH TRANS. 100 ML C2
IM00271 | Colouring Liquid-Aidite- Super High Trans.100 Ml B2 |  |  | A Class | NOS | NOS | I-Inventory | O-Other |  | Consumables | Coloring Liquid | CAD CAM | Main Location | 81099000 |  | FIFO | Aidite | [8 empty] | 0 | 0 | 0 | 1 | 0 | 0 | [6 empty] | NOS | 1 |  | CAD/MT/CM/AIDITE COLORING LIQ SUPER HIGH TRANS.100 ML B2
IM00272 | Colouring Liquid-Aidite- Incisal Coloring Liquid T1 |  |  | A Class | NOS | NOS | I-Inventory | O-Other |  | Consumables | Coloring Liquid | CAD CAM | Main Location | 81099000 |  | FIFO | Aidite | [8 empty] | 0 | 0 | 0 | 1 | 0 | 0 | [6 empty] | NOS | 1 |  | CAD/MT/CM/AIDITE INCISAL COLORING LIQUID T1
IM00273 | Colouring Liquid-Aidite- Indicator Liquid Blue |  |  | A Class | NOS | NOS | I-Inventory | O-Other |  | Consumables | Coloring Liquid | CAD CAM | Main Location | 81099000 |  | FIFO | Aidite | [8 empty] | 0 | 0 | 0 | 1 | 0 | 0 | [6 empty] | NOS | 1 |  | CAD/MT/CM/AIDITE INDICATOR LIQUID BLUE
IM00274 | Colouring Liquid-Aidite- Indicator Liquid Green |  |  | A Class | NOS | NOS | I-Inventory | O-Other |  | Consumables | Coloring Liquid | CAD CAM | Main Location | 81099000 |  | FIFO | Aidite | [8 empty] | 0 | 0 | 0 | 1 | 0 | 0 | [6 empty] | NOS | 1 |  | CAD/MT/CM/AIDITE INDICATOR LIQUID GREEN
IM00275 | Colouring Liquid-Aidite- Indicator Liquid Red |  |  | A Class | NOS | NOS | I-Inventory | O-Other |  | Consumables | Coloring Liquid | CAD CAM | Main Location | 81099000 |  | FIFO | Aidite | [8 empty] | 0 | 0 | 0 | 1 | 0 | 0 | [6 empty] | NOS | 1 |  | CAD/MT/CM/AIDITE INDICATOR LIQUID RED
IM00276 | Colouring Liquid-Aidite- Indicator Liquid Yellow |  |  | A Class | NOS | NOS | I-Inventory | O-Other |  | Consumables | Coloring Liquid | CAD CAM | Main Location | 81099000 |  | FIFO | Aidite | [8 empty] | 0 | 0 | 0 | 1 | 0 | 0 | [6 empty] | NOS | 1 |  | CAD/MT/CM/AIDITE INDICATOR LIQUID YELLOW
IM00277 | Colouring Liquid- Aidite-UPCERA 100 ML D4 |  |  | A Class | NOS | NOS | I-Inventory | O-Other |  | Consumables | Coloring Liquid | CAD CAM | Main Location | 30064000 |  | FIFO | Aidite | [8 empty] | 0 | 0 | 0 | 1 | 0 | 0 | [6 empty] | NOS | 1 |  | ADITE UPCERA COLORING LIQUID 100 ML D4
IM00278 | Colouring Liquid- Aidite- 25ML B1 |  |  | A Class | NOS | NOS | I-Inventory | O-Other |  | Consumables | Coloring Liquid | CAD CAM | Main Location | 30064000 |  | FIFO | Aidite | [8 empty] | 0 | 0 | 0 | 1 | 0 | 0 | [6 empty] | NOS | 1 |  | AIDITE COLORING LIQUID 25 ML B1
IM00279 | Colouring Liquid- Aidite- 25ML D2 |  |  | A Class | NOS | NOS | I-Inventory | O-Other |  | Consumables | Coloring Liquid | CAD CAM | Main Location | 30064000 |  | FIFO | Aidite | [8 empty] | 0 | 0 | 0 | 1 | 0 | 0 | [6 empty] | NOS | 1 |  | AIDITE COLORING LIQUID 25 ML D2
IM00280 | Colouring Liquid- Aidite- 25ML D4 |  |  | A Class | NOS | NOS | I-Inventory | O-Other |  | Consumables | Coloring Liquid | CAD CAM | Main Location | 30064000 |  | FIFO | Aidite | [8 empty] | 0 | 0 | 0 | 1 | 0 | 0 | [6 empty] | NOS | 1 |  | AIDITE COLORING LIQUID 25 ML D4
IM00281 | Component-Local-10 Om-0.5 Watt Resistant |  |  | A Class | NOS | NOS | I-Inventory | FG-Finish Good |  | Spares | Component | Dental Equiment | Main Location | 90330000 |  | FIFO | Indian Product | [8 empty] | 0 | 0 | 0 | 1 | 0 | 0 | [6 empty] | NOS | 1 |  | Component-Local-10 Om-0.5 Watt Resistant
IM00282 | Component-Local-100 Mfd Capacitor |  |  | A Class | NOS | NOS | I-Inventory | FG-Finish Good |  | Spares | Component | Dental Equiment | Main Location | 90330000 |  | FIFO | Indian Product | [8 empty] | 0 | 0 | 0 | 1 | 0 | 0 | [6 empty] | NOS | 1 |  | Component-Local-100 MFD Capacitor
IM00283 | Component-Local-10 Ohms 2W Carbon Resistor |  |  | A Class | NOS | NOS | I-Inventory | FG-Finish Good |  | Spares | Component | Dental Equiment | Main Location | 90330000 |  | FIFO | Indian Product | [8 empty] | 0 | 0 | 0 | 1 | 0 | 0 | [6 empty] | NOS | 1 |  | Local Component-Local-10 OHMS 2w Carbon Resistor
IM00284 | Component-Local-100Uf 50V Capacitor |  |  | A Class | NOS | NOS | I-Inventory | FG-Finish Good |  | Spares | Component | Dental Equiment | Main Location | 90330000 |  | FIFO | Indian Product | [8 empty] | 0 | 0 | 0 | 1 | 0 | 0 | [6 empty] | NOS | 1 |  | Local Component-Local-100uf 50v Capacitor
IM00285 | Component-Local-In-5408 |  |  | A Class | NOS | NOS | I-Inventory | FG-Finish Good |  | Spares | Component | Dental Equiment | Main Location | 90330000 |  | FIFO | Indian Product | [8 empty] | 0 | 0 | 0 | 1 | 0 | 0 | [6 empty] | NOS | 1 |  | Local-Indian Component-Local-In-5408
IM00286 | Component-Local-Lm-7805 Regulator Ic |  |  | A Class | NOS | NOS | I-Inventory | FG-Finish Good |  | Spares | Component | Dental Equiment | Main Location | 90330000 |  | FIFO | Indian Product | [8 empty] | 0 | 0 | 0 | 1 | 0 | 0 | [6 empty] | NOS | 1 |  | Local-Indian Component-Local-Lm-7805 Regulator IC
IM00287 | Component-Local- 103(10Kilo Ohm) Pot Adjuster |  |  | A Class | NOS | NOS | I-Inventory | FG-Finish Good |  | Spares | Component | Dental Equiment | Main Location | 90330000 |  | FIFO | Indian Product | [8 empty] | 0 | 0 | 0 | 1 | 0 | 0 | [6 empty] | NOS | 1 |  | Component-Local- COMPONENT 103(10KILO OHM) POT ADJUSTER
IM00288 | Component-Local- 223(22Kilo Ohm) Pot Adjuster |  |  | A Class | NOS | NOS | I-Inventory | FG-Finish Good |  | Spares | Component | Dental Equiment | Main Location | 90330000 |  | FIFO | Indian Product | [8 empty] | 0 | 0 | 0 | 1 | 0 | 0 | [6 empty] | NOS | 1 |  | Component-Local- COMPONENT 223(22KILO OHM) POT ADJUSTER
IM00289 | Component-Local- Micro Switch For Pad Chair |  |  | A Class | NOS | NOS | I-Inventory | FG-Finish Good |  | Spares | Component | Dental Equiment | Main Location | 90330000 |  | FIFO | Indian Product | [8 empty] | 0 | 0 | 0 | 1 | 0 | 0 | [6 empty] | NOS | 1 |  | Component-Local- COMPONENT MICRO SWITCH FOR PAD CHAIR
IM00290 | Component-Local- Tip122 Transistor |  |  | A Class | NOS | NOS | I-Inventory | FG-Finish Good |  | Spares | Component | Dental Equiment | Main Location | 90330000 |  | FIFO | Indian Product | [8 empty] | 0 | 0 | 0 | 1 | 0 | 0 | [6 empty] | NOS | 1 |  | Component-Local- COMPONENT TIP122 TRANSISTOR
IM00291 | Component-Local-2.2 Kilo Ohms 1W Carbon Resistor |  |  | A Class | NOS | NOS | I-Inventory | FG-Finish Good |  | Spares | Component | Dental Equiment | Main Location | 90330000 |  | FIFO | Indian Product | [8 empty] | 0 | 0 | 0 | 1 | 0 | 0 | [6 empty] | NOS | 1 |  | Component-Local- Component-Local-2.2 KILO OHMS 1W CARBON RESISTOR
IM00292 | Component-Local-203(20Kilo Ohm)Pot Adjuster |  |  | A Class | NOS | NOS | I-Inventory | FG-Finish Good |  | Spares | Component | Dental Equiment | Main Location | 90330000 |  | FIFO | Indian Product | [8 empty] | 0 | 0 | 0 | 1 | 0 | 0 | [6 empty] | NOS | 1 |  | Component-Local- Component-Local-203(20KILO OHM)POT ADJUSTER
IM00293 | Component-Local-24V Relay |  |  | A Class | NOS | NOS | I-Inventory | FG-Finish Good |  | Spares | Component | Dental Equiment | Main Location | 90330000 |  | FIFO | Indian Product | [8 empty] | 0 | 0 | 0 | 1 | 0 | 0 | [6 empty] | NOS | 1 |  | Component-Local- Component-Local-24V RELAY
IM00294 | Component-Local-24V Zena Diode 2W |  |  | A Class | NOS | NOS | I-Inventory | FG-Finish Good |  | Spares | Component | Dental Equiment | Main Location | 90330000 |  | FIFO | Indian Product | [8 empty] | 0 | 0 | 0 | 1 | 0 | 0 | [6 empty] | NOS | 1 |  | Component-Local- Component-Local-24V ZENA DIODE 2W
IM00295 | Component-Local-4N25-Ic |  |  | A Class | NOS | NOS | I-Inventory | FG-Finish Good |  | Spares | Component | Dental Equiment | Main Location | 90330000 |  | FIFO | Indian Product | [8 empty] | 0 | 0 | 0 | 1 | 0 | 0 | [6 empty] | NOS | 1 |  | Component-Local- Component-Local-4N25-IC
IM00296 | Component-Local-74 Hc 165-Ic |  |  | A Class | NOS | NOS | I-Inventory | FG-Finish Good |  | Spares | Component | Dental Equiment | Main Location | 90330000 |  | FIFO | Indian Product | [8 empty] | 0 | 0 | 0 | 1 | 0 | 0 | [6 empty] | NOS | 1 |  | Component-Local- Component-Local-74 HC 165-IC
IM00297 | Component-Local-74 Hc104-Ic |  |  | A Class | NOS | NOS | I-Inventory | FG-Finish Good |  | Spares | Component | Dental Equiment | Main Location | 90330000 |  | FIFO | Indian Product | [8 empty] | 0 | 0 | 0 | 1 | 0 | 0 | [6 empty] | NOS | 1 |  | Component-Local- Component-Local-74 HC104-IC
IM00298 | Component-Local-Bc 337 Transistor |  |  | A Class | NOS | NOS | I-Inventory | FG-Finish Good |  | Spares | Component | Dental Equiment | Main Location | 90330000 |  | FIFO | Indian Product | [8 empty] | 0 | 0 | 0 | 1 | 0 | 0 | [6 empty] | NOS | 1 |  | Component-Local- Component-Local-BC 337 TRANSISTOR
IM00299 | Component-Local-Bta-16 |  |  | A Class | NOS | NOS | I-Inventory | FG-Finish Good |  | Spares | Component | Dental Equiment | Main Location | 90330000 |  | FIFO | Indian Product | [8 empty] | 0 | 0 | 0 | 1 | 0 | 0 | [6 empty] | NOS | 1 |  | Component-Local- Component-Local-BTA-16
IM00300 | Component-Local-Bta-24 |  |  | A Class | NOS | NOS | I-Inventory | FG-Finish Good |  | Spares | Component | Dental Equiment | Main Location | 90330000 |  | FIFO | Indian Product | [8 empty] | 0 | 0 | 0 | 1 | 0 | 0 | [6 empty] | NOS | 1 |  | Component-Local- Component-Local-BTA-24
IM00301 | Component-Local-Bv-5248 |  |  | A Class | NOS | NOS | I-Inventory | FG-Finish Good |  | Spares | Component | Dental Equiment | Main Location | 90330000 |  | FIFO | Indian Product | [8 empty] | 0 | 0 | 0 | 1 | 0 | 0 | [6 empty] | NOS | 1 |  | Component-Local- Component-Local-BV-5248
IM00302 | Component-Local-El-3063 Ic |  |  | A Class | NOS | NOS | I-Inventory | FG-Finish Good |  | Spares | Component | Dental Equiment | Main Location | 90330000 |  | FIFO | Indian Product | [8 empty] | 0 | 0 | 0 | 1 | 0 | 0 | [6 empty] | NOS | 1 |  | Component-Local- Component-Local-EL-3063 IC
IM00303 | Component-Local-Ic Base |  |  | A Class | NOS | NOS | I-Inventory | FG-Finish Good |  | Spares | Component | Dental Equiment | Main Location | 90330000 |  | FIFO | Indian Product | [8 empty] | 0 | 0 | 0 | 1 | 0 | 0 | [6 empty] | NOS | 1 |  | Component-Local- Component-Local-IC BASE
IM00304 | Component-Local-Im 358-Ic 8 Pin |  |  | A Class | NOS | NOS | I-Inventory | FG-Finish Good |  | Spares | Component | Dental Equiment | Main Location | 90330000 |  | FIFO | Indian Product | [8 empty] | 0 | 0 | 0 | 1 | 0 | 0 | [6 empty] | NOS | 1 |  | Component-Local- Component-Local-IM 358-IC 8 PIN
IM00305 | Component-Local-In-4148 |  |  | A Class | NOS | NOS | I-Inventory | FG-Finish Good |  | Spares | Component | Dental Equiment | Main Location | 90330000 |  | FIFO | Indian Product | [8 empty] | 0 | 0 | 0 | 1 | 0 | 0 | [6 empty] | NOS | 1 |  | Component-Local- Component-Local-IN-4148
IM00306 | Component-Local-Led-White For Xray Viewer |  |  | A Class | NOS | NOS | I-Inventory | FG-Finish Good |  | Spares | Component | Dental Equiment | Main Location | 90330000 |  | FIFO | Indian Product | [8 empty] | 0 | 0 | 0 | 1 | 0 | 0 | [6 empty] | NOS | 1 |  | Component-Local- Component-Local-LED-WHITE FOR XRAY VIEWER
IM00307 | Component-Local-Lm-7815 |  |  | A Class | NOS | NOS | I-Inventory | FG-Finish Good |  | Spares | Component | Dental Equiment | Main Location | 90330000 |  | FIFO | Indian Product | [8 empty] | 0 | 0 | 0 | 1 | 0 | 0 | [6 empty] | NOS | 1 |  | Component-Local- Component-Local-LM-7815
IM00308 | Component-Local-Mol 3021 |  |  | A Class | NOS | NOS | I-Inventory | FG-Finish Good |  | Spares | Component | Dental Equiment | Main Location | 90330000 |  | FIFO | Indian Product | [8 empty] | 0 | 0 | 0 | 1 | 0 | 0 | [6 empty] | NOS | 1 |  | Component-Local- Component-Local-MOL 3021
IM00309 | Component-Local-Sg5841 Jsz |  |  | A Class | NOS | NOS | I-Inventory | FG-Finish Good |  | Spares | Component | Dental Equiment | Main Location | 90330000 |  | FIFO | Indian Product | [8 empty] | 0 | 0 | 0 | 1 | 0 | 0 | [6 empty] | NOS | 1 |  | Component-Local- Component-Local-SG5841 JSZ
IM00310 | Component-Local-Transistor 3725 |  |  | A Class | NOS | NOS | I-Inventory | FG-Finish Good |  | Spares | Component | Dental Equiment | Main Location | 90330000 |  | FIFO | Indian Product | [8 empty] | 0 | 0 | 0 | 1 | 0 | 0 | [6 empty] | NOS | 1 |  | Component-Local- Component-Local-TRANSISTOR 3725
IM00311 | Component-Local-4700 Small Component |  |  | A Class | NOS | NOS | I-Inventory | FG-Finish Good |  | Spares | Component | Dental Equiment | Main Location | 90330000 |  | FIFO | Indian Product | [8 empty] | 0 | 0 | 0 | 1 | 0 | 0 | [6 empty] | NOS | 1 |  | Component-Local-4700 SMALL COMPONENT
IM00312 | Component-Local- 0-12 Pin Type Trasformer |  |  | A Class | NOS | NOS | I-Inventory | FG-Finish Good |  | Spares | Component | Dental Equiment | Main Location | 90330000 |  | FIFO | Indian Product | [8 empty] | 0 | 0 | 0 | 1 | 0 | 0 | [6 empty] | NOS | 1 |  | Component-Local-COMPONENT 0-12 PIN TYPE TRASFORMER
IM00313 | Component-Local- 1000Uf 25V |  |  | A Class | NOS | NOS | I-Inventory | FG-Finish Good |  | Spares | Component | Dental Equiment | Main Location | 90330000 |  | FIFO | Indian Product | [8 empty] | 0 | 0 | 0 | 1 | 0 | 0 | [6 empty] | NOS | 1 |  | Component-Local-COMPONENT 1000UF 25V
IM00314 | Component-Local- 12V Relay |  |  | A Class | NOS | NOS | I-Inventory | FG-Finish Good |  | Spares | Component | Dental Equiment | Main Location | 90330000 |  | FIFO | Indian Product | [8 empty] | 0 | 0 | 0 | 1 | 0 | 0 | [6 empty] | NOS | 1 |  | Component-Local-Component 12V Relay
IM00315 | Component-Local- 2200 50V Capacitor |  |  | A Class | NOS | NOS | I-Inventory | FG-Finish Good |  | Spares | Component | Dental Equiment | Main Location | 90330000 |  | FIFO | Indian Product | [8 empty] | 0 | 0 | 0 | 1 | 0 | 0 | [6 empty] | NOS | 1 |  | Component-Local-COMPONENT 2200 50V CAPACITOR
IM00316 | Component-Local- 470150V |  |  | A Class | NOS | NOS | I-Inventory | FG-Finish Good |  | Spares | Component | Dental Equiment | Main Location | 90330000 |  | FIFO | Indian Product | [8 empty] | 0 | 0 | 0 | 1 | 0 | 0 | [6 empty] | NOS | 1 |  | Component-Local-COMPONENT 470150V
IM00317 | Component-Local- 6800Uf 50V |  |  | A Class | NOS | NOS | I-Inventory | FG-Finish Good |  | Spares | Component | Dental Equiment | Main Location | 90330000 |  | FIFO | Indian Product | [8 empty] | 0 | 0 | 0 | 1 | 0 | 0 | [6 empty] | NOS | 1 |  | Component-Local-COMPONENT 6800UF 50V
IM00318 | Component-Local- Bta 06 |  |  | A Class | NOS | NOS | I-Inventory | FG-Finish Good |  | Spares | Component | Dental Equiment | Main Location | 90330000 |  | FIFO | Indian Product | [8 empty] | 0 | 0 | 0 | 1 | 0 | 0 | [6 empty] | NOS | 1 |  | Component-Local-COMPONENT BTA 06
IM00319 | Component-Local- Bu 407 |  |  | A Class | NOS | NOS | I-Inventory | FG-Finish Good |  | Spares | Component | Dental Equiment | Main Location | 90330000 |  | FIFO | Indian Product | [8 empty] | 0 | 0 | 0 | 1 | 0 | 0 | [6 empty] | NOS | 1 |  | Component-Local-COMPONENT BU 407
IM00320 | Component-Local- Bu806 |  |  | A Class | NOS | NOS | I-Inventory | FG-Finish Good |  | Spares | Component | Dental Equiment | Main Location | 90330000 |  | FIFO | Indian Product | [8 empty] | 0 | 0 | 0 | 1 | 0 | 0 | [6 empty] | NOS | 1 |  | Component-Local-COMPONENT BU806
IM00321 | Component-Local- Led Green |  |  | A Class | NOS | NOS | I-Inventory | FG-Finish Good |  | Spares | Component | Dental Equiment | Main Location | 90330000 |  | FIFO | Indian Product | [8 empty] | 0 | 0 | 0 | 1 | 0 | 0 | [6 empty] | NOS | 1 |  | Component-Local-COMPONENT LED GREEN
IM00322 | Component-Local- Led Red |  |  | A Class | NOS | NOS | I-Inventory | FG-Finish Good |  | Spares | Component | Dental Equiment | Main Location | 90330000 |  | FIFO | Indian Product | [8 empty] | 0 | 0 | 0 | 1 | 0 | 0 | [6 empty] | NOS | 1 |  | Component-Local-COMPONENT LED RED
IM00323 | Component-Local- Lm 7824 |  |  | A Class | NOS | NOS | I-Inventory | FG-Finish Good |  | Spares | Component | Dental Equiment | Main Location | 90330000 |  | FIFO | Indian Product | [8 empty] | 0 | 0 | 0 | 1 | 0 | 0 | [6 empty] | NOS | 1 |  | Component-Local-COMPONENT LM 7824
IM00324 | Component-Local- Mix Resistance |  |  | A Class | NOS | NOS | I-Inventory | FG-Finish Good |  | Spares | Component | Dental Equiment | Main Location | 90330000 |  | FIFO | Indian Product | [8 empty] | 0 | 0 | 0 | 1 | 0 | 0 | [6 empty] | NOS | 1 |  | Component-Local-COMPONENT MIX RESISTANCE
IM00325 | Component-Local- Moc 3041 |  |  | A Class | NOS | NOS | I-Inventory | FG-Finish Good |  | Spares | Component | Dental Equiment | Main Location | 90330000 |  | FIFO | Indian Product | [8 empty] | 0 | 0 | 0 | 1 | 0 | 0 | [6 empty] | NOS | 1 |  | Component-Local-COMPONENT MOC 3041
IM00326 | Component-Local- Push Bush Switch |  |  | A Class | NOS | NOS | I-Inventory | FG-Finish Good |  | Spares | Component | Dental Equiment | Main Location | 90330000 |  | FIFO | Indian Product | [8 empty] | 0 | 0 | 0 | 1 | 0 | 0 | [6 empty] | NOS | 1 |  | Component-Local-COMPONENT PUSH BUSH SWITCH
IM00327 | Component-Local- Sink Sleev 2Mm |  |  | A Class | NOS | NOS | I-Inventory | FG-Finish Good |  | Spares | Component | Dental Equiment | Main Location | 90330000 |  | FIFO | Indian Product | [8 empty] | 0 | 0 | 0 | 1 | 0 | 0 | [6 empty] | NOS | 1 |  | Component-Local-COMPONENT SINK SLEEV 2MM
IM00328 | Component-Local- Sink Sleev 4Mm |  |  | A Class | NOS | NOS | I-Inventory | FG-Finish Good |  | Spares | Component | Dental Equiment | Main Location | 90330000 |  | FIFO | Indian Product | [8 empty] | 0 | 0 | 0 | 1 | 0 | 0 | [6 empty] | NOS | 1 |  | Component-Local-COMPONENT SINK SLEEV 4MM
IM00329 | Component-Local- Tiv 22 |  |  | A Class | NOS | NOS | I-Inventory | FG-Finish Good |  | Spares | Component | Dental Equiment | Main Location | 90330000 |  | FIFO | Indian Product | [8 empty] | 0 | 0 | 0 | 1 | 0 | 0 | [6 empty] | NOS | 1 |  | Component-Local-COMPONENT TIV 22
IM00330 | Component-Local- X33725 Phipse |  |  | A Class | NOS | NOS | I-Inventory | FG-Finish Good |  | Spares | Component | Dental Equiment | Main Location | 90330000 |  | FIFO | Indian Product | [8 empty] | 0 | 0 | 0 | 1 | 0 | 0 | [6 empty] | NOS | 1 |  | Component-Local-COMPONENT X33725 PHIPSE
IM00331 | Component-Local-1 Ohms 2W Carbon Resistor |  |  | A Class | NOS | NOS | I-Inventory | FG-Finish Good |  | Spares | Component | Dental Equiment | Main Location | 90330000 |  | FIFO | Indian Product | [8 empty] | 0 | 0 | 0 | 1 | 0 | 0 | [6 empty] | NOS | 1 |  | Component-Local-Component-Local-1 OHMS 2W CARBON RESISTOR
IM00332 | Component-Local-1000Uf 35V Capacitor |  |  | A Class | NOS | NOS | I-Inventory | FG-Finish Good |  | Spares | Component | Dental Equiment | Main Location | 90330000 |  | FIFO | Indian Product | [8 empty] | 0 | 0 | 0 | 1 | 0 | 0 | [6 empty] | NOS | 1 |  | Component-Local-Component-Local-1000UF 35V CAPACITOR
IM00333 | Component-Local-1309 |  |  | A Class | NOS | NOS | I-Inventory | FG-Finish Good |  | Spares | Component | Dental Equiment | Main Location | 90330000 |  | FIFO | Indian Product | [8 empty] | 0 | 0 | 0 | 1 | 0 | 0 | [6 empty] | NOS | 1 |  | Component-Local-Component-Local-1309
IM00334 | Component-Local-2200Uf 25V |  |  | A Class | NOS | NOS | I-Inventory | FG-Finish Good |  | Spares | Component | Dental Equiment | Main Location | 90330000 |  | FIFO | Indian Product | [8 empty] | 0 | 0 | 0 | 1 | 0 | 0 | [6 empty] | NOS | 1 |  | Component-Local-Component-Local-2200UF 25V
IM00335 | Component-Local-2200Uf 35V |  |  | A Class | NOS | NOS | I-Inventory | FG-Finish Good |  | Spares | Component | Dental Equiment | Main Location | 90330000 |  | FIFO | Indian Product | [8 empty] | 0 | 0 | 0 | 1 | 0 | 0 | [6 empty] | NOS | 1 |  | Component-Local-Component-Local-2200UF 35V
IM00336 | Component-Local-24V Relay Big |  |  | A Class | NOS | NOS | I-Inventory | FG-Finish Good |  | Spares | Component | Dental Equiment | Main Location | 90330000 |  | FIFO | Indian Product | [8 empty] | 0 | 0 | 0 | 1 | 0 | 0 | [6 empty] | NOS | 1 |  | Component-Local-Component-Local-24V RELAY BIG
IM00337 | Component-Local-4.7K |  |  | A Class | NOS | NOS | I-Inventory | FG-Finish Good |  | Spares | Component | Dental Equiment | Main Location | 90330000 |  | FIFO | Indian Product | [8 empty] | 0 | 0 | 0 | 1 | 0 | 0 | [6 empty] | NOS | 1 |  | Component-Local-Component-Local-4.7K
IM00338 | Component-Local-4700Uf 35V |  |  | A Class | NOS | NOS | I-Inventory | O-Other |  | Spares | Component | Dental Equiment | Main Location | 90330000 |  | FIFO | Indian Product | [8 empty] | 0 | 0 | 0 | 1 | 0 | 0 | [6 empty] | NOS | 1 |  | Component-Local-Component-Local-4700UF 35V
IM00339 | Component-Local-4700Uf 50V |  |  | A Class | NOS | NOS | I-Inventory | O-Other |  | Spares | Component | Dental Equiment | Main Location | 90330000 |  | FIFO | Indian Product | [5 empty] | Prime Dent - Light Cure Hybrid Standard Composite Kit: 7X4.5 gms. Syringes, 7ml light cure bonding resin 7.5 ml. etchant liquid, |  |  | 0 | 0 | 0 | 1 | 0 | 0 | [6 empty] | NOS | 1 |  | Component-Local-Component-Local-4700UF 50V
IM00340 | Component-Local-470Uf 25V |  |  | A Class | NOS | NOS | I-Inventory | O-Other |  | Spares | Component | Dental Equiment | Main Location | 90330000 |  | FIFO | Indian Product | [8 empty] | 0 | 0 | 0 | 1 | 0 | 0 | [6 empty] | NOS | 1 |  | Component-Local-Component-Local-470UF 25V
IM00341 | Component-Local-47K X2 |  |  | A Class | NOS | NOS | I-Inventory | FG-Finish Good |  | Spares | Component | Dental Equiment | Main Location | 90330000 |  | FIFO | Indian Product | [8 empty] | 0 | 0 | 0 | 1 | 0 | 0 | [6 empty] | NOS | 1 |  | Component-Local-Component-Local-47K X2
IM00342 | Component-Local-7N 60-3 Pin |  |  | A Class | NOS | NOS | I-Inventory | FG-Finish Good |  | Spares | Component | Dental Equiment | Main Location | 90330000 |  | FIFO | Indian Product | [8 empty] | 0 | 0 | 0 | 1 | 0 | 0 | [6 empty] | NOS | 1 |  | Component-Local-Component-Local-7N 60-3 PIN
IM00343 | Component-Local-Bdx33C |  |  | A Class | NOS | 24 | I-Inventory | TG-Trading Good |  | Spares | Component | Dental Equiment | Main Location | 90330000 |  | FIFO | Indian Product | [8 empty] | 0 | 0 | 0 | 1 | 0 | 0 | [6 empty] | 24 | 1 |  | Component-Local-Component-Local-BDX33C
IM00344 | Component-Local-Bdx53C Transistor |  |  | A Class | NOS | NOS | I-Inventory | FG-Finish Good |  | Spares | Component | Dental Equiment | Main Location | 90330000 |  | FIFO | Indian Product | [8 empty] | 0 | 0 | 0 | 1 | 0 | 0 | [6 empty] | NOS | 1 |  | Component-Local-Component-Local-BDX53C TRANSISTOR
IM00345 | Component-Local-Bta41 |  |  | A Class | NOS | NOS | I-Inventory | FG-Finish Good |  | Spares | Component | Dental Equiment | Main Location | 90330000 |  | FIFO | Indian Product | [8 empty] | 0 | 0 | 0 | 1 | 0 | 0 | [6 empty] | NOS | 1 |  | Component-Local-Component-Local-BTA41
IM00346 | Component-Local-Bti-36 |  |  | A Class | NOS | NOS | I-Inventory | FG-Finish Good |  | Spares | Component | Dental Equiment | Main Location | 90330000 |  | FIFO | Indian Product | [8 empty] | 0 | 0 | 0 | 1 | 0 | 0 | [6 empty] | NOS | 1 |  | Component-Local-Component-Local-BTI-36
IM00347 | Component-Local-Bu 406 |  |  | A Class | NOS | NOS | I-Inventory | FG-Finish Good |  | Spares | Component | Dental Equiment | Main Location | 90330000 |  | FIFO | Indian Product | [8 empty] | 0 | 0 | 0 | 1 | 0 | 0 | [6 empty] | NOS | 1 |  | Component-Local-Component-Local-BU 406
IM00348 | Component-Local-Db107 Diode Bridge |  |  | A Class | NOS | NOS | I-Inventory | FG-Finish Good |  | Spares | Component | Dental Equiment | Main Location | 90330000 |  | FIFO | Indian Product | [8 empty] | 0 | 0 | 0 | 1 | 0 | 0 | [6 empty] | NOS | 1 |  | Component-Local-Component-Local-DB107 DIODE BRIDGE
IM00349 | Component-Local-Ic 89C 2051 |  |  | A Class | NOS | NOS | I-Inventory | FG-Finish Good |  | Spares | Component | Dental Equiment | Main Location | 90330000 |  | FIFO | Indian Product | [8 empty] | 0 | 0 | 0 | 1 | 0 | 0 | [6 empty] | NOS | 1 |  | Component-Local-Component-Local-IC 89C 2051
IM00350 | Component-Local-Ira640 |  |  | A Class | NOS | NOS | I-Inventory | FG-Finish Good |  | Spares | Component | Dental Equiment | Main Location | 90330000 |  | FIFO | Indian Product | [8 empty] | 0 | 0 | 0 | 1 | 0 | 0 | [6 empty] | NOS | 1 |  | Component-Local-Component-Local-IRA640
IM00351 | Component-Local-Irl 6407 |  |  | A Class | NOS | NOS | I-Inventory | FG-Finish Good |  | Spares | Component | Dental Equiment | Main Location | 90330000 |  | FIFO | Indian Product | [5 empty] | OIL FREE: Do not need any lubricated oil, and harmless to the human body.*SUPER SILENT: Noise level lower than 56DB (A) to reduce noise pollution.*MULTI-PHASE FILTERATION: Advanced multi-phase filtration to ensure extremely clean air, and lengthen service life.*SAFETY USING: Air compressor motors equipped with thermal prevention device to avoid overheating and protect motors.*CLEAN TANK: All air receiver tanks have internal epoxy coating applied to avoid corrosion.*AUTOMATIC ADJUSTMENT: High quality pressure switch used to control the power of air compressor automatically by adjustment of pressure level.*PRESSURE ADJUSTMENT: Working pressure could be adjusted to meet the demand of different supporting equipments.*EASY MAINTANANCE: No need of any lubricated oil.*Power: 750W [1.0HP]*Air Flow: 152L/M *Noise Level: 53dB(A)*Max. Pressure: 8Bar [0.8Mpa]*Air Tank: 38L *Net Weight: 23KG*Package Dimension: 440*440*700mm |  |  | 0 | 0 | 0 | 1 | 0 | 0 | [6 empty] | NOS | 1 |  | Component-Local-Component-Local-IRL 6407
IM00352 | Component-Local-Lm 2596-5V |  |  | A Class | NOS | NOS | I-Inventory | FG-Finish Good |  | Spares | Component | Dental Equiment | Main Location | 90330000 |  | FIFO | Indian Product | [5 empty] | OIL FREE: Do not need any lubricated oil, and harmless to the human body.*SUPER SILENT: Noise level lower than 56DB (A) to reduce noise pollution.*MULTI-PHASE FILTERATION: Advanced multi-phase filtration to ensure extremely clean air, and lengthen service life.*SAFETY USING: Air compressor motors equipped with thermal prevention device to avoid overheating and protect motors.*CLEAN TANK: All air receiver tanks have internal epoxy coating applied to avoid corrosion.*AUTOMATIC ADJUSTMENT: High quality pressure switch used to control the power of air compressor automatically by adjustment of pressure level.*PRESSURE ADJUSTMENT: Working pressure could be adjusted to meet the demand of different supporting equipments.*EASY MAINTANANCE: No need of any lubricated oil.*Power: 1500W [2HP]*Air Flow: 304 L/M *Noise Level: 54 dB (A)*Max. Pressure: 8 Bar [0.8Mpa]*Air Tank: 60L *Gross/Net Weight: 53KG *Package Dimension: 800*500*865 mm |  |  | 0 | 0 | 0 | 1 | 0 | 0 | [6 empty] | NOS | 1 |  | Component-Local-Component-Local-LM 2596-5V
IM00353 | Component-Local-Lm-2576 |  |  | A Class | NOS | NOS | I-Inventory | FG-Finish Good |  | Spares | Component | Dental Equiment | Main Location | 90330000 |  | FIFO | Indian Product | [5 empty] | OIL FREE: Do not need any lubricated oil, and harmless to the human body.*SUPER SILENT: Noise level lower than 56DB (A) to reduce noise pollution.*MULTI-PHASE FILTERATION: Advanced multi-phase filtration to ensure extremely clean air, and lengthen service life.*SAFETY USING: Air compressor motors equipped with thermal prevention device to avoid overheating and protect motors.*CLEAN TANK: All air receiver tanks have internal epoxy coating applied to avoid corrosion.*AUTOMATIC ADJUSTMENT: High quality pressure switch used to control the power of air compressor automatically by adjustment of pressure level.*PRESSURE ADJUSTMENT: Working pressure could be adjusted to meet the demand of different supporting equipments.*EASY MAINTANANCE: No need of any lubricated oil.*Power: 2250W [3HP]*Air displacement: 456L/MIN *Noise: 55 dB(A?*Maximum pressure: 8Bar [0.8Mpa]*Gasholder capacity: 80L [15.4Gallon]*Net weight: 77KG *Dimensions( LXWXH): 1020*500*865MM |  |  | 0 | 0 | 0 | 1 | 0 | 0 | [6 empty] | NOS | 1 |  | Component-Local-Component-Local-LM-2576
IM00354 | Component-Local-Lm317 Transistor |  |  | A Class | NOS | NOS | I-Inventory | FG-Finish Good |  | Spares | Component | Dental Equiment | Main Location | 90330000 |  | FIFO | Indian Product | [8 empty] | 0 | 0 | 0 | 1 | 0 | 0 | [6 empty] | NOS | 1 |  | Component-Local-Component-Local-LM317 TRANSISTOR
IM00355 | Component-Local-Lm358N |  |  | A Class | NOS | NOS | I-Inventory | FG-Finish Good |  | Spares | Component | Dental Equiment | Main Location | 90330000 |  | FIFO | Indian Product | [8 empty] | 0 | 0 | 0 | 1 | 0 | 0 | [6 empty] | NOS | 1 |  | Component-Local-Component-Local-LM358N
IM00356 | Component-Local-P781 Auto Coupler |  |  | A Class | NOS | NOS | I-Inventory | FG-Finish Good |  | Spares | Component | Dental Equiment | Main Location | 90330000 |  | FIFO | Indian Product | [8 empty] | 0 | 0 | 0 | 1 | 0 | 0 | [6 empty] | NOS | 1 |  | Component-Local-Component-Local-P781 AUTO COUPLER
IM00357 | Component-Local-Resistant 10Om-3W |  |  | A Class | NOS | NOS | I-Inventory | FG-Finish Good |  | Spares | Component | Dental Equiment | Main Location | 90330000 |  | FIFO | Indian Product | [8 empty] | 0 | 0 | 0 | 1 | 0 | 0 | [6 empty] | NOS | 1 |  | Component-Local-Component-Local-RESISTANT 10OM-3W
IM00358 | Component-Local-Transistor 32725 |  |  | A Class | NOS | NOS | I-Inventory | FG-Finish Good |  | Spares | Component | Dental Equiment | Main Location | 90330000 |  | FIFO | Indian Product | [8 empty] | 0 | 0 | 0 | 1 | 0 | 0 | [6 empty] | NOS | 1 |  | Component-Local-Component-Local-TRANSISTOR 32725
IM00359 | Component-Local-Led |  |  | A Class | NOS | NOS | I-Inventory | FG-Finish Good |  | Spares | Component | Dental Equiment | Main Location | 90330000 |  | FIFO | Indian Product | [8 empty] | 0 | 0 | 0 | 1 | 0 | 0 | [6 empty] | NOS | 1 |  | Component-Local-LED
IM00360 | Component-Local-Mix Component |  |  | A Class | NOS | NOS | I-Inventory | FG-Finish Good |  | Spares | Component | Dental Equiment | Main Location | 90330000 |  | FIFO | Indian Product | [8 empty] | 0 | 0 | 0 | 1 | 0 | 0 | [6 empty] | NOS | 1 |  | Component-Local-MIX COMPONENT
IM00361 | Component-Local-Moc 3021 Ic |  |  | A Class | NOS | NOS | I-Inventory | FG-Finish Good |  | Spares | Component | Dental Equiment | Main Location | 90330000 |  | FIFO | Indian Product | [8 empty] | 0 | 0 | 0 | 1 | 0 | 0 | [6 empty] | NOS | 1 |  | Component-Local-MOC 3021 IC
IM00362 | Component-Local-PCB Cutter |  |  | A Class | NOS | NOS | I-Inventory | FG-Finish Good |  | Spares | Component | Dental Equiment | Main Location | 90330000 |  | FIFO | Indian Product | [8 empty] | 0 | 0 | 0 | 1 | 0 | 0 | [6 empty] | NOS | 1 |  | Component-Local-PCB CUTTER
IM00363 | Component-Local-X-Ray Viewer Led Bulb |  |  | A Class | NOS | NOS | I-Inventory | FG-Finish Good |  | Spares | Component | Dental Equiment | Main Location | 90330000 |  | FIFO | Indian Product | [8 empty] | 0 | 0 | 0 | 1 | 0 | 0 | [6 empty] | NOS | 1 |  | Component-Local-X-RAY VIEWER LED BULB
IM00364 | Component-Local-10 Kilo Ohms 1/2W Carbon Resistor |  |  | A Class | NOS | NOS | I-Inventory | FG-Finish Good |  | Spares | Component | Dental Equiment | Main Location | 90330000 |  | FIFO | Indian Product | [8 empty] | 0 | 0 | 0 | 1 | 0 | 0 | [6 empty] | NOS | 1 |  | Local Component-Local-10 Kilo OHMS 1/2w Carbon Resistor
IM00365 | Component-Local-1Mf 100V- Condensor/Capacitor |  |  | A Class | NOS | NOS | I-Inventory | FG-Finish Good |  | Spares | Component | Dental Equiment | Main Location | 90330000 |  | FIFO | Indian Product | [8 empty] | 0 | 0 | 0 | 1 | 0 | 0 | [6 empty] | NOS | 1 |  | Component-Local- Component-Local-1MF 100V- CONDENSOR/CAPACITOR
IM00366 | Component-Local-Bc 327/25 Transistor |  |  | A Class | NOS | NOS | I-Inventory | FG-Finish Good |  | Spares | Component | Dental Equiment | Main Location | 90330000 |  | FIFO | Indian Product | [8 empty] | 0 | 0 | 0 | 1 | 0 | 0 | [6 empty] | NOS | 1 |  | Component-Local- Component-Local-BC 327/25 TRANSISTOR
IM00367 | Component-Local-El-3063/Transistor |  |  | A Class | NOS | NOS | I-Inventory | FG-Finish Good |  | Spares | Component | Dental Equiment | Main Location | 90330000 |  | FIFO | Indian Product | [8 empty] | 0 | 0 | 0 | 1 | 0 | 0 | [6 empty] | NOS | 1 |  | Component-Local- Component-Local-EL-3063/TRANSISTOR
IM00368 | Component-Local-In-4007/Diode Small |  |  | A Class | NOS | NOS | I-Inventory | FG-Finish Good |  | Spares | Component | Dental Equiment | Main Location | 90330000 |  | FIFO | Indian Product | [8 empty] | 0 | 0 | 0 | 1 | 0 | 0 | [6 empty] | NOS | 1 |  | Component-Local- Component-Local-IN-4007/DIODE SMALL
IM00369 | Component-Local-In-5408/Diode Big |  |  | A Class | NOS | NOS | I-Inventory | FG-Finish Good |  | Spares | Component | Dental Equiment | Main Location | 90330000 |  | FIFO | Indian Product | [8 empty] | 0 | 0 | 0 | 1 | 0 | 0 | [6 empty] | NOS | 1 |  | Component-Local- Component-Local-IN-5408/DIODE BIG
IM00370 | Component-Local-Lm-7812/Regulator |  |  | A Class | NOS | NOS | I-Inventory | FG-Finish Good |  | Spares | Component | Dental Equiment | Main Location | 90330000 |  | FIFO | Indian Product | [8 empty] | 0 | 0 | 0 | 1 | 0 | 0 | [6 empty] | NOS | 1 |  | Component-Local- Component-Local-LM-7812/REGULATOR
IM00371 | Component-Local-2200/35 Capacitor |  |  | A Class | NOS | NOS | I-Inventory | FG-Finish Good |  | Spares | Component | Dental Equiment | Main Location | 90330000 |  | FIFO | Indian Product | [8 empty] | 0 | 0 | 0 | 1 | 0 | 0 | [6 empty] | NOS | 1 |  | Component-Local-2200/35 CAPACITOR
IM00372 | Component-Local- /4700 63V |  |  | A Class | NOS | NOS | I-Inventory | FG-Finish Good |  | Spares | Component | Dental Equiment | Main Location | 90330000 |  | FIFO | Indian Product | [5 empty] | .. |  |  | 0 | 0 | 0 | 1 | 0 | 0 | [6 empty] | NOS | 1 |  | Component-Local-COMPONENT /4700 63V
IM00373 | Component-Local-220 Ohms 1/4W Carbon Resistor |  |  | A Class | NOS | NOS | I-Inventory | FG-Finish Good |  | Spares | Component | Dental Equiment | Main Location | 90330000 |  | FIFO | Indian Product | [5 empty] | . |  |  | 0 | 0 | 0 | 1 | 0 | 0 | [6 empty] | NOS | 1 |  | Component-Local-Component-Local-220 OHMS 1/4W CARBON RESISTOR
IM00374 | Component-Local-4.7 Ohms 1/2W Carbon Resistor |  |  | A Class | NOS | NOS | I-Inventory | FG-Finish Good |  | Spares | Component | Dental Equiment | Main Location | 90330000 |  | FIFO | Indian Product | [5 empty] | . |  |  | 0 | 0 | 0 | 1 | 0 | 0 | [6 empty] | NOS | 1 |  | Component-Local-Component-Local-4.7 OHMS 1/2W CARBON RESISTOR
IM00375 | Component-Local-560 Ohms 1/2W Carbon Resistor |  |  | A Class | NOS | NOS | I-Inventory | FG-Finish Good |  | Spares | Component | Dental Equiment | Main Location | 90330000 |  | FIFO | Indian Product | [5 empty] | . |  |  | 0 | 0 | 0 | 1 | 0 | 0 | [6 empty] | NOS | 1 |  | Component-Local-Component-Local-560 OHMS 1/2W CARBON RESISTOR
IM00376 | Component-Local-Kilo 1 Ohms 1/2W Carbon Resistor |  |  | A Class | NOS | NOS | I-Inventory | FG-Finish Good |  | Spares | Component | Dental Equiment | Main Location | 90330000 |  | FIFO | Indian Product | [5 empty] | . |  |  | 0 | 0 | 0 | 1 | 0 | 0 | [6 empty] | NOS | 1 |  | Component-Local-KILO 1 OHMS 1/2W CARBON RESISTOR
IM00377 | Component-Local-Micromotor On/Off Switch |  |  | A Class | NOS | NOS | I-Inventory | FG-Finish Good |  | Spares | Component | Dental Equiment | Main Location | 90330000 |  | FIFO | Indian Product | [8 empty] | 0 | 0 | 0 | 1 | 0 | 0 | [6 empty] | NOS | 1 |  | Component-Local-MICROMOTOR ON/OFF SWITCH
IM00378 | API-Composite Gold T.C. Hollow Handle (Set Of 6) |  |  | A Class | NOS | NOS | I-Inventory | FG-Finish Good |  | Equipment | Composite Instrument | Dental Equiment | Main Location | 90184900 |  | FIFO | API | [8 empty] | 0 | 0 | 0 | 1 | 0 | 0 | [6 empty] | NOS | 1 |  | COMPOSITE GOLD T.C. HOLLOW HANDLE (SET OF 6)
IM00379 | API-Composite Blue T.C. Hollow Handle (Set Of 6) |  |  | A Class | NOS | NOS | I-Inventory | FG-Finish Good |  | Equipment | Composite Instrument | Dental Equiment | Main Location | 90184900 |  | FIFO | API | [8 empty] | 0 | 0 | 0 | 1 | 0 | 0 | [6 empty] | NOS | 1 |  | COMPOSITE BLUE T.C. HOLLOW HANDLE (SET OF 6)
IM00380 | Composite Material-Prime Dent- Endodontic Kit |  |  | A Class | NOS | NOS | I-Inventory | O-Other |  | Consumables | Composite Material | Dental Equiment | Main Location | 30064000 |  | FIFO | Prime Dent | [8 empty] | 0 | 0 | 0 | 1 | 0 | 0 | [6 empty] | NOS | 1 |  | ENDODONTIC KIT
IM00381 | Composite Material-Prime Dent-Light Cure Flowable Composite Kit 004-010 |  |  | A Class | NOS | NOS | I-Inventory | O-Other |  | Consumables | Composite Material | Dental Equiment | Main Location | 30064000 |  | FIFO | Prime Dent | [8 empty] | 0 | 0 | 0 | 1 | 0 | 0 | [6 empty] | NOS | 1 |  | PD/FL/CN/PRIME-DENT-L/C FLOWABLE C.KIT 004-010
IM00382 | Composite Material-Prime Dent- Glass Inomer Light Cured Kit A2 |  |  | A Class | NOS | NOS | I-Inventory | O-Other |  | Consumables | Composite Material | Dental Equiment | Main Location | 30064000 |  | FIFO | Prime Dent | [8 empty] | 0 | 0 | 0 | 1 | 0 | 0 | [6 empty] | NOS | 1 |  | PD/GI/PRIME DENT/GLASS INOMER LIGHT- CURED KIT A2
IM00383 | Composite Material-Prime Dent- Glass Inomer Light Cured Kit A3 |  |  | A Class | NOS | NOS | I-Inventory | O-Other |  | Consumables | Composite Material | Dental Equiment | Main Location | 30064000 |  | FIFO | Prime Dent | [8 empty] | 0 | 0 | 0 | 1 | 0 | 0 | [6 empty] | NOS | 1 |  | PD/GI/PRIME DENT/GLASS INOMER LIGHT- CURED KIT A3
IM00384 | Composite Material-Prime Dent-Light Cure Hybrid Composite Kit 004-010 |  |  | A Class | NOS | NOS | I-Inventory | O-Other |  | Consumables | Composite Material | Dental Equiment | Main Location | 90184900 |  | FIFO | Prime Dent | [8 empty] | 0 | 0 | 0 | 1 | 0 | 0 | [6 empty] | NOS | 1 |  | PD/HB/CN/PRIME-DENT(R)-L/C HYBRID C.KIT 001-013
IM00385 | Composite Material-Prime Dent-Light Cure Nano Hybrid Composite Kit 001-616 |  |  | A Class | NOS | NOS | I-Inventory | O-Other |  | Consumables | Composite Material | Dental Equiment | Main Location | 30064000 |  | FIFO | Prime Dent | [8 empty] | 0 | 0 | 0 | 1 | 0 | 0 | [6 empty] | NOS | 1 |  | PD/NHC/PRIME-DENT L/C NANO HY. C.KIT 001-616
IM00386 | Composite Material-Prime Dent- VLC One Step Bonding Self Etch |  |  | A Class | NOS | NOS | I-Inventory | O-Other |  | Consumables | Composite Material | Dental Equiment | Main Location | 30064000 |  | FIFO | Prime Dent | [8 empty] | 0 | 0 | 0 | 1 | 0 | 0 | [6 empty] | NOS | 1 |  | PD/PRIME DENT/VLC ONE STEP BONDING SELF ETCH
IM00387 | Composite Material-Prime Dent GI Resorative Kit |  |  | A Class | NOS | NOS | I-Inventory | O-Other |  | Consumables | Composite Material | Dental Equiment | Main Location | 30064000 |  | FIFO | Prime Dent | [8 empty] | 0 | 0 | 0 | 1 | 0 | 0 | [6 empty] | NOS | 1 |  | PD/PRIME GI RESTORATIVE KIT
IM00388 | Composite Material-Prime Dent Hema Desentizer 2 G Syringe |  |  | A Class | NOS | NOS | I-Inventory | O-Other |  | Consumables | Composite Material | Dental Equiment | Main Location | 30064000 |  | FIFO | Prime Dent | [8 empty] | 0 | 0 | 0 | 1 | 0 | 0 | [6 empty] | NOS | 1 |  | PD/PRIME-HEMA DESENTIZER 2 G SYRINGE
IM00389 | Composite Mateial-Prime Dent -PIT and Fissure Sealant |  |  | A Class | NOS | NOS | I-Inventory | O-Other |  | Consumables | Composite Material | Dental Equiment | Main Location | 30064000 |  | FIFO | Prime Dent | [8 empty] | 0 | 0 | 0 | 1 | 0 | 0 | [6 empty] | NOS | 1 |  | PD/PRIME-PIT AND FISSURE SEALANT
IM00390 | Composite Material-Prime Dent-Pit and Fissure Sealant-Opeque |  |  | A Class | NOS | NOS | I-Inventory | O-Other |  | Consumables | Composite Material | Dental Equiment | Main Location | 30064000 |  | FIFO | Prime Dent | [8 empty] | 0 | 0 | 0 | 1 | 0 | 0 | [6 empty] | NOS | 1 |  | PD/PRIME-PIT AND FISSURE SEALANT-OPEQUE
IM00391 | Composite Material-Prime Dent VLC 1 Step Denin Enamel Bonding Adhesive |  |  | A Class | NOS | NOS | I-Inventory | O-Other |  | Consumables | Composite Material | Dental Equiment | Main Location | 30064000 |  | FIFO | Prime Dent | [8 empty] | 0 | 0 | 0 | 1 | 0 | 0 | [6 empty] | NOS | 1 |  | PD/PRIME-VLC 1 STEP DENTIN ENAMEL BONDING ADHESIVE
IM00392 | Composite Material- Prime Dent- Zinc Oxide Eugenol Cement Kit |  |  | A Class | NOS | NOS | I-Inventory | O-Other |  | Consumables | Composite Material | Dental Equiment | Main Location | 30064000 |  | FIFO | Prime Dent | [8 empty] | 0 | 0 | 0 | 1 | 0 | 0 | [6 empty] | NOS | 1 |  | PD/PRIME-ZINC OXIDE EUGENOL CEMENT KIT
IM00393 | Air Compressor-Durr Dental Compressor Model Quattro P20 With Membrance 54852-54 |  |  | A Class | NOS | NOS | I-Inventory | FG-Finish Good |  | Equipment | Air Compressor | Dental Equiment | Main Location | 84144090 |  | FIFO | Durr Dental | [8 empty] | 0 | 0 | 0 | 1 | 0 | 0 | [6 empty] | NOS | 1 |  | DD/CR/AC/DENTAL COMP./QUATTRO P20/4- MEMB 54852-54
IM00394 | Air Compressor-Durr Dental Compressor Model Quattro 2 with Membrance 5452-51 |  |  | A Class | NOS | NOS | I-Inventory | FG-Finish Good |  | Equipment | Air Compressor | Dental Equiment | Main Location | 84144090 |  | FIFO | Durr Dental | [8 empty] | 0 | 0 | 0 | 1 | 0 | 0 | [6 empty] | NOS | 1 |  | DD/CR/AC/DENTAL COMP.QUATTRO 2 WITH MEMB 5452-51
IM00395 | Air Compressor-Durr Dental Compressor Model Tornado 1 Without Membrance with Noise Hood |  |  | A Class | NOS | NOS | I-Inventory | FG-Finish Good |  | Equipment | Air Compressor | Dental Equiment | Main Location | 84144090 |  | FIFO | Durr Dental | [8 empty] | 0 | 0 | 0 | 1 | 0 | 0 | [6 empty] | NOS | 1 |  | DD/CR/AC/DENTAL COMP.TORN 1 W/O MEM WITH NOISE HOOD
IM00396 | Air Compressor-Durr Dental Compressor Model Tornado 1 Without Membrance 5180-01 |  |  | A Class | NOS | NOS | I-Inventory | FG-Finish Good |  | Equipment | Air Compressor | Dental Equiment | Main Location | 84144090 |  | FIFO | Durr Dental | [8 empty] | 0 | 0 | 0 | 1 | 0 | 0 | [6 empty] | NOS | 1 |  | DD/CR/AC/DENTAL COMP.TORNADO 1 W/O MEMB 5180-01/NEW
IM00397 | Air Compressor-Durr Dental Compressor Model Tornado 1 with Membrance 5182-01 |  |  | A Class | NOS | NOS | I-Inventory | FG-Finish Good |  | Equipment | Air Compressor | Dental Equiment | Main Location | 84144090 |  | FIFO | Durr Dental | [8 empty] | 0 | 0 | 0 | 1 | 0 | 0 | [6 empty] | NOS | 1 |  | DD/CR/AC/DENTAL COMP.TORNADO 1 WITH MEMB 5182-01/NEW
IM00398 | Air Compressor-Durr Dental Compressor Model Tornado 2 With Membrance 5282-01 |  |  | A Class | NOS | NOS | I-Inventory | FG-Finish Good |  | Equipment | Air Compressor | Dental Equiment | Main Location | 84144090 |  | FIFO | Durr Dental | [8 empty] | 0 | 0 | 0 | 1 | 0 | 0 | [6 empty] | NOS | 1 |  | DD/CR/AC/DENTAL COMP.TORNADO 2 WITH MEMB 5282 01NEW
IM00399 | Air Compressor-Durr Dental Compressor Model Tornado 2 Without Membrance 5280-01 |  |  | A Class | NOS | NOS | I-Inventory | FG-Finish Good |  | Equipment | Air Compressor | Dental Equiment | Main Location | 84144090 |  | FIFO | Durr Dental | [8 empty] | 0 | 0 | 0 | 1 | 0 | 0 | [6 empty] | NOS | 1 |  | DD/CR/AC/DENTAL COMP.TORNADO 2 WO MEMB 5280 01 NEW
IM00400 | Air Compressor-Durr Dental Compressor Model Tornado 4 With Conden Saperator |  |  | A Class | NOS | NOS | I-Inventory | FG-Finish Good |  | Equipment | Air Compressor | Dental Equiment | Main Location | 84144090 |  | FIFO | Durr Dental | [8 empty] | 0 | 0 | 0 | 1 | 0 | 0 | [6 empty] | NOS | 1 |  | DD/CR/AC/DENTAL COMP.TORNADO 4 WITH CONDEN. SAPERATOR
IM00401 | Air Compressor-Durr Dental Compressor Model Duotandem/1-Aggregate 4152-54 |  |  | A Class | NOS | NOS | I-Inventory | FG-Finish Good |  | Equipment | Air Compressor | Dental Equiment | Main Location | 84144090 |  | FIFO | Durr Dental | [8 empty] | 0 | 0 | 0 | 1 | 0 | 0 | [6 empty] | NOS | 1 |  | DD/CR/AC/DENTAL COMP.DUOTANDEM/ 1-AGGREGATE 4152-54
IM00402 | Air Compressor-Durr Dental Compressor Model Duotandem/1-Aggregate 4252-54 |  |  | A Class | NOS | NOS | I-Inventory | FG-Finish Good |  | Equipment | Air Compressor | Dental Equiment | Main Location | 84144090 |  | FIFO | Durr Dental | [8 empty] | 0 | 0 | 0 | 1 | 0 | 0 | [6 empty] | NOS | 1 |  | DD/CR/AC/DENTAL COMP.DUOTANDEM/2- AGGREGATE 4252-54
IM00403 | Air Compressor- Dynamic Oil & Noise Free Compressor 1HP Model DA-7001 |  |  | A Class | NOS | NOS | I-Inventory | FG-Finish Good |  | Equipment | Air Compressor | Dental Equiment | Main Location | 84144090 |  | FIFO | Dynamic | [8 empty] | 0 | 0 | 0 | 1 | 0 | 0 | [6 empty] | NOS | 1 |  | DA/CR/AC/DA/DA7001-DYNAIR,OAndN/FREE 1HP COMP
IM00404 | Air Compressor- Dynamic Oil & Noise Free Compressor 2HP Model DA-7002 |  |  | A Class | NOS | NOS | I-Inventory | FG-Finish Good |  | Equipment | Air Compressor | Dental Equiment | Main Location | 84144090 |  | FIFO | Dynamic | [8 empty] | 0 | 0 | 0 | 1 | 0 | 0 | [6 empty] | NOS | 1 |  | DA/CR/AC/DA-7002-DYNAIR,OAndN/FREE 2HP COMP
IM00405 | Air Compressor- Dynamic Oil & Noise Free Compressor 3HP Model DA-7003 |  |  | A Class | NOS | NOS | I-Inventory | FG-Finish Good |  | Equipment | Air Compressor | Dental Equiment | Main Location | 84144090 |  | FIFO | Dynamic | [8 empty] | 0 | 0 | 0 | 1 | 0 | 0 | [6 empty] | NOS | 1 |  | DA/CR/AC/DA-7003-DYNAIR O/N/ FREE 3 HP COMP
IM00406 | Air Compressor- Dynamic Oil & Noise Free Compressor 3HP Model DA-7003 with Dryer |  |  | A Class | NOS | NOS | I-Inventory | FG-Finish Good |  | Equipment | Air Compressor | Dental Equiment | Main Location | 84144090 |  | FIFO | Dynamic | [5 empty] | . |  |  | 0 | 0 | 0 | 1 | 0 | 0 | [6 empty] | NOS | 1 |  | DA/CR/AC/DA-7003-DYNAIR O/N/ FREE 3 HP COMP WITH DRYER
IM00407 | Air Compressor- Cristofolio- Silence Air Compressor 38L |  |  | A Class | NOS | NOS | I-Inventory | FG-Finish Good |  | Equipment | Air Compressor | Dental Equiment | Main Location | 84144090 |  | FIFO | Cristofolio | [8 empty] | 0 | 0 | 0 | 1 | 0 | 0 | [6 empty] | NOS | 1 |  | CR/AC/CRISTOFOLIO/SILENCE AIR COMP. 38L
IM00408 | Air Compressor-Durr Dental Compressor Model Tornado 2 With Membrance with Noise Hood |  |  | A Class | NOS | NOS | I-Inventory | FG-Finish Good |  | Equipment | Air Compressor | Dental Equiment | Main Location | 84144090 |  | FIFO | Durr Dental | [8 empty] | 0 | 0 | 0 | 1 | 0 | 0 | [6 empty] | NOS | 1 |  | DD/CR/AC/DENTAL COMP.TORNADO 2 WITH MEMB AND NOISE HOOD 5286-01
IM00409 | Air Compressor- Gnatus Bioqualy 0.75 HP-32 LTR |  |  | A Class | NOS | NOS | I-Inventory | FG-Finish Good |  | Equipment | Air Compressor | Dental Equiment | Main Location | 84144090 |  | FIFO | Gnatus | [8 empty] | 0 | 0 | 0 | 1 | 0 | 0 | [6 empty] | NOS | 1 |  | GN/CR/MC/GNATUS BIOQUALY 32L/ AIR COMP/ 0.75 HP/NEW
IM00410 | Air Compressor- Gnatus Bioqualy 0.75 HP-40 LTR |  |  | A Class | NOS | NOS | I-Inventory | FG-Finish Good |  | Equipment | Air Compressor | Dental Equiment | Main Location | 84144090 |  | FIFO | Gnatus | [8 empty] | 0 | 0 | 0 | 1 | 0 | 0 | [6 empty] | NOS | 1 |  | GN/CR/MC/GNATUS BIOQUALY 40L/ AIR COMP. 1.2 HP/NEW
IM00411 | Air Compressor- Gnatus Bioqualy 1.2 HP with Dryer |  |  | A Class | NOS | NOS | I-Inventory | FG-Finish Good |  | Equipment | Air Compressor | Dental Equiment | Main Location | 84144090 |  | FIFO | Gnatus | [8 empty] | 0 | 0 | 0 | 1 | 0 | 0 | [6 empty] | NOS | 1 |  | GN/CR/MC/GNATUS BIOQUALY /AIR COMP/1.2HP WITH DRYER
IM00412 | Air Compressor- Gnatus Bioqualy 2.0 HP with Dryer |  |  | A Class | NOS | NOS | I-Inventory | FG-Finish Good |  | Equipment | Air Compressor | Dental Equiment | Main Location | 84144090 |  | FIFO | Gnatus | [8 empty] | 0 | 0 | 0 | 1 | 0 | 0 | [6 empty] | NOS | 1 |  | GN/CR/MC/GNATUS BIOQUALY /AIR COMP/2HP WITH DRYER/NEW
IM00413 | Air Compressor- Gnatus Bioqualy 2.4 HP with Dryer |  |  | A Class | NOS | NOS | I-Inventory | FG-Finish Good |  | Equipment | Air Compressor | Dental Equiment | Main Location | 84144090 |  | FIFO | Gnatus | [8 empty] | 0 | 0 | 0 | 1 | 0 | 0 | [6 empty] | NOS | 1 |  | GN/CR/MC/GNATUS BIOQY/65L/ AIR COMP/ 2.4 HP WITH DRYER/NEW
IM00414 | Air Compressor- Gnatus Bioqualy 2.4 HP with Dryer |  |  | A Class | NOS | NOS | I-Inventory | FG-Finish Good |  | Equipment | Air Compressor | Dental Equiment | Main Location | 90184900 |  | FIFO | Gnatus | [8 empty] | 0 | 0 | 0 | 1 | 0 | 0 | [6 empty] | NOS | 1 |  | GN/CR /MC /GNATUS BIOQY/65 L /AIR COMP /2.4 HP WITH DRYER
IM00415 | Air Compressor- Gnatus Bioqualy 2.4 HP-65 LTR |  |  | A Class | NOS | NOS | I-Inventory | FG-Finish Good |  | Equipment | Air Compressor | Dental Equiment | Main Location | 84144090 |  | FIFO | Gnatus | [8 empty] | 0 | 0 | 0 | 1 | 0 | 0 | [6 empty] | NOS | 1 |  | GN/CR/MC/GNATUS BIOQUALY 65L/ AIR COMP/ 2.4 HP/NEW
IM00416 | Air Compressor- Gnatus Bioqualy 3 HP |  |  | A Class | NOS | NOS | I-Inventory | FG-Finish Good |  | Equipment | Air Compressor | Dental Equiment | Main Location | 84144090 |  | FIFO | Gnatus | [8 empty] | 0 | 0 | 0 | 1 | 0 | 0 | [6 empty] | NOS | 1 |  | GN/CR/MC/GNATUS BIOQUALY / AIR COMP/ 3 HP
IM00417 | Air Compressor- Gnatus Bioqualy 3 HP with 3 Dryer |  |  | A Class | NOS | NOS | I-Inventory | FG-Finish Good |  | Equipment | Air Compressor | Dental Equiment | Main Location | 84144090 |  | FIFO | Gnatus | [8 empty] | 0 | 0 | 0 | 1 | 0 | 0 | [6 empty] | NOS | 1 |  | GN/CR/MC/GNATUS BIOQUALY / AIR COMP/ 3 HP WITH 3 DRYER
IM00418 | Air Compressor- Gnatus Bioqualy 3 HP with Dryer |  |  | A Class | NOS | NOS | I-Inventory | FG-Finish Good |  | Equipment | Air Compressor | Dental Equiment | Main Location | 84144090 |  | FIFO | Gnatus | [8 empty] | 0 | 0 | 0 | 1 | 0 | 0 | [6 empty] | NOS | 1 |  | GN/CO/MC/GNATUS BIOQUALY / AIR COMP/ 3 HPWITH DRYER
IM00419 | Air Compressor- Gnatus Bioqualy 4 HP with Dryer |  |  | A Class | NOS | NOS | I-Inventory | FG-Finish Good |  | Equipment | Air Compressor | Dental Equiment | Main Location | 84144090 |  | FIFO | Gnatus | [8 empty] | 0 | 0 | 0 | 1 | 0 | 0 | [6 empty] | NOS | 1 |  | GN/CR/MC/GNATUS BIOQUALYY/ AIR COMP/ 4 HP WITH MEM DRYER
IM00420 | Air Compressor Spares -Durr-Filter Set with Fine Filter-5180-980-60 |  |  | A Class | NOS | NOS | I-Inventory | FG-Finish Good |  | Spares | Air Compressor-Spares | Dental Equiment | Main Location | 90330000 |  | FIFO | Durr Dental | [8 empty] | 0 | 0 | 0 | 1 | 0 | 0 | [6 empty] | NOS | 1 |  | DD/SP/FILTER SET WITH FINE FILTER 5180-980-60
IM00421 | Air Compressor Spares-Durr-Sepreator Body Outer CAP-7117-200-06 |  |  | A Class | NOS | NOS | I-Inventory | FG-Finish Good |  | Spares | Air Compressor-Spares | Dental Equiment | Main Location | 90330000 |  | FIFO | Durr Dental | [8 empty] | 0 | 0 | 0 | 1 | 0 | 0 | [6 empty] | NOS | 1 |  | DR/CO/SP/DUERR SEPREATOR BODY OUTER CAP-7117-200-06
IM00422 | Air Compressor Spares-Anti Twist Devise-7117-420-36 |  |  | A Class | NOS | NOS | I-Inventory | FG-Finish Good |  | Spares | Air Compressor-Spares | Dental Equiment | Main Location | 90330000 |  | FIFO | Durr Dental | [8 empty] | 0 | 0 | 0 | 1 | 0 | 0 | [6 empty] | NOS | 1 |  | DR/SP/DUERR ANTI TWIST DEVISE 7117-420-36
IM00423 | Air Compressor Spares- Durr-CAS1 Sepreator Rotor 7117-200-04 |  |  | A Class | NOS | NOS | I-Inventory | FG-Finish Good |  | Spares | Air Compressor-Spares | Dental Equiment | Main Location | 90330000 |  | FIFO | Durr Dental | [8 empty] | 0 | 0 | 0 | 1 | 0 | 0 | [6 empty] | NOS | 1 |  | DR/SP/DUERR CAS1 SEPREATOR ROTOR 7117-200-04
IM00424 | Air Compressor Spares-Durr-Cotter 0001-400-04 |  |  | A Class | NOS | NOS | I-Inventory | FG-Finish Good |  | Spares | Air Compressor-Spares | Dental Equiment | Main Location | 90330000 |  | FIFO | Durr Dental | [8 empty] | 0 | 0 | 0 | 1 | 0 | 0 | [6 empty] | NOS | 1 |  | DR/SP/DUERR COTTER 0001-400-04
IM00425 | Air Compressor Spares-Durr-Fan Wheel-7118-100-10E |  |  | A Class | NOS | NOS | I-Inventory | FG-Finish Good |  | Spares | Air Compressor-Spares | Dental Equiment | Main Location | 90330000 |  | FIFO | Durr Dental | [8 empty] | 0 | 0 | 0 | 1 | 0 | 0 | [6 empty] | NOS | 1 |  | DR/SP/DUERR FAN WHEEL 7118-100-10E
IM00426 | Air Compressor Spares- Durr-Pump Impellor-7117-200-05E |  |  | A Class | NOS | NOS | I-Inventory | FG-Finish Good |  | Spares | Air Compressor-Spares | Dental Equiment | Main Location | 90330000 |  | FIFO | Durr Dental | [8 empty] | 0 | 0 | 0 | 1 | 0 | 0 | [6 empty] | NOS | 1 |  | DR/SP/DUERR PUMP IMPELLOR 7117-200-05E
IM00427 | Air Compressor Spares- Durr-Tornado1 Motor Base Stand-5280-200-04 |  |  | A Class | NOS | NOS | I-Inventory | FG-Finish Good |  | Spares | Air Compressor-Spares | Dental Equiment | Main Location | 90330000 |  | FIFO | Durr Dental | [8 empty] | 0 | 0 | 0 | 1 | 0 | 0 | [6 empty] | NOS | 1 |  | DR/SP/DURR TORNADO 1 COMPRESSOR MOTOR BASE STAND-5280-200-04
IM00428 | Air Compressor Spares- Durr-Power Supply-9000-150-54 |  |  | A Class | NOS | NOS | I-Inventory | FG-Finish Good |  | Spares | Air Compressor-Spares | Dental Equiment | Main Location | 90330000 |  | FIFO | Durr Dental | [8 empty] | 0 | 0 | 0 | 1 | 0 | 0 | [6 empty] | NOS | 1 |  | Dr/Sp/Power Supply 9000-150-54
IM00429 | Air Compressor Spares- Durr-Cooling Element-5180-310-50E |  |  | A Class | NOS | NOS | I-Inventory | FG-Finish Good |  | Spares | Air Compressor-Spares | Dental Equiment | Main Location | 90330000 |  | FIFO | Durr Dental | [8 empty] | 0 | 0 | 0 | 1 | 0 | 0 | [6 empty] | NOS | 1 |  | DURR/ COOLING ELEMENT 5180-310-50E
IM00430 | Air Compressor Spares-Durr-Membran Dryer-1650-980-00 |  |  | A Class | NOS | NOS | I-Inventory | FG-Finish Good |  | Spares | Air Compressor-Spares | Dental Equiment | Main Location | 90330000 |  | FIFO | Durr Dental | [8 empty] | 0 | 0 | 0 | 1 | 0 | 0 | [6 empty] | NOS | 1 |  | DURR/ MEMBRAN DRYER 1650-980-00
IM00431 | Air Compressor Spares-Durr-Connection Piece for Large Suction, Grey A Dec-A7600A010-16 |  |  | A Class | NOS | NOS | I-Inventory | FG-Finish Good |  | Spares | Air Compressor-Spares | Dental Equiment | Main Location | 90330000 |  | FIFO | Durr Dental | [8 empty] | 0 | 0 | 0 | 1 | 0 | 0 | [6 empty] | NOS | 1 |  | DURR/CO/SP/ CONNECTION PIECE FOR LARGE SUCTION, GREY A-DEC- A7600A010-16
IM00432 | Air Compressor Spares- Durr-Suction Hand Piece Grey-A7600A010-00 |  |  | A Class | NOS | NOS | I-Inventory | FG-Finish Good |  | Spares | Air Compressor-Spares | Dental Equiment | Main Location | 90330000 |  | FIFO | Durr Dental | [8 empty] | 0 | 0 | 0 | 1 | 0 | 0 | [6 empty] | NOS | 1 |  | DURR/CO/SP/ SUCTION HAND PIECE, GREY- A7600A010-00
IM00433 | Air Compressor Spares-Durr-Bush-7118-100-16E |  |  | A Class | NOS | NOS | I-Inventory | FG-Finish Good |  | Spares | Air Compressor-Spares | Dental Equiment | Main Location | 90330000 |  | FIFO | Durr Dental | [8 empty] | 0 | 0 | 0 | 1 | 0 | 0 | [6 empty] | NOS | 1 |  | DURR/CO/SP/BUSH 7118-100-16E
IM00434 | Air Compressor Spares-Durr-Pressure Switch 5452-011-00E |  |  | A Class | NOS | NOS | I-Inventory | FG-Finish Good |  | Spares | Air Compressor-Spares | Dental Equiment | Main Location | 90330000 |  | FIFO | Durr Dental | [8 empty] | 0 | 0 | 0 | 1 | 0 | 0 | [6 empty] | NOS | 1 |  | DURR/CO/SP/DUERR PRESSURE SWITCH 5452-011-00E
IM00435 | Air Compressor Spares-Durr-Connect 20 Hose Connector-Pack of 5 |  |  | A Class | NOS | NOS | I-Inventory | FG-Finish Good |  | Spares | Air Compressor-Spares | Dental Equiment | Main Location | 90330000 |  | FIFO | Durr Dental | [8 empty] | 0 | 0 | 0 | 1 | 0 | 0 | [6 empty] | NOS | 1 |  | DURR/CO/SP/DURR CONNECT 20 HOSE CONNECTOR (PACK OF 5)
IM00436 | Air Compressor Spares-Durr-Connect 20 Y Joint 0700-700-03E |  |  | A Class | NOS | NOS | I-Inventory | FG-Finish Good |  | Spares | Air Compressor-Spares | Dental Equiment | Main Location | 90330000 |  | FIFO | Durr Dental | [8 empty] | 0 | 0 | 0 | 1 | 0 | 0 | [6 empty] | NOS | 1 |  | DURR/CO/SP/DURR CONNECT 20 Y- JOINT 0700-700-03E
IM00437 | Air Compressor Spares- Durr-Impeller Comp-Spare Part 7151-104-00E |  |  | A Class | NOS | NOS | I-Inventory | FG-Finish Good |  | Spares | Air Compressor-Spares | Dental Equiment | Main Location | 90330000 |  | FIFO | Durr Dental | [8 empty] | 0 | 0 | 0 | 1 | 0 | 0 | [6 empty] | NOS | 1 |  | DURR/CO/SP/IMPELLER COMP-SPARE PART 7151-104-00E
IM00438 | Air Compressor Spares- Durr-Impeller-V-Vs-Vsa 300S Fan |  |  | A Class | NOS | NOS | I-Inventory | FG-Finish Good |  | Spares | Air Compressor-Spares | Dental Equiment | Main Location | 90184900 |  | FIFO | Durr Dental | [8 empty] | 0 | 0 | 0 | 1 | 0 | 0 | [6 empty] | NOS | 1 |  | DURR/CO/SP/IMPELLER-V-VS-VSA 300S FAN
IM00439 | Air Compressor Spares- Durr-O-Ring Set 7151-981-50 |  |  | A Class | NOS | NOS | I-Inventory | FG-Finish Good |  | Spares | Air Compressor-Spares | Dental Equiment | Main Location | 90330000 |  | FIFO | Durr Dental | [8 empty] | 0 | 0 | 0 | 1 | 0 | 0 | [6 empty] | NOS | 1 |  | DURR/CO/SP/O-RING SET 7151-981-50
IM00440 | Air Compressor Spares- Durr-Periomat Plus Thermal Fuse-1307-103-00 |  |  | A Class | NOS | NOS | I-Inventory | FG-Finish Good |  | Spares | Air Compressor-Spares | Dental Equiment | Main Location | 90330000 |  | FIFO | Durr Dental | [8 empty] | 0 | 0 | 0 | 1 | 0 | 0 | [6 empty] | NOS | 1 |  | DURR/CO/SP/PERIOMAT PLUS THERMAL FUSE-1307-103-00
IM00441 | Air Compressor Spares- Durr-Presure Gauge 0-16 Bar-9000-305-08 |  |  | A Class | NOS | NOS | I-Inventory | FG-Finish Good |  | Spares | Air Compressor-Spares | Dental Equiment | Main Location | 90330000 |  | FIFO | Durr Dental | [8 empty] | 0 | 0 | 0 | 1 | 0 | 0 | [6 empty] | NOS | 1 |  | DURR/CO/SP/PRESURE GAUGE 0-16 BAR-9000-305-08
IM00442 | Air Compressor Spares- Durr-Quattro Air Intake Filter-0832-982-00 |  |  | A Class | NOS | NOS | I-Inventory | FG-Finish Good |  | Spares | Air Compressor-Spares | Dental Equiment | Main Location | 90330000 |  | FIFO | Durr Dental | [8 empty] | 0 | 0 | 0 | 1 | 0 | 0 | [6 empty] | NOS | 1 |  | DURR/CO/SP/QUATTRO AIR INTAKE FILTER-0832-982-00
IM00443 | Air Compressor Spares- Durr-Rotary Shaft Seal 7118-103-00E |  |  | A Class | NOS | NOS | I-Inventory | FG-Finish Good |  | Spares | Air Compressor-Spares | Dental Equiment | Main Location | 90330000 |  | FIFO | Durr Dental | [8 empty] | 0 | 0 | 0 | 1 | 0 | 0 | [6 empty] | NOS | 1 |  | DURR/CO/SP/ROTARY SHAFT SEAL 7118-103-00E
IM00444 | Air Compressor Spares- Durr-Sealing Set 7117-300-02E |  |  | A Class | NOS | NOS | I-Inventory | FG-Finish Good |  | Spares | Air Compressor-Spares | Dental Equiment | Main Location | 90330000 |  | FIFO | Durr Dental | [8 empty] | 0 | 0 | 0 | 1 | 0 | 0 | [6 empty] | NOS | 1 |  | DURR/CO/SP/SEALING SET 7117-300-02E
IM00445 | Air Compressor Spares- Durr-Separating Casing Complete 7130-983-50 |  |  | A Class | NOS | NOS | I-Inventory | FG-Finish Good |  | Spares | Air Compressor-Spares | Dental Equiment | Main Location | 90330000 |  | FIFO | Durr Dental | [8 empty] | 0 | 0 | 0 | 1 | 0 | 0 | [6 empty] | NOS | 1 |  | DURR/CO/SP/SEPARATING CASING COMPLETE 7130-983-50
IM00446 | Air Compressor Spares- Durr-Separator Housing Only Body-7151-200-01 |  |  | A Class | NOS | NOS | I-Inventory | FG-Finish Good |  | Spares | Air Compressor-Spares | Dental Equiment | Main Location | 90330000 |  | FIFO | Durr Dental | [8 empty] | 0 | 0 | 0 | 1 | 0 | 0 | [6 empty] | NOS | 1 |  | DURR/CO/SP/SEPARATOR HOUSING ONLY BODY-7151-200-01
IM00447 | Air Compressor Spares- Durr-Value Spare Part 6010-983-50 |  |  | A Class | NOS | NOS | I-Inventory | FG-Finish Good |  | Spares | Air Compressor-Spares | Dental Equiment | Main Location | 90330000 |  | FIFO | Durr Dental | [8 empty] | 0 | 0 | 0 | 1 | 0 | 0 | [6 empty] | NOS | 1 |  | DURR/CO/SP/VALUE SPARE PART 6010-983-50
IM00448 | Air Compressor Spares- Durr-Vs-1200 Suction Impeller 7136-983-54 |  |  | A Class | NOS | NOS | I-Inventory | FG-Finish Good |  | Spares | Air Compressor-Spares | Dental Equiment | Main Location | 90330000 |  | FIFO | Durr Dental | [8 empty] | 0 | 0 | 0 | 1 | 0 | 0 | [6 empty] | NOS | 1 |  | DURR/CO/SP/VS-1200 SUCTION IMPELLER 7136-983-54
IM00449 | Air Compressor Spares- Durr-Vs300 Drain Pipe |  |  | A Class | NOS | NOS | I-Inventory | FG-Finish Good |  | Spares | Air Compressor-Spares | Dental Equiment | Main Location | 90330000 |  | FIFO | Durr Dental | [8 empty] | 0 | 0 | 0 | 1 | 0 | 0 | [6 empty] | NOS | 1 |  | DURR/CO/SP/VS300 DRAIN PIPE
IM00450 | Air Compressor Spares- Durr-Air Guide 5280-120-05 |  |  | A Class | NOS | NOS | I-Inventory | FG-Finish Good |  | Spares | Air Compressor-Spares | Dental Equiment | Main Location | 90330000 |  | FIFO | Durr Dental | [8 empty] | 0 | 0 | 0 | 1 | 0 | 0 | [6 empty] | NOS | 1 |  | Durr/Sp/Air Guide 5280-120-05
IM00451 | Air Compressor Spares- Durr-Pressure Switch-Relief Valve-9000-301-77/9000-301-73 |  |  | A Class | NOS | NOS | I-Inventory | FG-Finish Good |  | Spares | Air Compressor-Spares | Dental Equiment | Main Location | 90330000 |  | FIFO | Durr Dental | [8 empty] | 0 | 0 | 0 | 1 | 0 | 0 | [6 empty] | NOS | 1 |  | Dr/Sp/Pressure Switch/Relief Valve 9000-301-77/9000-301-73
IM00452 | Air Compressor Spares-Durr-Tornado70/130 Piston Sleeve-5430-981-00 |  |  | A Class | NOS | NOS | I-Inventory | FG-Finish Good |  | Spares | Air Compressor-Spares | Dental Equiment | Main Location | 90330000 |  | FIFO | Durr Dental | [8 empty] | 0 | 0 | 0 | 1 | 0 | 0 | [6 empty] | NOS | 1 |  | DURR/ Tornado 70/130piston Sleeve 5430-981-00
IM00453 | Air Compressor Spares-Durr-Cut off Valve R/14 5150-008-50 |  |  | A Class | NOS | NOS | I-Inventory | FG-Finish Good |  | Spares | Air Compressor-Spares | Dental Equiment | Main Location | 90330000 |  | FIFO | Durr Dental | [8 empty] | 0 | 0 | 0 | 1 | 0 | 0 | [6 empty] | NOS | 1 |  | DURR/CO/SP/CUTT OFF VALVE R/14 5150-008-50
IM00454 | Air Compressor Spares- Dynair Head 7001-Dyna Air 1Hp Comp. Head |  |  | A Class | NOS | NOS | I-Inventory | FG-Finish Good |  | Spares | Air Compressor-Spares | Dental Equiment | Main Location | 90330000 |  | FIFO | Dynamic | [8 empty] | 0 | 0 | 0 | 1 | 0 | 0 | [6 empty] | NOS | 1 |  | DA/CH/AC/HEAD 7001-DYNA AIR 1HP COMP. HEAD
IM00455 | Air Compressor Spares- Dynair Head 7001-Dyna Air 1Hp Comp. Head (New Type) |  |  | A Class | NOS | NOS | I-Inventory | FG-Finish Good |  | Spares | Air Compressor-Spares | Dental Equiment | Main Location | 90330000 |  | FIFO | Dynamic | [8 empty] | 0 | 0 | 0 | 1 | 0 | 0 | [6 empty] | NOS | 1 |  | DA/CH/AC/HEAD 7001-DYNA AIR 1HP COMP. HEAD (New Type)
IM00456 | Air Compressor Spares- Dynair Head 7001-Dyna Air 1Hp Comp. Head Without Drum Plate |  |  | A Class | NOS | NOS | I-Inventory | FG-Finish Good |  | Spares | Air Compressor-Spares | Dental Equiment | Main Location | 90330000 |  | FIFO | Dynamic | [8 empty] | 0 | 0 | 0 | 1 | 0 | 0 | [6 empty] | NOS | 1 |  | DA/CH/AC/HEAD 7001-DYNA AIR 1HP COMP. HEAD WITHOUT DRUM PLATE
IM00457 | Air Compressor Spares- Dynair Compressor Dryer Valve |  |  | A Class | NOS | NOS | I-Inventory | FG-Finish Good |  | Spares | Air Compressor-Spares | Dental Equiment | Main Location | 90330000 |  | FIFO | Dynamic | [8 empty] | 0 | 0 | 0 | 1 | 0 | 0 | [6 empty] | NOS | 1 |  | DA/CO/SP/ COMPRESSOR DRYER VALVE
IM00458 | Air Compressor Spares- Dynair Integrated Plastic Box |  |  | A Class | NOS | NOS | I-Inventory | FG-Finish Good |  | Spares | Air Compressor-Spares | Dental Equiment | Main Location | 90330000 |  | FIFO | Dynamic | [8 empty] | 0 | 0 | 0 | 1 | 0 | 0 | [6 empty] | NOS | 1 |  | Da/Co/Sp/ Integrated Plastic Box
IM00459 | Air Compressor Spares- Dynair Master Circuit Braker |  |  | A Class | NOS | NOS | I-Inventory | FG-Finish Good |  | Spares | Air Compressor-Spares | Dental Equiment | Main Location | 90330000 |  | FIFO | Dynamic | [8 empty] | 0 | 0 | 0 | 1 | 0 | 0 | [6 empty] | NOS | 1 |  | DA/CO/SP/ MASTER CIRCUIT BRAKER
IM00460 | Air Compressor Spares- Dynair Air Cylinder Of Portable Chair |  |  | A Class | NOS | NOS | I-Inventory | FG-Finish Good |  | Spares | Air Compressor-Spares | Dental Equiment | Main Location | 90330000 |  | FIFO | Dynamic | [8 empty] | 0 | 0 | 0 | 1 | 0 | 0 | [6 empty] | NOS | 1 |  | Da/Co/Sp/Air Cylinder of Portable Chair
IM00461 | Air Compressor Spares- Dynair Air Drain Block Nut |  |  | A Class | NOS | NOS | I-Inventory | FG-Finish Good |  | Spares | Air Compressor-Spares | Dental Equiment | Main Location | 90330000 |  | FIFO | Dynamic | [8 empty] | 0 | 0 | 0 | 1 | 0 | 0 | [6 empty] | NOS | 1 |  | Da/Co/Sp/Air Drain Block Nut
IM00462 | Air Compressor Spares- Dynair Air Filter Connector |  |  | A Class | NOS | NOS | I-Inventory | FG-Finish Good |  | Spares | Air Compressor-Spares | Dental Equiment | Main Location | 90330000 |  | FIFO | Dynamic | [8 empty] | 0 | 0 | 0 | 1 | 0 | 0 | [6 empty] | NOS | 1 |  | Da/Co/Sp/Air Filter Connector
IM00463 | Air Compressor Spares- Dynair Air Inlet Pressor Plate Valve Dac-14 |  |  | A Class | NOS | NOS | I-Inventory | FG-Finish Good |  | Spares | Air Compressor-Spares | Dental Equiment | Main Location | 90330000 |  | FIFO | Dynamic | [8 empty] | 0 | 0 | 0 | 1 | 0 | 0 | [6 empty] | NOS | 1 |  | Da/Co/Sp/Air Inlet Pressor Plate Valve Dac-14
IM00464 | Air Compressor Spares- Dynair Air Outlet Valve |  |  | A Class | NOS | NOS | I-Inventory | FG-Finish Good |  | Spares | Air Compressor-Spares | Dental Equiment | Main Location | 90330000 |  | FIFO | Dynamic | [8 empty] | 0 | 0 | 0 | 1 | 0 | 0 | [6 empty] | NOS | 1 |  | Da/Co/Sp/Air Outlet Valve
IM00465 | Air Compressor Spares- Dynair Air Regulator Filter Dac-2 |  |  | A Class | NOS | NOS | I-Inventory | FG-Finish Good |  | Spares | Air Compressor-Spares | Dental Equiment | Main Location | 90330000 |  | FIFO | Dynamic | [5 empty] | A Computer with following features : I. Processor: Intel Corei7 II. Processor Speed: 3.60 GHz III. Cache: 8MB IV. RAM: 16GB V. RAM Type: DDR4 VI. RAM Speed: 2133MHz VII. Chipset: Intel VIII. Storage Type: HDD IX. Operating System: Windows 10 Home X. Periperhals: Keyboard, Mouse XI. Connectivity: Bluetooth, LAN, USB, WiFI XII. Display Type: Full HD XIII. Resolution: 1920 x 1080 XIV. GPU Model: NVIDIA GeForce GT940A XV. HDD Reading Speed: 5400RPM XVI. Dimension (WxDxH) mm: 237.6 x 615.8 x 490.25 XVII. Screen Size (Inches): 27 XVIII.HDD Capacity: 2TB or above XIX. Graphics Solution: NVIDIA XX. Model Type: All-in-one XXI. Touchscreen: Yes XXII. Usage: Home XXIII.Screen Type: LED XXIV. Color: White XXV. Features: Full HD Desktops XXVI. Other features: Local Assembled PC will not be accepted |  |  | 0 | 0 | 0 | 1 | 0 | 0 | [6 empty] | NOS | 1 |  | DA/CO/SP/AIR REGULATOR FILTER DAC-2
IM00466 | Air Compressor Spares- Dynair Air Silencer Net |  |  | A Class | NOS | NOS | I-Inventory | TG-Trading Good |  | Spares | Air Compressor-Spares | Dental Equiment | Main Location | 90330000 |  | FIFO | Dynamic | [8 empty] | 0 | 0 | 0 | 1 | 0 | 0 | [6 empty] | NOS | 1 |  | Da/Co/Sp/Air Silencer Net
IM00467 | Air Compressor Spares- Dynair Braided Pipe (5001) |  |  | A Class | NOS | NOS | I-Inventory | FG-Finish Good |  | Spares | Air Compressor-Spares | Dental Equiment | Main Location | 90330000 |  | FIFO | Dynamic | [8 empty] | 0 | 0 | 0 | 1 | 0 | 0 | [6 empty] | NOS | 1 |  | Da/Co/Sp/Braided Pipe (5001)
IM00468 | Air Compressor Spares- Dynair Braided Pipe (7001) |  |  | A Class | NOS | NOS | I-Inventory | FG-Finish Good |  | Spares | Air Compressor-Spares | Dental Equiment | Main Location | 90330000 |  | FIFO | Dynamic | [8 empty] | 0 | 0 | 0 | 1 | 0 | 0 | [6 empty] | NOS | 1 |  | Da/Co/Sp/Braided Pipe (7001)
IM00469 | Air Compressor Spares- Dynair Capacitor Dac-9 |  |  | A Class | NOS | NOS | I-Inventory | FG-Finish Good |  | Spares | Air Compressor-Spares | Dental Equiment | Main Location | 90330000 |  | FIFO | Dynamic | [5 empty] | .. |  |  | 0 | 0 | 0 | 1 | 0 | 0 | [6 empty] | NOS | 1 |  | Da/Co/Sp/Capacitor Dac-9
IM00470 | Air Compressor Spares- Dynair Compressor Head Rubber Foot |  |  | A Class | NOS | NOS | I-Inventory | FG-Finish Good |  | Spares | Air Compressor-Spares | Dental Equiment | Main Location | 90330000 |  | FIFO | Dynamic | [8 empty] | 0 | 0 | 0 | 1 | 0 | 0 | [6 empty] | NOS | 1 |  | DA/CO/SP/COMPRESSOR HEAD RUBBER FOOT
IM00471 | Air Compressor Spares- Dynair Connecting Rod Big |  |  | A Class | NOS | NOS | I-Inventory | FG-Finish Good |  | Spares | Air Compressor-Spares | Dental Equiment | Main Location | 90330000 |  | FIFO | Dynamic | [8 empty] | 0 | 0 | 0 | 1 | 0 | 0 | [6 empty] | NOS | 1 |  | Da/Co/Sp/Connecting Rod Big
IM00472 | Air Compressor Spares- Dynair Connecting Rod Small |  |  | A Class | NOS | NOS | I-Inventory | FG-Finish Good |  | Spares | Air Compressor-Spares | Dental Equiment | Main Location | 90330000 |  | FIFO | Dynamic | [8 empty] | 0 | 0 | 0 | 1 | 0 | 0 | [6 empty] | NOS | 1 |  | Da/Co/Sp/Connecting Rod Small
IM00473 | Air Compressor Spares- Dynair Cylinder Jacket Drum 5001 |  |  | A Class | NOS | NOS | I-Inventory | FG-Finish Good |  | Spares | Air Compressor-Spares | Dental Equiment | Main Location | 90330000 |  | FIFO | Dynamic | [8 empty] | 0 | 0 | 0 | 1 | 0 | 0 | [6 empty] | NOS | 1 |  | Da/Co/Sp/Cylinder Jacket Drum 5001
IM00474 | Air Compressor Spares- Dynair Cylinder Jacket Drum 7001 |  |  | A Class | NOS | NOS | I-Inventory | FG-Finish Good |  | Spares | Air Compressor-Spares | Dental Equiment | Main Location | 90330000 |  | FIFO | Dynamic | [5 empty] | Imported Dental Cabinets and Trolley*Structure made of steel frame 0.9 mm and 1.2 mm thick.The main structure has double steel layer*The top is made of durable artificial marble cauterization resistant and easy to clean*European style rail guide and flip return design different drawer compartment satisfies different requirements*Stainless steel tap with ensure to prevents cross contamination*Top grade ceramic wash basin, ash bin hidden under it and controlled by knee easy to operate, prevents cross contamination*Multi functional shelf can be used for small equipments |  |  | 0 | 0 | 0 | 1 | 0 | 0 | [6 empty] | NOS | 1 |  | Da/Co/Sp/Cylinder Jacket Drum 7001
IM00475 | Air Compressor Spares- Dynair Drain Valve Dac-7 |  |  | A Class | NOS | NOS | I-Inventory | FG-Finish Good |  | Spares | Air Compressor-Spares | Dental Equiment | Main Location | 90330000 |  | FIFO | Dynamic | [8 empty] | 0 | 0 | 0 | 1 | 0 | 0 | [6 empty] | NOS | 1 |  | Da/Co/Sp/Drain Valve Dac-7
IM00476 | Air Compressor Spares- Dynair Drain Valve Knob |  |  | A Class | NOS | NOS | I-Inventory | FG-Finish Good |  | Spares | Air Compressor-Spares | Dental Equiment | Main Location | 90330000 |  | FIFO | Dynamic | [8 empty] | 0 | 0 | 0 | 1 | 0 | 0 | [6 empty] | NOS | 1 |  | Da/Co/Sp/Drain Valve Knob
IM00477 | Air Compressor Spares- Dynair Drum Plate Valve |  |  | A Class | NOS | NOS | I-Inventory | FG-Finish Good |  | Spares | Air Compressor-Spares | Dental Equiment | Main Location | 90330000 |  | FIFO | Dynamic | [8 empty] | 0 | 0 | 0 | 1 | 0 | 0 | [6 empty] | NOS | 1 |  | Da/Co/Sp/Drum Plate Valve
IM00478 | Air Compressor Spares- Dynair Dynamic Compressor Motor |  |  | A Class | NOS | NOS | I-Inventory | FG-Finish Good |  | Spares | Air Compressor-Spares | Dental Equiment | Main Location | 90330000 |  | FIFO | Dynamic | [8 empty] | 0 | 0 | 0 | 1 | 0 | 0 | [6 empty] | NOS | 1 |  | Da/Co/Sp/dynamic Compressor Motor
IM00479 | Air Compressor Spares- Dynair Dynamic Dryer Set |  |  | A Class | NOS | NOS | I-Inventory | O-Other |  | Spares | Air Compressor-Spares | Dental Equiment | Main Location | 90330000 |  | FIFO | Dynamic | [8 empty] | 0 | 0 | 0 | 1 | 0 | 0 | [6 empty] | NOS | 1 |  | Da/Co/Sp/Dynamic Dryer Set
IM00480 | Air Compressor Spares- Dynair Dynamic Membrane Water Filter |  |  | A Class | NOS | NOS | I-Inventory | O-Other |  | Spares | Air Compressor-Spares | Dental Equiment | Main Location | 90330000 |  | FIFO | Dynamic | [8 empty] | 0 | 0 | 0 | 1 | 0 | 0 | [6 empty] | NOS | 1 |  | DA/CO/SP/DYNAMIC MEMBRANE WATER FILTER
IM00481 | Air Compressor Spares- Dynair Eccentric Wheel Unit (5001) |  |  | A Class | NOS | NOS | I-Inventory | O-Other |  | Spares | Air Compressor-Spares | Dental Equiment | Main Location | 90330000 |  | FIFO | Dynamic | [8 empty] | 0 | 0 | 0 | 1 | 0 | 0 | [6 empty] | NOS | 1 |  | Da/Co/Sp/Eccentric Wheel Unit (5001)
IM00482 | Air Compressor Spares- Dynair Eccentric Wheel Unit (7001) |  |  | A Class | NOS | NOS | I-Inventory | O-Other |  | Spares | Air Compressor-Spares | Dental Equiment | Main Location | 90330000 |  | FIFO | Dynamic | [8 empty] | 0 | 0 | 0 | 1 | 0 | 0 | [6 empty] | NOS | 1 |  | Da/Co/Sp/Eccentric Wheel Unit (7001)
IM00483 | Air Compressor Spares- Dynair Elbow Joint |  |  | A Class | NOS | NOS | I-Inventory | O-Other |  | Spares | Air Compressor-Spares | Dental Equiment | Main Location | 90330000 |  | FIFO | Dynamic | [8 empty] | 0 | 0 | 0 | 1 | 0 | 0 | [6 empty] | NOS | 1 |  | Da/Co/Sp/Elbow Joint
IM00484 | Air Compressor Spares- Dynair Fan |  |  | A Class | NOS | NOS | I-Inventory | O-Other |  | Spares | Air Compressor-Spares | Dental Equiment | Main Location | 90330000 |  | FIFO | Dynamic | [8 empty] | 0 | 0 | 0 | 1 | 0 | 0 | [6 empty] | NOS | 1 |  | Da/Co/Sp/Fan
IM00485 | Air Compressor Spares- Dynair Filter Cartridge |  |  | A Class | NOS | NOS | I-Inventory | O-Other |  | Spares | Air Compressor-Spares | Dental Equiment | Main Location | 90330000 |  | FIFO | Dynamic | [8 empty] | 0 | 0 | 0 | 1 | 0 | 0 | [6 empty] | NOS | 1 |  | Da/Co/Sp/Filter Cartridge
IM00486 | Air Compressor Spares- Dynair Gaskit Of Cylinder Jacket O Ring |  |  | A Class | NOS | NOS | I-Inventory | O-Other |  | Spares | Air Compressor-Spares | Dental Equiment | Main Location | 90330000 |  | FIFO | Dynamic | [8 empty] | 0 | 0 | 0 | 1 | 0 | 0 | [6 empty] | NOS | 1 |  | Da/Co/Sp/Gaskit Of Cylinder Jacket O Ring
IM00487 | Air Compressor Spares- Dynair Head 5001-Dyna Air Comp. Head |  |  | A Class | NOS | NOS | I-Inventory | O-Other |  | Spares | Air Compressor-Spares | Dental Equiment | Main Location | 90330000 |  | FIFO | Dynamic | [8 empty] | 0 | 0 | 0 | 1 | 0 | 0 | [6 empty] | NOS | 1 |  | Da/Co/Sp/Head 5001-Dyna Air Comp. Head
IM00488 | Air Compressor Spares- Dynair N.R.V. |  |  | A Class | NOS | NOS | I-Inventory | O-Other |  | Spares | Air Compressor-Spares | Dental Equiment | Main Location | 90330000 |  | FIFO | Dynamic | [8 empty] | 0 | 0 | 0 | 1 | 0 | 0 | [6 empty] | NOS | 1 |  | Da/Co/Sp/N.R.V.
IM00489 | Air Compressor Spares- Dynair N.R.V. Load Switch |  |  | A Class | NOS | NOS | I-Inventory | O-Other |  | Spares | Air Compressor-Spares | Dental Equiment | Main Location | 90330000 |  | FIFO | Dynamic | [8 empty] | 0 | 0 | 0 | 1 | 0 | 0 | [6 empty] | NOS | 1 |  | Da/Co/Sp/N.R.V. Load Switch
IM00490 | Air Compressor Spares- Dynair New Solenoid Valve Dac-3 |  |  | A Class | NOS | NOS | I-Inventory | O-Other |  | Spares | Air Compressor-Spares | Dental Equiment | Main Location | 90330000 |  | FIFO | Dynamic | [8 empty] | 0 | 0 | 0 | 1 | 0 | 0 | [6 empty] | NOS | 1 |  | Da/Co/Sp/New Solenoid Valve Dac-3
IM00491 | Air Compressor Spares- Dynair Outlet Pressure Plate Dac-13 |  |  | A Class | NOS | NOS | I-Inventory | O-Other |  | Spares | Air Compressor-Spares | Dental Equiment | Main Location | 90330000 |  | FIFO | Dynamic | [8 empty] | 0 | 0 | 0 | 1 | 0 | 0 | [6 empty] | NOS | 1 |  | Da/Co/Sp/Outlet Pressure Plate Dac-13
IM00492 | Air Compressor Spares- Dynair Over Load Switch |  |  | A Class | NOS | NOS | I-Inventory | O-Other |  | Spares | Air Compressor-Spares | Dental Equiment | Main Location | 90330000 |  | FIFO | Dynamic | [8 empty] | 0 | 0 | 0 | 1 | 0 | 0 | [6 empty] | NOS | 1 |  | Da/Co/Sp/Over Load Switch
IM00493 | Air Compressor Spares- Dynair Over Load Switch Lid |  |  | A Class | NOS | NOS | I-Inventory | O-Other |  | Spares | Air Compressor-Spares | Dental Equiment | Main Location | 90330000 |  | FIFO | Dynamic | [8 empty] | 0 | 0 | 0 | 1 | 0 | 0 | [6 empty] | NOS | 1 |  | Da/Co/Sp/Over Load Switch Lid
IM00494 | Air Compressor Spares- Dynair Over Load Switch-10 Amp |  |  | A Class | NOS | NOS | I-Inventory | O-Other |  | Spares | Air Compressor-Spares | Dental Equiment | Main Location | 90330000 |  | FIFO | Dynamic | [8 empty] | 0 | 0 | 0 | 1 | 0 | 0 | [6 empty] | NOS | 1 |  | DA/CO/SP/OVER LOAD SWITCH-10 AMP
IM00495 | Air Compressor Spares- Dynair Piston Bearing (5001) |  |  | A Class | NOS | NOS | I-Inventory | FG-Finish Good |  | Spares | Air Compressor-Spares | Dental Equiment | Main Location | 90330000 |  | FIFO | Dynamic | [8 empty] | 0 | 0 | 0 | 1 | 0 | 0 | [6 empty] | NOS | 1 |  | Da/Co/Sp/Piston Bearing (5001)
IM00496 | Air Compressor Spares- Dynair Piston Bearing (7001) |  |  | A Class | NOS | NOS | I-Inventory | FG-Finish Good |  | Spares | Air Compressor-Spares | Dental Equiment | Main Location | 90330000 |  | FIFO | Dynamic | [8 empty] | 0 | 0 | 0 | 1 | 0 | 0 | [6 empty] | NOS | 1 |  | Da/Co/Sp/Piston Bearing (7001)
IM00497 | Air Compressor Spares- Dynair Piston Plate |  |  | A Class | NOS | NOS | I-Inventory | FG-Finish Good |  | Spares | Air Compressor-Spares | Dental Equiment | Main Location | 90330000 |  | FIFO | Dynamic | [5 empty] | Wide backrest for superior patient comfort * It has Traditional delivery unit with wide instrument tray * Sensor Based LED Dental Light with variable intensity * Double Articulated Headrest with Rotatable Arm Rest * 1 Preset Position and Auto return to Zero Position * Programmable water Unit with glass spittoon along with option of Warm and Normal Water * Assistant Side with a feather touch control unit, A 3 Way Syringe, Low and High (Cannulla only) vacuum suction * Combined foot control contains function of chair movements and water unit control * Doctors stool provided with the chair with steel base. |  |  | 0 | 0 | 0 | 1 | 0 | 0 | [6 empty] | NOS | 1 |  | Da/Co/Sp/Piston Plate
IM00498 | Air Compressor Spares- Dynair Piston Ring Dac-11 |  |  | A Class | NOS | NOS | I-Inventory | FG-Finish Good |  | Spares | Air Compressor-Spares | Dental Equiment | Main Location | 90330000 |  | FIFO | Dynamic | [5 empty] | FEATURES ***** Aluminum casting chair, New concept and aesthetic design, Seamless and soft upholstery for patient, comfort, Synchronized movement of seat and backrest, Chair can lift upto 250 kg weight, Hydraulic delivery system from Japan, Handrest with two direction rotation, Safety with protection against any obstruction when chair goes down, Double articulated headrest with pull and push button for pediatric and handicapped patients, All connection in the base of chair. DELIVERY UNIT ***** Overhead Delivery unit with 3 air rotor point and one point for 3 way syringe, All the control of chair are on unit with touch pane. WATER UNIT ***** 90 Movements best for peado and old age patients, Removable cuspidor, easy to be disinfected, Air and Flter to prevent drainage block water suction. ASSISTANT SIDE ***** Three points one for 3 way syringe and 2 for low high vacuum suction, Chair control on assistant side. DENTIST STOOL ***** With adjustable up and down position and also backrest can be adjusted upto 250 degree. |  |  | 0 | 0 | 0 | 1 | 0 | 0 | [6 empty] | NOS | 1 |  | Da/Co/Sp/Piston Ring Dac-11
IM00499 | Air Compressor Spares- Dynair Pressure Control Dac-1 |  |  | A Class | NOS | NOS | I-Inventory | FG-Finish Good |  | Spares | Air Compressor-Spares | Dental Equiment | Main Location | 90330000 |  | FIFO | Dynamic | [5 empty] | FEATURES ***** Aluminum casting chair, New concept and aesthetic design, Seamless and soft upholstery for patient comfort, Synchronised movement of seat and backrest, Chair can lift upto 250 kg weight, Hydraulic delivery system from Japan, Handrest with two direction rotation, Safety with protection against any obstruction when chair goes down, Double articulated headrest with pull and push button for pediatric and handicapped patients, All connection in the base of chair. DELIVERY UNIT ***** Underhanging Delivery unit with 3 air rotor point and one point for 3 way syringe, All the control of chair are on unit with touch pane. WATER UNIT ***** 90 Movements best for peado and old age patients, Removable cuspidor, easy to be disinfected, Air and flter to prevent drainage block water suction. ASSISTANT SIDE ***** Three points - one for 3 way syringe and 2 for low high vacuum suction, Chair control on assistant side. DENTIST STOOL ***** With adjustable up and down position and also backrest can be adjusted upto 250 degree |  |  | 0 | 0 | 0 | 1 | 0 | 0 | [6 empty] | NOS | 1 |  | Da/Co/Sp/Pressure Control Dac-1
IM00500 | Air Compressor Spares- Dynair Pressure Guage Big Dac-5 |  |  | A Class | NOS | NOS | I-Inventory | FG-Finish Good |  | Spares | Air Compressor-Spares | Dental Equiment | Main Location | 90330000 |  | FIFO | Dynamic | [8 empty] | 0 | 0 | 0 | 1 | 0 | 0 | [6 empty] | NOS | 1 |  | Da/Co/Sp/Pressure Guage Big Dac-5
IM00501 | Air Compressor Spares- Dynair Safety Valve |  |  | A Class | NOS | NOS | I-Inventory | FG-Finish Good |  | Spares | Air Compressor-Spares | Dental Equiment | Main Location | 90330000 |  | FIFO | Dynamic | [5 empty] | Seamless and soft upholstery for patient comfort * Synchronized movement of seat and Backrest * Adopt ABS engineering plastics and the whole mold making * Double articulated headrest for handicapped and pediatric patients * Right arm rotatable for easy entry and exist of the patient * Touch free sensor operation of LED Light with minimum intensity from 8000-20000 Lux * 90-degree moveable water unit for 4 hand dentistry * 3 customized programs with spitting * last working position and auto return to zero position * One-piece PU base * perfect combination of luxury and steadiness * All connections in the base of chair * Durable and inbuilt foot paddle made of PU material with feather touch control panel on doctor side and assistant side * When the hand piece is working * dental chair will automatically keep locked to ensure the operation safety * Safety with protection against any obstruction when chair goes down * Stainless steel base doctor stool * Stainless steel progressive foot control. *** DELIVERY UNIT ---- Under hanging Delivery Unit* Three points for air rotor* one 3 way syringe* V3 Led inbuilt scaler and 5 Golden Tips and one Endo Attachment* Silicon tubing with non-retraction valve* Wide instrument tray* Silicon pad on instrument tray to prevent from corrosion and cross contamination* Flip type film viewer. ** WATER UNIT---- Water unit have on/off water change* water control buttons* Inbuilt water reservoir* Temperature control for tumbler water for patient comfort. ** ASSISTANT ARM ----Rotatable assistant arm with 3 way syringe and low /high suction cannula* Detachable filter for easy cleaning* Strong high and low vaccum based suction system with time delay function to avoid cross contamination. |  |  | 0 | 0 | 0 | 1 | 0 | 0 | [6 empty] | NOS | 1 |  | Da/Co/Sp/Safety Valve
IM00502 | Air Compressor Spares- Dynair Screw Of Connecting Rod |  |  | A Class | NOS | NOS | I-Inventory | FG-Finish Good |  | Spares | Air Compressor-Spares | Dental Equiment | Main Location | 90330000 |  | FIFO | Dynamic | [5 empty] | Seamless and soft upholstery for patient comfort, Synchronized movement of seat and Backrest, Adopt ABS engineering plastics and the whole mold making, Double articulated headrest for handicapped and pediatric patients, Right arm rotatable for easy entry and exist of the patient, Touch free (sensor) operation of LED Light with minimum intensity from 8,000- 20,000 Lux, 90-degree moveable water unit for 4-hand dentistry. 3 customized programs with spitting, last working position and auto return to zero position, One-piece PU base, perfect combination of luxury and steadiness, All connections in the base of chair, Durable and inbuilt foot paddle made of PU material with feather touch control panel on doctor side and assistant side, When the handpiece is working, dental chair will automatically keep locked to ensure the operation safety, Safety with protection against any obstruction when chair goes down, Stainless steel base doctor stool., Stainless steel progressive foot control. **DELIVERY UNIT ---- Overhead Delivery Unit, Three points for air rotor,one 3 way syringe, V3 Led inbuilt scaler and 5 Golden Tips and one Endo Attachment, Silicon tubing with non-retraction valve, Wide instrument tray, Silicon pad on instrument tray to prevent from corrosion and cross contamination, Flip type film viewer. *** WATER UNIT ----- Water unit have on/off water change, water control buttons, Inbuilt water reservoir, Temperature control for tumbler water for patient comfort. **ASSISTANT ARM --- Rotatable assistant arm with 3 way syringe and low /high suction cannula, Detachable filter for easy cleaning, Strong high and low vaccum based suction system with time delay function to avoid cross contamination. |  |  | 0 | 0 | 0 | 1 | 0 | 0 | [6 empty] | NOS | 1 |  | Da/Co/Sp/Screw Of Connecting Rod
IM00503 | Air Compressor Spares- Dynair Screw Of Plate |  |  | A Class | NOS | NOS | I-Inventory | FG-Finish Good |  | Spares | Air Compressor-Spares | Dental Equiment | Main Location | 90330000 |  | FIFO | Dynamic | [8 empty] | 0 | 0 | 0 | 1 | 0 | 0 | [6 empty] | NOS | 1 |  | Da/Co/Sp/Screw Of Plate
IM00504 | Air Compressor Spares- Dynair Sequer Gaskit Dac-12 |  |  | A Class | NOS | NOS | I-Inventory | FG-Finish Good |  | Spares | Air Compressor-Spares | Dental Equiment | Main Location | 90330000 |  | FIFO | Dynamic | [8 empty] | 0 | 0 | 0 | 1 | 0 | 0 | [6 empty] | NOS | 1 |  | Da/Co/Sp/Sequer Gaskit Dac-12
IM00505 | Air Compressor Spares- Dynair Small Air Silencer |  |  | A Class | NOS | NOS | I-Inventory | FG-Finish Good |  | Spares | Air Compressor-Spares | Dental Equiment | Main Location | 90330000 |  | FIFO | Dynamic | [8 empty] | 0 | 0 | 0 | 1 | 0 | 0 | [6 empty] | NOS | 1 |  | Da/Co/Sp/Small Air Silencer
IM00506 | Air Compressor Spares- Dynair Small Pressure Guage Dac-4 |  |  | A Class | NOS | NOS | I-Inventory | FG-Finish Good |  | Spares | Air Compressor-Spares | Dental Equiment | Main Location | 90330000 |  | FIFO | Dynamic | [8 empty] | 0 | 0 | 0 | 1 | 0 | 0 | [6 empty] | NOS | 1 |  | Da/Co/Sp/Small Pressure Guage Dac-4
IM00507 | Air Compressor Spares- Dynair Straight Joint Block |  |  | A Class | NOS | NOS | I-Inventory | FG-Finish Good |  | Spares | Air Compressor-Spares | Dental Equiment | Main Location | 90330000 |  | FIFO | Dynamic | [8 empty] | 0 | 0 | 0 | 1 | 0 | 0 | [6 empty] | NOS | 1 |  | Da/Co/Sp/Straight Joint Block
IM00508 | Air Compressor Spares- Dynair Suction Filter Fan-220 Volt |  |  | A Class | NOS | NOS | I-Inventory | FG-Finish Good |  | Spares | Air Compressor-Spares | Dental Equiment | Main Location | 90330000 |  | FIFO | Dynamic | [8 empty] | 0 | 0 | 0 | 1 | 0 | 0 | [6 empty] | NOS | 1 |  | Da/Co/Sp/Suction Filter Fan-220 Volt
IM00509 | Air Compressor Spares- Dynair Suction Jar Body |  |  | A Class | NOS | NOS | I-Inventory | FG-Finish Good |  | Spares | Air Compressor-Spares | Dental Equiment | Main Location | 90330000 |  | FIFO | Dynamic | [5 empty] | Wide backrest for superior patient comfort*It has overhead delivery unit with lockable Whipset*Halogen Dental Light with variable intensity*Double Articulated Headrest with Rotatable Arm Rest*1 Preset Position and Auto return to Zero Position *Programmable water Unit with option of Warm and Normal Water*Assistant Side with a 3 Way Syringe, Low and High (Canula only) vacuum suction *Chair with Inbuilt Glass Dispenser, utility tray*Combined foot control contains function of chair movements and water unit control *Doctors stool provided with the chair with steel base |  |  | 0 | 0 | 0 | 1 | 0 | 0 | [6 empty] | NOS | 1 |  | Da/Co/SP/Suction Jar Body
IM00510 | Air Compressor Spares- Dynair Suction Main PCB |  |  | A Class | NOS | NOS | I-Inventory | FG-Finish Good |  | Spares | Air Compressor-Spares | Dental Equiment | Main Location | 90330000 |  | FIFO | Dynamic | [8 empty] | 0 | 0 | 0 | 1 | 0 | 0 | [6 empty] | NOS | 1 |  | Da/Co/Sp/Suction Main Pcb
IM00511 | Air Compressor Spares- Dynair Tank Rubber Foot Big |  |  | A Class | NOS | NOS | I-Inventory | FG-Finish Good |  | Spares | Air Compressor-Spares | Dental Equiment | Main Location | 90330000 |  | FIFO | Dynamic | [8 empty] | 0 | 0 | 0 | 1 | 0 | 0 | [6 empty] | NOS | 1 |  | Da/Co/Sp/Tank Rubber Foot Big
IM00512 | Air Compressor Spares- Dynair pressure Plate Fix Clip |  |  | A Class | NOS | NOS | I-Inventory | FG-Finish Good |  | Spares | Air Compressor-Spares | Dental Equiment | Main Location | 90330000 |  | FIFO | Dynamic | [5 empty] | Double articulated headrest for handicapped and pediatric patients, headlock system with lever, * Multifunction Foot Control: *- Four work programs and memory with the status of the dental light*- Spitting position and return to the last position *- Activation and adjustment of intensity of the dental light *- Automatic Return to zero position *- Rise and lowering of the seat and backrest *- Movements blocking of dental chair with emergency light indication;*Assistant Arm: Integrated on Water Unit * Two points one for Low vacuum suction and other for high vacuum suction cannulas.* One point for 3 way * Traditional Delivery Unit: * With pneumatic locking arm to prevent any unnecessary displacement * Feather touch control panel for easy touch play operations * Allow up to five working terminal * Three point for air rotor * One 3 way syringe * Removable and Autoclavable silicon pads for complete germ free operations * Pressure gauze on the side of the delivery unit * With inbuilt LED X-ray Viewer. * Water Unit * 60 degree movable water unit * Removable spittoon for easy cleaning * Cup filler with electrical activation * Hot water activation switch (optional) * Proximity Sensor: Auto control the spittoon water * Light Unit: * Persus LED Light * Proximity sensor * Intensity up to : 30000 Lux |  |  | 0 | 0 | 0 | 1 | 0 | 0 | [6 empty] | NOS | 1 |  | DA/CO/SPPRESSURE PLATE FIX CLIP
IM00513 | Air Compressor Spares- Dynair Compressor Head Body/Alu Shell Unit |  |  | A Class | NOS | NOS | I-Inventory | FG-Finish Good |  | Spares | Air Compressor-Spares | Dental Equiment | Main Location | 90330000 |  | FIFO | Dynamic | [5 empty] | Double articulated headrest for handicapped and pediatric patients, headlock system with lever, * Multifunction Foot Control: *- Four work programs and memory with the status of the dental light*- Spitting position and return to the last position *- Activation and adjustment of intensity of the dental light *- Automatic Return to zero position *- Rise and lowering of the seat and backrest *- Movements blocking of dental chair with emergency light indication;*Assistant Arm: Integrated on Water Unit * Two points one for Low vacuum suction and other for high vacuum suction cannulas.* One point for 3 way * Overhead Delivery Unit: * With pneumatic locking arm to prevent any unnecessary displacement * Feather touch control panel for easy touch play operations * Allow up to five working terminal * Three point for air rotor * One 3 way syringe * Removable and Autoclavable silicon pads for complete germ free operations * Pressure gauze on the side of the delivery unit * With inbuilt LED X-ray Viewer. * Water Unit * 60 degree movable water unit * Removable spittoon for easy cleaning * Cup filler with electrical activation * Hot water activation switch (optional) * Proximity Sensor: Auto control the spittoon water * Light Unit: * Persus LED Light * Proximity sensor * Intensity up to : 30000 Lux |  |  | 0 | 0 | 0 | 1 | 0 | 0 | [6 empty] | NOS | 1 |  | Da/Co/Sp/Compressor Head Body/Alu Shell Unit
IM00514 | Indian Product- Computer System |  |  | A Class | NOS | NOS | I-Inventory | FG-Finish Good |  | Equipment | Computer System | Dental Equiment | Main Location | 84713010 |  | FIFO | Indian Product | [5 empty] | Gnatus G4 is made up of GE Plastic providing longevity to the chair*It has overhead delivery unit with lockable whipset*It has inbuilt 7 Programs. 4 User Customizable Positions 3 Preset Programs: Auto return to Zero Position, Last Working Position and Spitting Position*The Chair has Bosch Motor with a 5 Years warranty*It has Sensor controlled 5 LED cold and White Dental Light with variable 35,000 Lux intensity for better illumination*Synchronized Chair Movement in the chair provides Trendelemburg Position for medical emergencies *Anti Crushing System below the Chair base to prevent entrapment of any object.*Emergency RED Switch to prevent accidental movements during the treatment. *Inbuilt Biosystem to prevent cross contamination through the tubings*Hand piece Couplings with Water Control knob*Assistant Side with a3 Way Syringe, low suc and High Suc cannula*Top and Multifunctional Foot control with joystick for Air Rotor control *Dedicated switches for triggering water in cup filler and spittoo*Removable spittoon with Autoclavable Canulas *The Chair comes with removable backrest upholstery for easy cleaning*Option for Right or Left Handed Dentistry at the time of installation*Doctors stool with adjustable backrest tilt and height adjustable foot ring for attaining a correct working posture by the dentist especially during long dental treatment.*The Dental Chair is CE and ISO certified |  |  | 0 | 0 | 0 | 1 | 0 | 0 | [6 empty] | NOS | 1 |  | IN//AC/COMPUTER SYSTEM
IM00515 | Computer System-Accessories-Stablizer-Servo Voltage Stablizer 2Kva |  |  | A Class | NOS | NOS | I-Inventory | FG-Finish Good |  | Accessories | Computer System-Accessories | Dental Equiment | Main Location | 85044010 |  | FIFO | Indian Product | [8 empty] | 0 | 0 | 0 | 1 | 0 | 0 | [6 empty] | NOS | 1 |  | IN/SS/MC/STABLIZER-SERVO VOLTAGE STABLIZER 2KVA
IM00516 | Computer System-Accessories-Stablizer-Servo Voltage Stablizer 3Kva |  |  | A Class | NOS | NOS | I-Inventory | FG-Finish Good |  | Accessories | Computer System-Accessories | Dental Equiment | Main Location | 85044010 |  | FIFO | Indian Product | [5 empty] | S200F Chair with Under hanging D/U * Foot Control for chair Movement * 3 Led with Sensor Light * 2 Air Rotor point and 3 way syringe on D/U * Touch control Pad with Xray viewer * 2 Suction Point |  |  | 0 | 0 | 0 | 1 | 0 | 0 | [6 empty] | NOS | 1 |  | IN/SS/MC/STABLIZER-SERVO VOLTAGE STABLIZER 3KVA
IM00517 | Computer System-Accessories-Stablizer-Servo Voltage Stablizer 5Kva |  |  | A Class | NOS | NOS | I-Inventory | FG-Finish Good |  | Accessories | Computer System-Accessories | Dental Equiment | Main Location | 85044010 |  | FIFO | Indian Product | [8 empty] | 0 | 0 | 0 | 1 | 0 | 0 | [6 empty] | NOS | 1 |  | IN/SS/MC/STABLIZER-SERVO VOLTAGE STABLIZER 5KVA
IM00518 | API-Conservative Instruments Kit (Set Of 20) |  |  | A Class | NOS | NOS | I-Inventory | FG-Finish Good |  | Equipment | Conservative Kit | Dental Equiment | Main Location | 90184900 |  | FIFO | API | [5 empty] | S300H Chair with overhead DU * Joystick Foot Pedal * 3 Led with Sensor Light * 3 Air Rotor point and 3 way syringe on DU * Touch control Pad with Xray viewer * 2 Suction Point |  |  | 0 | 0 | 0 | 1 | 0 | 0 | [6 empty] | NOS | 1 |  | CONSERVATIVE INSTRUMENTS KIT (SET OF 20)
IM00519 | Control Box Indian-Strong Control Box Of Micromotor Indian |  |  | A Class | NOS | NOS | I-Inventory | FG-Finish Good |  | Equipment | Control Box | Dental Equiment | Main Location | 90184900 |  | FIFO | Indian Product | [8 empty] | 0 | 0 | 0 | 1 | 0 | 0 | [6 empty] | NOS | 1 |  | IN/MM/CB/AC/STRONG CONTROL BOX OF MICROMOTOR INDIAN
IM00520 | Control Box-Strong-Strong Lab Motor Contorl Box Model 210 |  |  | A Class | NOS | NOS | I-Inventory | FG-Finish Good |  | Equipment | Control Box | Dental Equiment | Main Location | 90184900 |  | FIFO | Strong | [5 empty] | S400H Chair with overhead D/U * Joystick Foot Pedal * 3 Led with Sensor Light * 3 Air Rotor point and 3 way syringe on D/U * Touch control Pad with Xray viewer * Movable Asst side Arm/Alcance Arm * 3 way Syringe on Asst Side * 2 Suction Point |  |  | 0 | 0 | 0 | 1 | 0 | 0 | [6 empty] | NOS | 1 |  | ST/LM/CB/AC/STRONG LAB MOTOR CONTROL BOX - MODEL210
IM00521 | Control Box-Strong-Strong Lab Motor Contorl Box Model Forte 300 |  |  | A Class | NOS | NOS | I-Inventory | FG-Finish Good |  | Equipment | Control Box | Dental Equiment | Main Location | 90184900 |  | FIFO | Strong | [5 empty] | S500H Chair with overhead D/U * Leather upholstery with Memory foam * Joystick Foot Pedal * 5 Led with Sensor Light * 3 Air Rotor point and 3 way syringe on D/U * Touch control Pad with Xray viewer * Movable Asst side Arm/Alcance Arm * 3 way Syringe on Asst Side * 2 Suction Point |  |  | 0 | 0 | 0 | 1 | 0 | 0 | [6 empty] | NOS | 1 |  | ST/LM/CB/AC/STRONG LAB MOTOR CONTROL BOX -FORTE 300
IM00522 | Control Box-Strong- Control Box of Micromotor |  |  | A Class | NOS | NOS | I-Inventory | FG-Finish Good |  | Equipment | Control Box | Dental Equiment | Main Location | 90184900 |  | FIFO | Strong | [8 empty] | 0 | 0 | 0 | 1 | 0 | 0 | [6 empty] | NOS | 1 |  | ST/MM/CB/STRONG CONTROL BOX MICROMOTER
IM00523 | Control Box-NSK- Inbuilt Speed Control Box for NBX Motor |  |  | A Class | NOS | NOS | I-Inventory | FG-Finish Good |  | Equipment | Control Box | Dental Equiment | Main Location | 90184900 |  | FIFO | NSK Nakanishi | [8 empty] | 0 | 0 | 0 | 1 | 0 | 0 | [6 empty] | NOS | 1 |  | NSK/AC/NBX INBUITL SPEED CONTROL BOX FOR NBX MOTOR
IM00524 | Dental Cabinet-Shanghai- Dental Mobile Cabinet Model-MDF Q1 |  |  | A Class | NOS | NOS | I-Inventory | FG-Finish Good |  | Equipment | Dental Cabinet | Dental Equiment | Main Location | 94021090 |  | FIFO | Shanghai | [8 empty] | 0 | 0 | 0 | 1 | 0 | 0 | [6 empty] | NOS | 1 |  | GL/CB/MC/DENTAL MOBILE CABINET MODEL (MDF) Q 1
IM00525 | Dental Cabinet-Shanghai- Dental Movable SS Trolly Model-GD-010 |  |  | A Class | NOS | NOS | I-Inventory | FG-Finish Good |  | Equipment | Dental Cabinet | Dental Equiment | Main Location | 94021090 |  | FIFO | Shanghai | [8 empty] | 0 | 0 | 0 | 1 | 0 | 0 | [6 empty] | NOS | 1 |  | SO/DT/DENTAL MOVEABLE SS TROLLY MODEL GD-010
IM00526 | Dental Cabinet-Shanghai- Dental Movable Trolly Model-M1 |  |  | A Class | NOS | NOS | I-Inventory | FG-Finish Good |  | Equipment | Dental Cabinet | Dental Equiment | Main Location | 94021090 |  | FIFO | Shanghai | [8 empty] | 0 | 0 | 0 | 1 | 0 | 0 | [6 empty] | NOS | 1 |  | SS/CAB/MC/DENTAL MOVEABLE TROLLY MODEL M1
IM00527 | Dental Cabinet-Shanghai- Dental Mobile Unit Marble Top Model-BG-752-2E |  |  | A Class | NOS | NOS | I-Inventory | FG-Finish Good |  | Equipment | Dental Cabinet | Dental Equiment | Main Location | 94021090 |  | FIFO | Shanghai | [8 empty] | 0 | 0 | 0 | 1 | 0 | 0 | [6 empty] | NOS | 1 |  | SS/DC/MC/BG-752-2E-DENTAL MOBILE UNIT MARBLE TOP
IM00528 | Dental Cabinet-Shanghai- Dental Wall Cabinet Model-BG-G3 |  |  | A Class | NOS | NOS | I-Inventory | FG-Finish Good |  | Equipment | Dental Cabinet | Dental Equiment | Main Location | 94021090 |  | FIFO | Shanghai | [8 empty] | 0 | 0 | 0 | 1 | 0 | 0 | [6 empty] | NOS | 1 |  | SS/DC/MC/BG-G3-DENTAL WALL CABINET BG-G3
IM00529 | Dental Cabinet-Straight- With Marble Top With Left Wash Basin |  |  | A Class | NOS | NOS | I-Inventory | FG-Finish Good |  | Equipment | Dental Cabinet | Dental Equiment | Main Location | 94021090 |  | FIFO | Straight | [8 empty] | 0 | 0 | 0 | 1 | 0 | 0 | [6 empty] | NOS | 1 |  | SS/STRAIGHT DENTAL CABINET WITH MAR. TOP WITH LEFT WASH BASIN
IM00530 | Dental Cabinet-Straight- With Marble Top With Right Wash Basin |  |  | A Class | NOS | NOS | I-Inventory | FG-Finish Good |  | Equipment | Dental Cabinet | Dental Equiment | Main Location | 94021090 |  | FIFO | Straight | [5 empty] | . |  |  | 0 | 0 | 0 | 1 | 0 | 0 | [6 empty] | NOS | 1 |  | SS/STRAIGHT DENTAL CABINET WITH MAR. TOP WITH RIGHT WASH BASIN
IM00531 | Dental Cabinet Accessories- Staright-Left Wash Basin Marble Top Only |  |  | A Class | NOS | NOS | I-Inventory | FG-Finish Good |  | Accessories | Dental Cabinet-Accessories | Dental Equiment | Main Location | 94021090 |  | FIFO | Straight | [8 empty] | 0 | 0 | 0 | 1 | 0 | 0 | [6 empty] | NOS | 1 |  | SS/DENTAL CABINET STRAIGHT/ LEFT WASH BASIN MARBLE TOP ONLY
IM00532 | Dental Cabinet Accessories- Staright-Right Wash Basin Marble Top Only |  |  | A Class | NOS | NOS | I-Inventory | FG-Finish Good |  | Accessories | Dental Cabinet-Accessories | Dental Equiment | Main Location | 94021090 |  | FIFO | Straight | [8 empty] | 0 | 0 | 0 | 1 | 0 | 0 | [6 empty] | NOS | 1 |  | SS/DENTAL CABINET STRAIGHT/ RIGHT WASH BASIN MARBLE TOP ONLY
IM00533 | Dental Cement-GC Gold-Fuji Cem Refill Pack |  |  | A Class | NOS | NOS | I-Inventory | O-Other |  | Consumables | Dental Cement | Dental Equiment | Main Location | 30064000 |  | FIFO | GC Gold | [5 empty] | ANTOS A3 PLUS OVERHEAD DELIVERY UNIT WITH *VENUS PLUS NON TOUCH LED LIGHT* TWO AIR ROTOR POINT * ONE INTERNAL SPRAY MICRO MOTOR * ORIGINAL FIBER OPTIC SCALER* AND MONITOR ARM *3 WAY SYRINGE ON ASSISTANT SIDE* |  |  | 0 | 0 | 0 | 1 | 0 | 0 | [6 empty] | NOS | 1 |  | GC/CEM/CM/FUJI CEM REFILL PACK
IM00534 | Dental Cement-GC Gold-G-Aenial Universal Flo A |  |  | A Class | NOS | NOS | I-Inventory | O-Other |  | Consumables | Dental Cement | Dental Equiment | Main Location | 30064000 |  | FIFO | GC Gold | [8 empty] | 0 | 0 | 0 | 1 | 0 | 0 | [6 empty] | NOS | 1 |  | GC/CEM/CM/G-AENIAL UNIVERSAL FLO A
IM00535 | Dental Cement-GC Gold-Gc Dentin Conditioner 6G |  |  | A Class | NOS | NOS | I-Inventory | O-Other |  | Consumables | Dental Cement | Dental Equiment | Main Location | 30064000 |  | FIFO | GC Gold | [8 empty] | 0 | 0 | 0 | 1 | 0 | 0 | [6 empty] | NOS | 1 |  | GC/CEM/CM/GC DENTIN CONDITIONER 6G
IM00536 | Dental Cement-GC Gold Label 1 Mini Pack |  |  | A Class | NOS | NOS | I-Inventory | O-Other |  | Consumables | Dental Cement | Dental Equiment | Main Location | 30064000 |  | FIFO | GC Gold | [8 empty] | 0 | 0 | 0 | 1 | 0 | 0 | [6 empty] | NOS | 1 |  | GC/CEM/CM/GC GOLD LABEL 1 MINI PACK
IM00537 | Dental Cement-GC Gold Label 1 Regular Sleeve Packing |  |  | A Class | NOS | NOS | I-Inventory | O-Other |  | Consumables | Dental Cement | Dental Equiment | Main Location | 30064000 |  | FIFO | GC Gold | [8 empty] | 0 | 0 | 0 | 1 | 0 | 0 | [6 empty] | NOS | 1 |  | GC/CEM/CM/GC GOLD LABEL 1 REGULAR SLEEVE PACKING
IM00538 | Dental Cement-GC Gold Label 2 1-1 22 Shade |  |  | A Class | NOS | NOS | I-Inventory | O-Other |  | Consumables | Dental Cement | Dental Equiment | Main Location | 30064000 |  | FIFO | GC Gold | [8 empty] | 0 | 0 | 0 | 1 | 0 | 0 | [6 empty] | NOS | 1 |  | GC/CEM/CM/GC GOLD LABEL 2 1-1 22 SHADE
IM00539 | Dental Cement-GC Gold Label 2 Lc Large Pack A2 |  |  | A Class | NOS | NOS | I-Inventory | O-Other |  | Consumables | Dental Cement | Dental Equiment | Main Location | 30064000 |  | FIFO | GC Gold | [8 empty] | 0 | 0 | 0 | 1 | 0 | 0 | [6 empty] | NOS | 1 |  | GC/CEM/CM/GC GOLD LABEL 2 LC LARGE PACK A2
IM00540 | Dental Cement-GC Gold Label 2 Mini Pack |  |  | A Class | NOS | NOS | I-Inventory | O-Other |  | Consumables | Dental Cement | Dental Equiment | Main Location | 30064000 |  | FIFO | GC Gold | [8 empty] | 0 | 0 | 0 | 1 | 0 | 0 | [6 empty] | NOS | 1 |  | GC/CEM/CM/GC GOLD LABEL 2 MINI PACK
IM00541 | Dental Cement-GC Gold Label 9 1-1 Pack A2 |  |  | A Class | NOS | NOS | I-Inventory | O-Other |  | Consumables | Dental Cement | Dental Equiment | Main Location | 30064000 |  | FIFO | GC Gold | [5 empty] | VENUS PLUS L LED **** 3 axis rotation * Sensor operated * Inhouse temp. : 5,000k * Light intensity : 3,000 to 50,000 Lux * Power absorption : 10 W ****** CONTINENTAL DELIVERY UNIT **** 5 Module with lockable hangers * 2 No Mid-west connections for air rotor handpieces, 1 no. internal * spray micromotor, 1 no. scaler and 1 no. 3 way syringe * The ODR antiretraction device prevents back flow contamination of spray water circuits * Peristaltic pump (optional) allows sterile irrigation liquid to be used during oral surgery or implant operation, accurate flow rate (35 - 100 ml/min) can be controlled through touch screen display *â??Removable and autoclavable silicon instrument support pad *â??Inter changeable â?? autoclavable stainless steel tray. ***** WATER UNIT AND ASSISTANT ARM * High quality ceramic cuspidor bowl, water cannula removable for disinfection *â??Programmable water flow * Articulated arm for asst. unit with two suctions and optional instruments * Double filter with independent suction cannula for easy cleaning. |  |  | 0 | 0 | 0 | 1 | 0 | 0 | [6 empty] | NOS | 1 |  | GC/CEM/CM/GC GOLD LABEL 9 1-1 PACK A2
IM00542 | Dental Cement-GC Gold Label 9 1-1 Pack Extra A2 |  |  | A Class | NOS | NOS | I-Inventory | O-Other |  | Consumables | Dental Cement | Dental Equiment | Main Location | 30064000 |  | FIFO | GC Gold | [5 empty] | TWO AIRROTOR POINTS OPTIC, ONE SCALER OPTIC,ONE MICROMOTOR OPTIC .ONE 3 WAY SYRINGE, CEILING MOUNT MCT LIGHT WIRLESLESS FOOTCONTROL, ACVS FOR SUCTION DISINFECTION, BIOSTER SYSTEM, CUSPIDOR (TUMBLE MOVEMENT MOTORISED), DOCTOR STOOL, ASSIATANT STOOL |  |  | 0 | 0 | 0 | 1 | 0 | 0 | [6 empty] | NOS | 1 |  | GC/CEM/CM/GC GOLD LABEL 9 1-1 PACK EXTRA A2
IM00543 | Dental Cement-GC Gold Label 9 Mini Pack A2 |  |  | A Class | NOS | NOS | I-Inventory | O-Other |  | Consumables | Dental Cement | Dental Equiment | Main Location | 30064000 |  | FIFO | GC Gold | [8 empty] | 0 | 0 | 0 | 1 | 0 | 0 | [6 empty] | NOS | 1 |  | GC/CEM/CM/GC GOLD LABEL 9 MINI PACK A2
IM00544 | Dental Cement-GC Gold Label 9 Mini Pack A2 Extra |  |  | A Class | NOS | NOS | I-Inventory | O-Other |  | Consumables | Dental Cement | Dental Equiment | Main Location | 30064000 |  | FIFO | GC Gold | [8 empty] | 0 | 0 | 0 | 1 | 0 | 0 | [6 empty] | NOS | 1 |  | GC/CEM/CM/GC GOLD LABEL 9 MINI PACK A2 EXTRA
IM00545 | Dental Cement-GC Gold Lable Hybrid |  |  | A Class | NOS | NOS | I-Inventory | O-Other |  | Consumables | Dental Cement | Dental Equiment | Main Location | 30064000 |  | FIFO | GC Gold | [5 empty] | Independent up and down and backrest movement of the chair, Luxury 6 LED sensor based light 10,000-25,000 Lux, Safety switch for water - air - electricity with single on/off switch control, Programmable Dental Chair. ** DELIVERY UNIT--- With pneumatic locking arm to prevent any unnecessary displacement of the unit, Feather touch control panel for easy touch play operation, 3 air rotor points and extra empty/vacant point, One 3 Way syringe, Detachable and easy clean hand piece holder block, Control panel with 16 keys for chair control and other functions, LED X Ray viewer ** WATER UNIT ----Rotatable Glass cuspidor, Detachable cuspidor, easy to clean, Water heater for Luke warm water ** MULTIFUNCTION FOOT CONTROL ----- Unique metal handle, Chair position control, Bowl rising control, Cup filling control, 2 independent switches for air and water, Stainless steel tubing for foot control operation **ASSISTANT ARM---- Low vacuum and high vacuum cannula, 3 Way syringe with option for Luke warm water, Chair control for assistant ** SPITTING POSITION SETTING---On pressing the spitting position button, automatically the backrest moves upward, bowl rinsing start, light turns off, if pressed again, chair would automatically return to working status, backrest backward, bowl rinsing closes, lights turns on. |  |  | 0 | 0 | 0 | 1 | 0 | 0 | [6 empty] | NOS | 1 |  | GC/CEM/CM/GC GOLD LABLE HYBRID
IM00546 | Dental Cement-GC Gold Miracle Mix Set-Powder & Liquid |  |  | A Class | NOS | NOS | I-Inventory | O-Other |  | Consumables | Dental Cement | Dental Equiment | Main Location | 30064000 |  | FIFO | GC Gold | [8 empty] | 0 | 0 | 0 | 1 | 0 | 0 | [6 empty] | NOS | 1 |  | GC/CEM/CM/GC GOLD MIRACLE MIX SET-POWDER & LIQUID
IM00547 | Dental Cement-GC Gold-Solare X- A2 (5G) |  |  | A Class | NOS | NOS | I-Inventory | O-Other |  | Consumables | Dental Cement | Dental Equiment | Main Location | 30064000 |  | FIFO | GC Gold | [8 empty] | 0 | 0 | 0 | 1 | 0 | 0 | [6 empty] | NOS | 1 |  | GC/CEM/CM/SOLARE X- A2 (5G)
IM00548 | Dental Cement-GC Gold-Solare X- A3 (5G) |  |  | A Class | NOS | NOS | I-Inventory | O-Other |  | Consumables | Dental Cement | Dental Equiment | Main Location | 30064000 |  | FIFO | GC Gold | [8 empty] | 0 | 0 | 0 | 1 | 0 | 0 | [6 empty] | NOS | 1 |  | GC/CEM/CM/SOLARE X- A3 (5G)
IM00549 | Dental Chair Machine- Power Keen Star-KLT6210-Overhanging |  |  | A Class | NOS | NOS | I-Inventory | FG-Finish Good |  | Equipment | Dental Chair | Dental Equiment | Main Location | 90184900 |  | FIFO | Power Keen | [8 empty] | 0 | 0 | 0 | 1 | 0 | 0 | [6 empty] | NOS | 1 |  | PK/DC/MC/POWER KEEN CHAIR KLT6210-STAR OVER. DELIVERY WITH LED
IM00550 | Dental Chair Machine- Power Keen Star-KLT6210 |  |  | A Class | NOS | NOS | I-Inventory | FG-Finish Good |  | Equipment | Dental Chair | Dental Equiment | Main Location | 90184900 |  | FIFO | Power Keen | [8 empty] | 0 | 0 | 0 | 1 | 0 | 0 | [6 empty] | NOS | 1 |  | PK/DC/MC/POWER KEEN DENTAL CHAIR KLT6210-NI STAR
IM00551 | Dental Chair Machine- Power Keen Star LED-KLT6210 |  |  | A Class | NOS | NOS | I-Inventory | FG-Finish Good |  | Equipment | Dental Chair | Dental Equiment | Main Location | 90184900 |  | FIFO | Power Keen | [8 empty] | 0 | 0 | 0 | 1 | 0 | 0 | [6 empty] | NOS | 1 |  | PK/DC/MC/POWER KEEN DENTAL CHAIR KLT6210-NI STAR LED
IM00552 | Dental Chair Machine-Runyes DCI EDGE 360 Over Hanging |  |  | A Class | NOS | NOS | I-Inventory | FG-Finish Good |  | Equipment | Dental Chair | Dental Equiment | Main Location | 90184900 |  | FIFO | Runyes | [8 empty] | 0 | 0 | 0 | 1 | 0 | 0 | [6 empty] | NOS | 1 |  | DCI/DENTAL CHAIR MODEL DCI EDGE 360 OVER HANGING
IM00553 | Dental Chair Machine-Runyes DCI EDGE 360 Under Hanging |  |  | A Class | NOS | NOS | I-Inventory | FG-Finish Good |  | Equipment | Dental Chair | Dental Equiment | Main Location | 90184900 |  | FIFO | Runyes | [8 empty] | 0 | 0 | 0 | 1 | 0 | 0 | [6 empty] | NOS | 1 |  | DCI/DENTAL CHAIR MODEL DCI EDGE 360 UNDER HANGING
IM00554 | Dental Chair Machine-Runyes Care 22 Top Mounted |  |  | A Class | NOS | NOS | I-Inventory | FG-Finish Good |  | Equipment | Dental Chair | Dental Equiment | Main Location | 90184900 |  | FIFO | Runyes | [8 empty] | 0 | 0 | 0 | 1 | 0 | 0 | [6 empty] | NOS | 1 |  | RN/DC//MC/RUNYES DENTAL CHAIR CARE 22 (TOP MOUNTED
IM00555 | Dental Chair Machine-Ruyes Innova Pad 11 Down |  |  | A Class | NOS | NOS | I-Inventory | FG-Finish Good |  | Equipment | Dental Chair | Dental Equiment | Main Location | 90184900 |  | FIFO | Runyes | [8 empty] | 0 | 0 | 0 | 1 | 0 | 0 | [6 empty] | NOS | 1 |  | RN/DC/MC/RUNYES/DENTAL CHAIR CARE 11DOWN INNOVA PAD
IM00556 | Dental Chair Machine-Ruyes Innova Gold 11 UP |  |  | A Class | NOS | NOS | I-Inventory | FG-Finish Good |  | Equipment | Dental Chair | Dental Equiment | Main Location | 90184900 |  | FIFO | Runyes | [8 empty] | 0 | 0 | 0 | 1 | 0 | 0 | [6 empty] | NOS | 1 |  | RN/DC/MC/RUNYES/DENTAL CHAIR/CARE 11UP INNOVA GOLD
IM00557 | Dental Chair Machine- Anthos A3 W/O TFT ARM |  |  | A Class | NOS | NOS | I-Inventory | FG-Finish Good |  | Equipment | Dental Chair | Dental Equiment | Main Location | 90184900 |  | FIFO | Anthos/Cefla | [8 empty] | 0 | 0 | 0 | 1 | 0 | 0 | [6 empty] | NOS | 1 |  | AN/DC/MC/A3 PLUS ANTHOS DENTAL CHAIR AND UNIT A3 W/O TFT ARM
IM00558 | Dental Chair Machine-Utkrisht |  |  | A Class | NOS | NOS | I-Inventory | FG-Finish Good |  | Equipment | Dental Chair | Dental Equiment | Main Location | 90184900 |  | FIFO | Bestodent | [8 empty] | 0 | 0 | 0 | 1 | 0 | 0 | [6 empty] | NOS | 1 |  | BD/DC/MC/DENTAL CHAIR MODEL UTKRISHT
IM00559 | Dental Chair Machinery- Dahe Dental Mobile Unit Model 110 |  |  | A Class | NOS | NOS | I-Inventory | FG-Finish Good |  | Equipment | Dental Chair | Dental Equiment | Main Location | 90184900 |  | FIFO | Dahe | [8 empty] | 0 | 0 | 0 | 1 | 0 | 0 | [6 empty] | NOS | 1 |  | DHD/DC//MC/110-DAHE DENTAL MOBILE UNIT
IM00560 | Dental Chair Machinery- Dahe Portable Suitcase Dental Unit Model 130 |  |  | A Class | NOS | NOS | I-Inventory | FG-Finish Good |  | Equipment | Dental Chair | Dental Equiment | Main Location | 90184900 |  | FIFO | Dahe | [8 empty] | 0 | 0 | 0 | 1 | 0 | 0 | [6 empty] | NOS | 1 |  | DHD/DC/MC/130-DAHE PORTABLE/SUITCASE DENTAL UNIT
IM00561 | Dental Chair Machinery-Dahe Dental Chair With Light Model 30H-40-20L |  |  | A Class | NOS | NOS | I-Inventory | FG-Finish Good |  | Equipment | Dental Chair | Dental Equiment | Main Location | 90184900 |  | FIFO | Dahe | [8 empty] | 0 | 0 | 0 | 1 | 0 | 0 | [6 empty] | NOS | 1 |  | DHD/DC/MC/30H-40-20L-DAHE DENTAL CHAIR WITH LIGHT
IM00562 | Dental Chair Machine-Elegance-AL 388SA |  |  | A Class | NOS | NOS | I-Inventory | FG-Finish Good |  | Equipment | Dental Chair | Dental Equiment | Main Location | 90184900 |  | FIFO | Foshan Anle | [8 empty] | 0 | 0 | 0 | 1 | 0 | 0 | [6 empty] | NOS | 1 |  | FN/DC/MC/FOSHAN ANLE DENTAL CHAIR AL-388SA ELEGANCE
IM00563 | Dental Chair Machine-Foshan Keju Flare |  |  | A Class | NOS | NOS | I-Inventory | FG-Finish Good |  | Equipment | Dental Chair | Dental Equiment | Main Location | 90184900 |  | FIFO | Foshan Keju | [8 empty] | 0 | 0 | 0 | 1 | 0 | 0 | [6 empty] | NOS | 1 |  | FK/DC/MC/FOSHAN KEJU/DENTAL CHAIR/FLARE
IM00564 | Dental Chair Machine-Join Champ Galaxy 9200A(T) |  |  | A Class | NOS | NOS | I-Inventory | FG-Finish Good |  | Equipment | Dental Chair | Dental Equiment | Main Location | 90184900 |  | FIFO | Join Champ | [8 empty] | 0 | 0 | 0 | 1 | 0 | 0 | [6 empty] | NOS | 1 |  | JC/DC/MC/9200A(T)-JOIN CHAMP DENTAL CHAIR GALAXY
IM00565 | Dental Chair Machine-Champ Star ZC-S400-Underhanging |  |  | A Class | NOS | NOS | I-Inventory | FG-Finish Good |  | Equipment | Dental Chair | Dental Equiment | Main Location | 90184900 |  | FIFO | Join Champ | [8 empty] | 0 | 0 | 0 | 1 | 0 | 0 | [6 empty] | NOS | 1 |  | JC/DC/MC/ZC-S400-JOIN CHAMP DENTAL CHAIR CHAMP STAR
IM00566 | Dental Chair Machine-Champ Star ZC-S400-Overhanging |  |  | A Class | NOS | NOS | I-Inventory | FG-Finish Good |  | Equipment | Dental Chair | Dental Equiment | Main Location | 90184900 |  | FIFO | Join Champ | [8 empty] | 0 | 0 | 0 | 1 | 0 | 0 | [6 empty] | NOS | 1 |  | JC/DC/MC/ZC-S400-JOIN CHAMP OVERHEAD CH. CHAMP STAR
IM00567 | Dental Chair Machine-Gnatus G3 New Sync-Underhanging |  |  | A Class | NOS | NOS | I-Inventory | FG-Finish Good |  | Equipment | Dental Chair | Dental Equiment | Main Location | 90184900 |  | FIFO | Gnatus | [8 empty] | 0 | 0 | 0 | 1 | 0 | 0 | [6 empty] | NOS | 1 |  | GN/DC/MC/SYNC G3 NEW F /GNATUS D/CHAIR MODEL G3 NEW
IM00568 | Dental Chair Machine-Gnatus G3 Plus Sync-Overhanging |  |  | A Class | NOS | NOS | I-Inventory | FG-Finish Good |  | Equipment | Dental Chair | Dental Equiment | Main Location | 90184900 |  | FIFO | Gnatus | [8 empty] | 0 | 0 | 0 | 1 | 0 | 0 | [6 empty] | NOS | 1 |  | GN/DC/MC/SYNC G3 PLUS H /GNATUS D/CHAIR MODEL G3 PLUS
IM00569 | Dental Chair Machine-Gnatus G4 Sync |  |  | A Class | NOS | NOS | I-Inventory | FG-Finish Good |  | Equipment | Dental Chair | Dental Equiment | Main Location | 90184900 |  | FIFO | Gnatus | [8 empty] | 0 | 0 | 0 | 1 | 0 | 0 | [6 empty] | NOS | 1 |  | GN/DC/MC/SYNC/GNATUS D/CHAIR MODEL G4
IM00570 | Dental Chair Machine-Gnatus G8 Sync |  |  | A Class | NOS | NOS | I-Inventory | FG-Finish Good |  | Equipment | Dental Chair | Dental Equiment | Main Location | 90184900 |  | FIFO | Gnatus | [8 empty] | 0 | 0 | 0 | 1 | 0 | 0 | [6 empty] | NOS | 1 |  | GN/DC/MC/SYNC/GNATUS D/CHAIR MODEL G8
IM00571 | Dental Chair Machine-Gnatus S200F-Underhanging |  |  | A Class | NOS | NOS | I-Inventory | FG-Finish Good |  | Equipment | Dental Chair | Dental Equiment | Main Location | 90184900 |  | FIFO | Gnatus | [8 empty] | 0 | 0 | 0 | 1 | 0 | 0 | [6 empty] | NOS | 1 |  | GN/DC/MC/GNATUS DENTAL CHAIR HANGING D/U S200F
IM00572 | Dental Chair Machine-Gnatus S300F-Underhanging |  |  | A Class | NOS | NOS | I-Inventory | FG-Finish Good |  | Equipment | Dental Chair | Dental Equiment | Main Location | 90184900 |  | FIFO | Gnatus | [8 empty] | 0 | 0 | 0 | 1 | 0 | 0 | [6 empty] | NOS | 1 |  | GN/DC/MC/GNATUS DENTAL CHAIR HANGING D/U S300F
IM00573 | Dental Chair Machine-Gnatus S300H-Overhanging |  |  | A Class | NOS | NOS | I-Inventory | FG-Finish Good |  | Equipment | Dental Chair | Dental Equiment | Main Location | 90184900 |  | FIFO | Gnatus | [8 empty] | 0 | 0 | 0 | 1 | 0 | 0 | [6 empty] | NOS | 1 |  | GN/DC/MC/GNATUS DENTAL CHAIR OVERHEAD D/U S300H
IM00574 | Dental Chair Machine-Gnatus S400F-Underhanging |  |  | A Class | NOS | NOS | I-Inventory | FG-Finish Good |  | Equipment | Dental Chair | Dental Equiment | Main Location | 90184900 |  | FIFO | Gnatus | [8 empty] | 0 | 0 | 0 | 1 | 0 | 0 | [6 empty] | NOS | 1 |  | GN/DC/MC/GNATUS DENTAL CHAIR HANGING D/U S400F
IM00575 | Dental Chair Machine-Gnatus S400H-Overhanging |  |  | A Class | NOS | NOS | I-Inventory | FG-Finish Good |  | Equipment | Dental Chair | Dental Equiment | Main Location | 90184900 |  | FIFO | Gnatus | [8 empty] | 0 | 0 | 0 | 1 | 0 | 0 | [6 empty] | NOS | 1 |  | GN/DC/MC/GNATUS DENTAL CHAIR OVERHEAD D/U S400H
IM00576 | Dental Chair Machine-Gnatus S500H-Overhanging |  |  | A Class | NOS | NOS | I-Inventory | FG-Finish Good |  | Equipment | Dental Chair | Dental Equiment | Main Location | 90184900 |  | FIFO | Gnatus | [8 empty] | 0 | 0 | 0 | 1 | 0 | 0 | [6 empty] | NOS | 1 |  | GN/DC/MC/GNATUS DENTAL CHAIR OVERHEAD D/U S500H
IM00577 | Dental Chair Machine-Gnatus Top Sync-HLX |  |  | A Class | NOS | NOS | I-Inventory | FG-Finish Good |  | Equipment | Dental Chair | Dental Equiment | Main Location | 90184900 |  | FIFO | Gnatus | [8 empty] | 0 | 0 | 0 | 1 | 0 | 0 | [6 empty] | NOS | 1 |  | GN/DC/MC/SYNCRUS HLX-GNATUS,D/CHAIR MOD-TOP
IM00578 | Dental Chair Machine-Gnatus Xpress Inova Pad -LSFE Sync |  |  | A Class | NOS | NOS | I-Inventory | FG-Finish Good |  | Equipment | Dental Chair | Dental Equiment | Main Location | 90184900 |  | FIFO | Gnatus | [8 empty] | 0 | 0 | 0 | 1 | 0 | 0 | [6 empty] | NOS | 1 |  | GN/DC/MC/SYNC /LSFE GNATUS CHAIR XPRESS INOVA PAD
IM00579 | Dental Chair Machine-Nanhai Aspire A-800I |  |  | A Class | NOS | NOS | I-Inventory | FG-Finish Good |  | Equipment | Dental Chair | Dental Equiment | Main Location | 90184900 |  | FIFO | Nanhai | [8 empty] | 0 | 0 | 0 | 1 | 0 | 0 | [6 empty] | NOS | 1 |  | NT/DC/MC/NANHAI/DENTAL CHAIR/A-800I/MOD. ASPIRE
IM00580 | Dental Chair Machine- Power Keen Star-KLT6210-N2+ LED |  |  | A Class | NOS | NOS | I-Inventory | FG-Finish Good |  | Equipment | Dental Chair | Dental Equiment | Main Location | 90184900 |  | FIFO | Power Keen | [8 empty] | 0 | 0 | 0 | 1 | 0 | 0 | [6 empty] | NOS | 1 |  | PK/DC/MC/POWER KEEN DENTAL CHAIR KLT6210-N2+ LED
IM00581 | Dental Chair Machine- Power Keen Star-KLT6220 C1 PEDO |  |  | A Class | NOS | NOS | I-Inventory | FG-Finish Good |  | Equipment | Dental Chair | Dental Equiment | Main Location | 90184900 |  | FIFO | Power Keen | [8 empty] | 0 | 0 | 0 | 1 | 0 | 0 | [6 empty] | NOS | 1 |  | PK/DC/MC/POWER KEEN DENTAL CHAIR KLT6220 C1 PEDO
IM00582 | Dental Chair Machine- Power Keen Star-KLT6220-S6 LED |  |  | A Class | NOS | NOS | I-Inventory | FG-Finish Good |  | Equipment | Dental Chair | Dental Equiment | Main Location | 90184900 |  | FIFO | Power Keen | [8 empty] | 0 | 0 | 0 | 1 | 0 | 0 | [6 empty] | NOS | 1 |  | PK/DC/MC/POWER KEEN DENTAL CHAIR KLT6220-S6 LED
IM00583 | Dental Chair Machine- Runyes-DCI 42D |  |  | A Class | NOS | NOS | I-Inventory | FG-Finish Good |  | Equipment | Dental Chair | Dental Equiment | Main Location | 90184900 |  | FIFO | Runyes | [8 empty] | 0 | 0 | 0 | 1 | 0 | 0 | [6 empty] | NOS | 1 |  | RN/DC/MC/RUNYES DENTAL CHAIR HANGING DU DCI 42D
IM00584 | Dental Chair Machine- Runyes-DCI 360UP |  |  | A Class | NOS | NOS | I-Inventory | FG-Finish Good |  | Equipment | Dental Chair | Dental Equiment | Main Location | 90184900 |  | FIFO | Runyes | [8 empty] | 0 | 0 | 0 | 1 | 0 | 0 | [6 empty] | NOS | 1 |  | RN/DC/MC/RUNYES/DENTAL CHAIR DCI 360UP
IM00585 | Dental Chair Machine- Runyes-DCI 45D |  |  | A Class | NOS | NOS | I-Inventory | FG-Finish Good |  | Equipment | Dental Chair | Dental Equiment | Main Location | 90184900 |  | FIFO | Runyes | [8 empty] | 0 | 0 | 0 | 1 | 0 | 0 | [6 empty] | NOS | 1 |  | RN/DC/MC/RUNYES/DENTAL CHAIR DCI 45D
IM00586 | Dental Chair Machine-Yoboshi Peado CAT Type -A8000IIA |  |  | A Class | NOS | NOS | I-Inventory | FG-Finish Good |  | Equipment | Dental Chair | Dental Equiment | Main Location | 90184900 |  | FIFO | Yoboshi | [8 empty] | 0 | 0 | 0 | 1 | 0 | 0 | [6 empty] | NOS | 1 |  | FY/DC/MC/A8000 IIA YOBOSHI DENTAL PEADO CHAIR CAT TYPE
IM00587 | Dental Chair Machine-Yoboshi Peado-A8000IA |  |  | A Class | NOS | NOS | I-Inventory | FG-Finish Good |  | Equipment | Dental Chair | Dental Equiment | Main Location | 90184900 |  | FIFO | Yoboshi | [8 empty] | 0 | 0 | 0 | 1 | 0 | 0 | [6 empty] | NOS | 1 |  | FY/DC/MC/A8000-IA - YOBOSHI DENTAL CHAIR PEADO WITH D/U
IM00588 | Dental Chair Machine-Yoboshi Peado Plus-A8000-IIA |  |  | A Class | NOS | NOS | I-Inventory | FG-Finish Good |  | Equipment | Dental Chair | Dental Equiment | Main Location | 90184900 |  | FIFO | Yoboshi | [8 empty] | 0 | 0 | 0 | 1 | 0 | 0 | [6 empty] | NOS | 1 |  | FY/DC/MC/A8000-IIA - YOBOSHI DENTAL CHAIR PEADO PLUS
IM00589 | Dental Chair Machine- Anthos A2 Plus International |  |  | A Class | NOS | NOS | I-Inventory | FG-Finish Good |  | Equipment | Dental Chair | Dental Equiment | Main Location | 90184900 |  | FIFO | Anthos/Cefla | [8 empty] | 0 | 0 | 0 | 1 | 0 | 0 | [6 empty] | NOS | 1 |  | AN/DC/MC/A2 PLUS-ANTHOS DENTAL CHAIR AND UNIT A2 PLUS
IM00590 | Dental Chair Machine- Anthos A3 |  |  | A Class | NOS | NOS | I-Inventory | FG-Finish Good |  | Equipment | Dental Chair | Dental Equiment | Main Location | 90184900 |  | FIFO | Anthos/Cefla | [8 empty] | 0 | 0 | 0 | 1 | 0 | 0 | [6 empty] | NOS | 1 |  | AN/DC/MC/A3 PLUS-ANTHOS DENTAL CHAIR AND UNIT A3
IM00591 | Dental Chair Machine- Anthos A3 Fiber Optic |  |  | A Class | NOS | NOS | I-Inventory | FG-Finish Good |  | Equipment | Dental Chair | Dental Equiment | Main Location | 90184900 |  | FIFO | Anthos/Cefla | [8 empty] | 0 | 0 | 0 | 1 | 0 | 0 | [6 empty] | NOS | 1 |  | AN/DC/MC/A3 PLUS-ANTHOS DENTAL CHAIR F/OPT MODULE/A3
IM00592 | Dental Chair Machine- Anthos A3 Plus International |  |  | A Class | NOS | NOS | I-Inventory | FG-Finish Good |  | Equipment | Dental Chair | Dental Equiment | Main Location | 90184900 |  | FIFO | Anthos/Cefla | [8 empty] | 0 | 0 | 0 | 1 | 0 | 0 | [6 empty] | NOS | 1 |  | AN/DC/MC/A3 PLUS-ANTHOS DENTAL CHAIR F/OPT MODULE/A3 INTER
IM00593 | Dental Chair Machine- Anthos A3 International |  |  | A Class | NOS | NOS | I-Inventory | FG-Finish Good |  | Equipment | Dental Chair | Dental Equiment | Main Location | 90184900 |  | FIFO | Anthos/Cefla | [8 empty] | 0 | 0 | 0 | 1 | 0 | 0 | [6 empty] | NOS | 1 |  | AN/DC/MC/A3 WITH LED AND MM POINT MOD. A3 INTER
IM00594 | Dental Chair Machine- Anthos A5 Continental |  |  | A Class | NOS | NOS | I-Inventory | FG-Finish Good |  | Equipment | Dental Chair | Dental Equiment | Main Location | 90184900 |  | FIFO | Anthos/Cefla | [8 empty] | 0 | 0 | 0 | 1 | 0 | 0 | [6 empty] | NOS | 1 |  | AN/DC/MC/A5 WITH LED AND MM POINT MOD. A5 CONT
IM00595 | Dental Chair Machine- Anthos A7 Plus Continental |  |  | A Class | NOS | NOS | I-Inventory | FG-Finish Good |  | Equipment | Dental Chair | Dental Equiment | Main Location | 90184900 |  | FIFO | Anthos/Cefla | [8 empty] | 0 | 0 | 0 | 1 | 0 | 0 | [6 empty] | NOS | 1 |  | AN/DC/MC/A7 PLUS ANTHOS DENTAL CHAIR A7 PLUS CONT
IM00596 | Dental Chair Machine- Anthos A7 Plus International |  |  | A Class | NOS | NOS | I-Inventory | FG-Finish Good |  | Equipment | Dental Chair | Dental Equiment | Main Location | 90184900 |  | FIFO | Anthos/Cefla | [8 empty] | 0 | 0 | 0 | 1 | 0 | 0 | [6 empty] | NOS | 1 |  | AN/DC/MC/A7 PLUS ANTHOS DENTAL CHAIR A7 PLUS INTER
IM00597 | Dental Chair Machine- Anthos V586 |  |  | A Class | NOS | NOS | I-Inventory | FG-Finish Good |  | Equipment | Dental Chair | Dental Equiment | Main Location | 90184900 |  | FIFO | Anthos/Cefla | [8 empty] | 0 | 0 | 0 | 1 | 0 | 0 | [6 empty] | NOS | 1 |  | AN/DC/MC/ANTHOS DENTAL CHAIR AND UNIT MODEL V586
IM00598 | Dental Chair Machine- Anthos L9 |  |  | A Class | NOS | NOS | I-Inventory | FG-Finish Good |  | Equipment | Dental Chair | Dental Equiment | Main Location | 90184900 |  | FIFO | Anthos/Cefla | [8 empty] | 0 | 0 | 0 | 1 | 0 | 0 | [6 empty] | NOS | 1 |  | AN/DC/MC/ANTHOSE-L9 FOLDABLE DENTAL CHAIR /SIDE D/U
IM00599 | Dental Chair Machine- Anthos A5 Car Type Delivery Unit |  |  | A Class | NOS | NOS | I-Inventory | FG-Finish Good |  | Equipment | Dental Chair | Dental Equiment | Main Location | 90184900 |  | FIFO | Anthos/Cefla | [8 empty] | 0 | 0 | 0 | 1 | 0 | 0 | [6 empty] | NOS | 1 |  | AN/DC/MC/CEFLA ANTHOS A-5 CART TYPE DELIEVERY UNIT CHAIR
IM00600 | Dental Chair Machine- Anthos R7 Plus Continental |  |  | A Class | NOS | NOS | I-Inventory | FG-Finish Good |  | Equipment | Dental Chair | Dental Equiment | Main Location | 90184900 |  | FIFO | Anthos/Cefla | [8 empty] | 0 | 0 | 0 | 1 | 0 | 0 | [6 empty] | NOS | 1 |  | AN/DC/MC/R7/LED ANTHOS DENTAL CHAIR R7 PLUS CONT
IM00601 | Dental Chair Machine-Avyanna |  |  | A Class | NOS | NOS | I-Inventory | FG-Finish Good |  | Equipment | Dental Chair | Dental Equiment | Main Location | 90184900 |  | FIFO | Confident | [8 empty] | 0 | 0 | 0 | 1 | 0 | 0 | [6 empty] | NOS | 1 |  | CD/DC/MC/DENTAL CHAIR MODEL AVYANNA
IM00602 | Dental Chair Machine-Planet-QL 2028I |  |  | A Class | NOS | NOS | I-Inventory | FG-Finish Good |  | Equipment | Dental Chair | Dental Equiment | Main Location | 90184900 |  | FIFO | Fengdan | [8 empty] | 0 | 0 | 0 | 1 | 0 | 0 | [6 empty] | NOS | 1 |  | GF/DC/MC/FENGDAN CHAIR WITH LED/QL 2028I/PLANET
IM00603 | Dental Chair Machine-Galaxy Plus-QL 2028III |  |  | A Class | NOS | NOS | I-Inventory | FG-Finish Good |  | Equipment | Dental Chair | Dental Equiment | Main Location | 90184900 |  | FIFO | Fengdan | [8 empty] | 0 | 0 | 0 | 1 | 0 | 0 | [6 empty] | NOS | 1 |  | GF/DC/MC/FENGDAN CHAIR WITH LED/QL 2028III/GALAXY PLUS
IM00604 | Dental Chair Machine-Anthos-Vicotor- V286 |  |  | A Class | NOS | NOS | I-Inventory | FG-Finish Good |  | Equipment | Dental Chair | Dental Equiment | Main Location | 90184900 |  | FIFO | Anthos/Cefla | [8 empty] | 0 | 0 | 0 | 1 | 0 | 0 | [6 empty] | NOS | 1 |  | SV/DC/MC/VICTOR DENTAL CHAIR MODEL V286
IM00605 | Dental Chair Assistant Chair- Dahe Modle 30H-40-20L |  |  | A Class | NOS | NOS | I-Inventory | FG-Finish Good |  | Accessories | Dental Chair-Accessories | Dental Equiment | Main Location | 90184900 |  | FIFO | Dahe | [8 empty] | 0 | 0 | 0 | 1 | 0 | 0 | [6 empty] | NOS | 1 |  | DHD/DC/MC/30H-40-20L-DAHE DENTAL ASST.DENTIST CHAIR
IM00606 | Dental Chair Accessories- Dahe Portable Suitcase Model DU893 |  |  | A Class | NOS | NOS | I-Inventory | FG-Finish Good |  | Accessories | Dental Chair-Accessories | Dental Equiment | Main Location | 90184900 |  | FIFO | Dahe | [8 empty] | 0 | 0 | 0 | 1 | 0 | 0 | [6 empty] | NOS | 1 |  | DHD/DC/MC/DU893-DAHE PORTABLE/SUITCASE DU893
IM00607 | Dental Chair Accessories- Dahe Dental Suction |  |  | A Class | NOS | NOS | I-Inventory | FG-Finish Good |  | Accessories | Dental Chair-Accessories | Dental Equiment | Main Location | 90184900 |  | FIFO | Dahe | [8 empty] | 0 | 0 | 0 | 1 | 0 | 0 | [6 empty] | NOS | 1 |  | DHD/MC/SVL/80-1-DAHE DENTAL SUCTION
IM00608 | Dental Chair Upholsetery- Anthos A7 Visco Light Blue #198 |  |  | A Class | NOS | NOS | I-Inventory | FG-Finish Good |  | Accessories | Dental Chair-Accessories | Dental Equiment | Main Location | 90184900 |  | FIFO | Anthos/Cefla | [8 empty] | 0 | 0 | 0 | 1 | 0 | 0 | [6 empty] | NOS | 1 |  | AN/DC/UP/ A7 CHAIR UPHOLSETERY VISCO.L. BLUE 198
IM00609 | Dental Chair Upholsetery- Anthos L9 Visco Light Blue #194 |  |  | A Class | NOS | NOS | I-Inventory | FG-Finish Good |  | Accessories | Dental Chair-Accessories | Dental Equiment | Main Location | 94039000 |  | FIFO | Anthos/Cefla | [8 empty] | 0 | 0 | 0 | 1 | 0 | 0 | [6 empty] | NOS | 1 |  | AN/DC/UP/ L9 CHAIR UPHOLSETERY VISCO.L. BLUE 194
IM00610 | Dental Chair Upholsetery- Anthos L9 Visco Poly Green #193 |  |  | A Class | NOS | NOS | I-Inventory | FG-Finish Good |  | Accessories | Dental Chair-Accessories | Dental Equiment | Main Location | 90184900 |  | FIFO | Anthos/Cefla | [8 empty] | 0 | 0 | 0 | 1 | 0 | 0 | [6 empty] | NOS | 1 |  | AN/DC/UP/ L9 CHAIR UPHOLSETERY VISCO.POLY.GREEN 193
IM00611 | Dental Chair Upholsetery- Anthos A3 Ven. Red #135 |  |  | A Class | NOS | NOS | I-Inventory | FG-Finish Good |  | Accessories | Dental Chair-Accessories | Dental Equiment | Main Location | 90184900 |  | FIFO | Anthos/Cefla | [8 empty] | 0 | 0 | 0 | 1 | 0 | 0 | [6 empty] | NOS | 1 |  | AN/DC/UP/A3 ANTHOS DENTAL CHAIR UPHOL.VEN RED 135
IM00612 | Dental Chair Upholsetery- Anthos A3 Med. Blue #106 |  |  | A Class | NOS | NOS | I-Inventory | FG-Finish Good |  | Accessories | Dental Chair-Accessories | Dental Equiment | Main Location | 90184900 |  | FIFO | Anthos/Cefla | [8 empty] | 0 | 0 | 0 | 1 | 0 | 0 | [6 empty] | NOS | 1 |  | AN/DC/UP/A3 CHAIR UPHOLSTERY MED. BLUE. 106
IM00613 | Dental Chair Upholsetery- Anthos A3 Poly. Green #123 |  |  | A Class | NOS | NOS | I-Inventory | FG-Finish Good |  | Accessories | Dental Chair-Accessories | Dental Equiment | Main Location | 90184900 |  | FIFO | Anthos/Cefla | [8 empty] | 0 | 0 | 0 | 1 | 0 | 0 | [6 empty] | NOS | 1 |  | AN/DC/UP/A3 CHAIR UPHOLSTERY POLY. GREEN 123
IM00614 | Dental Chair Upholsetery- Anthos A3 Plus P. Blue #113 |  |  | A Class | NOS | NOS | I-Inventory | FG-Finish Good |  | Accessories | Dental Chair-Accessories | Dental Equiment | Main Location | 90184900 |  | FIFO | Anthos/Cefla | [8 empty] | 0 | 0 | 0 | 1 | 0 | 0 | [6 empty] | NOS | 1 |  | AN/DC/UP/A3 PLUS ANTHOS DENTAL CHAIR UPHOL P.BLUE 113
IM00615 | Dental Chair Upholsetery- Anthos A3 Plus Grey #121 |  |  | A Class | NOS | NOS | I-Inventory | FG-Finish Good |  | Accessories | Dental Chair-Accessories | Dental Equiment | Main Location | 90184900 |  | FIFO | Anthos/Cefla | [8 empty] | 0 | 0 | 0 | 1 | 0 | 0 | [6 empty] | NOS | 1 |  | AN/DC/UP/A3 PLUS ANTHOS DENTAL CHAIR UPHOL. GREY 121
IM00616 | Dental Chair Upholsetery- Anthos A3 Plus Purple #134 |  |  | A Class | NOS | NOS | I-Inventory | FG-Finish Good |  | Accessories | Dental Chair-Accessories | Dental Equiment | Main Location | 94016900 |  | FIFO | Anthos/Cefla | [8 empty] | 0 | 0 | 0 | 1 | 0 | 0 | [6 empty] | NOS | 1 |  | AN/DC/UP/A3 PLUS ANTHOS DENTAL CHAIR UPHOL. PURPLE 134
IM00617 | Dental Chair Upholsetery- Anthos A3 Plus Carr. Green #101 |  |  | A Class | NOS | NOS | I-Inventory | FG-Finish Good |  | Accessories | Dental Chair-Accessories | Dental Equiment | Main Location | 90184900 |  | FIFO | Anthos/Cefla | [8 empty] | 0 | 0 | 0 | 1 | 0 | 0 | [6 empty] | NOS | 1 |  | AN/DC/UP/A3 PLUS CHAIR UPHOLSTERY ANTH. CARR.GREEN 101
IM00618 | Dental Chair Upholsetery- Anthos A3 Plus Dark Blue #102 |  |  | A Class | NOS | NOS | I-Inventory | FG-Finish Good |  | Accessories | Dental Chair-Accessories | Dental Equiment | Main Location | 90184900 |  | FIFO | Anthos/Cefla | [8 empty] | 0 | 0 | 0 | 1 | 0 | 0 | [6 empty] | NOS | 1 |  | AN/DC/UP/A3 PLUS CHAIR UPHOLSTERY ANTH. DARK.BLUE 102
IM00619 | Dental Chair Upholsetery- Anthos A3 Plus Dark Salmon #115 |  |  | A Class | NOS | NOS | I-Inventory | FG-Finish Good |  | Accessories | Dental Chair-Accessories | Dental Equiment | Main Location | 90184900 |  | FIFO | Anthos/Cefla | [8 empty] | 0 | 0 | 0 | 1 | 0 | 0 | [6 empty] | NOS | 1 |  | AN/DC/UP/A3+/ANTHOS DENTAL CHAIR UPHOL.SALMON 115
IM00620 | Dental Chair Upholsetery- Anthos A3 Plus Yellow #103 |  |  | A Class | NOS | NOS | I-Inventory | FG-Finish Good |  | Accessories | Dental Chair-Accessories | Dental Equiment | Main Location | 90184900 |  | FIFO | Anthos/Cefla | [8 empty] | 0 | 0 | 0 | 1 | 0 | 0 | [6 empty] | NOS | 1 |  | AN/DC/UP/A3+/ANTHOS DENTAL CHAIR UPHOL.YELLOW 103
IM00621 | Dental Chair Upholsetery- Anthos A5 Visco Light Grey #199 |  |  | A Class | NOS | NOS | I-Inventory | FG-Finish Good |  | Accessories | Dental Chair-Accessories | Dental Equiment | Main Location | 90184900 |  | FIFO | Anthos/Cefla | [8 empty] | 0 | 0 | 0 | 1 | 0 | 0 | [6 empty] | NOS | 1 |  | AN/DC/UP/A5 CHAIR UPHOLSETERY VISCO.L. GREY 199
IM00622 | Dental Chair Upholsetery- Anthos A2 DarkBlue #002 |  |  | A Class | NOS | NOS | I-Inventory | FG-Finish Good |  | Accessories | Dental Chair-Accessories | Dental Equiment | Main Location | 90184900 |  | FIFO | Anthos/Cefla | [8 empty] | 0 | 0 | 0 | 1 | 0 | 0 | [6 empty] | NOS | 1 |  | AN/DC/UP/ANTHOS CHAIR A2 UPHOL. DARK BLUE 002
IM00623 | Dental Chair Upholsetery- Anthos A2 Green #001 |  |  | A Class | NOS | NOS | I-Inventory | FG-Finish Good |  | Accessories | Dental Chair-Accessories | Dental Equiment | Main Location | 90184900 |  | FIFO | Anthos/Cefla | [8 empty] | 0 | 0 | 0 | 1 | 0 | 0 | [6 empty] | NOS | 1 |  | AN/DC/UP/ANTHOS CHAIR A2 UPHOL. GREEN 001
IM00624 | Dental Chair Upholsetery- Anthos A2 Light Blue #005 |  |  | A Class | NOS | NOS | I-Inventory | FG-Finish Good |  | Accessories | Dental Chair-Accessories | Dental Equiment | Main Location | 90184900 |  | FIFO | Anthos/Cefla | [8 empty] | 0 | 0 | 0 | 1 | 0 | 0 | [6 empty] | NOS | 1 |  | AN/DC/UP/ANTHOS CHAIR A2 UPHOL. LIGHT BLUE 005
IM00625 | Dental Chair Upholsetery- Anthos A2 Orange #008 |  |  | A Class | NOS | NOS | I-Inventory | FG-Finish Good |  | Accessories | Dental Chair-Accessories | Dental Equiment | Main Location | 90184900 |  | FIFO | Anthos/Cefla | [8 empty] | 0 | 0 | 0 | 1 | 0 | 0 | [6 empty] | NOS | 1 |  | AN/DC/UP/ANTHOS CHAIR A2 UPHOL. ORANGE 008
IM00626 | Dental Assistant Chair - Anthos Stool for A2 Model S8 |  |  | A Class | NOS | NOS | I-Inventory | FG-Finish Good |  | Accessories | Dental Chair-Accessories | Dental Equiment | Main Location | 90184900 |  | FIFO | Anthos/Cefla | [8 empty] | 0 | 0 | 0 | 1 | 0 | 0 | [6 empty] | NOS | 1 |  | AN/DS/AC/ASST CHAIR FOR ANTHOSE A2 CHAIR MODEL S8
IM00627 | Dental Assistant Chair - Anthos Stool for Model S7 |  |  | A Class | NOS | NOS | I-Inventory | FG-Finish Good |  | Accessories | Dental Chair-Accessories | Dental Equiment | Main Location | 90184900 |  | FIFO | Anthos/Cefla | [8 empty] | 0 | 0 | 0 | 1 | 0 | 0 | [6 empty] | NOS | 1 |  | AN/DS/AC/DENTIST ASST CHAIR ANTHOS MODEL S7
IM00628 | Dental Assistant Chair Upholstery- Anthos A3- Grey #121 |  |  | A Class | NOS | NOS | I-Inventory | FG-Finish Good |  | Accessories | Dental Chair-Accessories | Dental Equiment | Main Location | 90184900 |  | FIFO | Anthos/Cefla | [8 empty] | 0 | 0 | 0 | 1 | 0 | 0 | [6 empty] | NOS | 1 |  | AN/DS/UP/A3 DENTIST ASST. CHAIR AND UPHOL. GREY 121
IM00629 | Dental Assistant Chair Upholstery- Anthos A3- Med. Blue #106 |  |  | A Class | NOS | NOS | I-Inventory | FG-Finish Good |  | Accessories | Dental Chair-Accessories | Dental Equiment | Main Location | 90184900 |  | FIFO | Anthos/Cefla | [8 empty] | 0 | 0 | 0 | 1 | 0 | 0 | [6 empty] | NOS | 1 |  | AN/DS/UP/A3 DENTIST ASST. CHAIR And UPHOL. MED. BLUE 106
IM00630 | Dental Assistant Chair Upholstery- Anthos A3- Salmon #115 |  |  | A Class | NOS | NOS | I-Inventory | FG-Finish Good |  | Accessories | Dental Chair-Accessories | Dental Equiment | Main Location | 90184900 |  | FIFO | Anthos/Cefla | [8 empty] | 0 | 0 | 0 | 1 | 0 | 0 | [6 empty] | NOS | 1 |  | AN/DS/UP/A3 DENTIST ASST. CHAIR And UPHOL. SALMON 115
IM00631 | Dental Assistant Chair Upholstery- Anthos A3- Ven Red #135 |  |  | A Class | NOS | NOS | I-Inventory | FG-Finish Good |  | Accessories | Dental Chair-Accessories | Dental Equiment | Main Location | 90184900 |  | FIFO | Anthos/Cefla | [8 empty] | 0 | 0 | 0 | 1 | 0 | 0 | [6 empty] | NOS | 1 |  | AN/DS/UP/A3 DENTIST ASST. CHAIR AND UPHOL. VEN RED 135
IM00632 | Dental Assistant Chair Upholstery- Anthos A3- Carr.Green #101 |  |  | A Class | NOS | NOS | I-Inventory | FG-Finish Good |  | Accessories | Dental Chair-Accessories | Dental Equiment | Main Location | 90184900 |  | FIFO | Anthos/Cefla | [8 empty] | 0 | 0 | 0 | 1 | 0 | 0 | [6 empty] | NOS | 1 |  | AN/DS/UP/A3 DENTIST ASST. CHAIR AND UPHOL.CARR GREEN 101
IM00633 | Dental Assistant Chair Upholstery- Anthos A3- P. Blue #113 |  |  | A Class | NOS | NOS | I-Inventory | FG-Finish Good |  | Accessories | Dental Chair-Accessories | Dental Equiment | Main Location | 90184900 |  | FIFO | Anthos/Cefla | [8 empty] | 0 | 0 | 0 | 1 | 0 | 0 | [6 empty] | NOS | 1 |  | AN/DS/UP/A3 DENTIST ASST. CHAIR AND UPHOL.P. BLUE 113
IM00634 | Dental Assistant Chair Upholstery- Anthos A3- Poly Green #123 |  |  | A Class | NOS | NOS | I-Inventory | FG-Finish Good |  | Accessories | Dental Chair-Accessories | Dental Equiment | Main Location | 90184900 |  | FIFO | Anthos/Cefla | [8 empty] | 0 | 0 | 0 | 1 | 0 | 0 | [6 empty] | NOS | 1 |  | AN/DS/UP/A3 DENTIST ASST. CHAIR And UPHOLS. POLY. GREEN. 123
IM00635 | Dental Assistant Chair Upholstery- Anthos A3- Dark Blue #102 |  |  | A Class | NOS | NOS | I-Inventory | FG-Finish Good |  | Accessories | Dental Chair-Accessories | Dental Equiment | Main Location | 90184900 |  | FIFO | Anthos/Cefla | [8 empty] | 0 | 0 | 0 | 1 | 0 | 0 | [6 empty] | NOS | 1 |  | AN/DS/UP/A3 DENTIST ASST. CHAIR UPHOL. DARK BLUE 102
IM00636 | Dental Assistant Chair Upholstery- Anthos A3- Purple #134 |  |  | A Class | NOS | NOS | I-Inventory | FG-Finish Good |  | Accessories | Dental Chair-Accessories | Dental Equiment | Main Location | 94016900 |  | FIFO | Anthos/Cefla | [8 empty] | 0 | 0 | 0 | 1 | 0 | 0 | [6 empty] | NOS | 1 |  | AN/DS/UP/A3 DENTIST ASST. CHAIR UPHOL. PURPLE 134
IM00637 | Dental Assistant Chair Upholstery- Anthos A3- Yellow #103 |  |  | A Class | NOS | NOS | I-Inventory | FG-Finish Good |  | Accessories | Dental Chair-Accessories | Dental Equiment | Main Location | 90184900 |  | FIFO | Anthos/Cefla | [8 empty] | 0 | 0 | 0 | 1 | 0 | 0 | [6 empty] | NOS | 1 |  | AN/DS/UP/A3 DENTIST ASST. CHAIR UPHOL. YELLOW 103
IM00638 | Dental Assistant Chair Upholstery- Anthos A2- Green #001 |  |  | A Class | NOS | NOS | I-Inventory | FG-Finish Good |  | Accessories | Dental Chair-Accessories | Dental Equiment | Main Location | 90184900 |  | FIFO | Anthos/Cefla | [8 empty] | 0 | 0 | 0 | 1 | 0 | 0 | [6 empty] | NOS | 1 |  | AN/DS/UP/ANTHOS DENTIS ASST.CHAR/A2 UPHOL. GREEN 001
IM00639 | Dental Assistant Chair - Anthos Stool for A3/A5/A7 |  |  | A Class | NOS | NOS | I-Inventory | FG-Finish Good |  | Accessories | Dental Chair-Accessories | Dental Equiment | Main Location | 90184900 |  | FIFO | Anthos/Cefla | [8 empty] | 0 | 0 | 0 | 1 | 0 | 0 | [6 empty] | NOS | 1 |  | AN/DS/AC/ STOOL S7 FOR ANTHOS CHAIR A3/A5/A7
IM00640 | Dental Assitant Chair Upholstery- Fengden Orange P06 |  |  | A Class | NOS | NOS | I-Inventory | FG-Finish Good |  | Accessories | Dental Chair-Accessories | Dental Equiment | Main Location | 90184900 |  | FIFO | Fengdan | [8 empty] | 0 | 0 | 0 | 1 | 0 | 0 | [6 empty] | NOS | 1 |  | FN/DS/SP/FENGDEN/DENTIST ASST. CHAIR UPOL ORANGE P06
IM00641 | Dental Chair Upholstery- Fendan- Galaxy-Leather Coffee M04 |  |  | A Class | NOS | NOS | I-Inventory | FG-Finish Good |  | Accessories | Dental Chair-Accessories | Dental Equiment | Main Location | 90184900 |  | FIFO | Fengdan | [8 empty] | 0 | 0 | 0 | 1 | 0 | 0 | [6 empty] | NOS | 1 |  | GH/DC/UP/FENDAN GALAXY CHAIR LEATHER UPHO. COFFEE M04
IM00642 | Dental Chair Upholstery- Fendan- Galaxy-Leather Blue M03 |  |  | A Class | NOS | NOS | I-Inventory | FG-Finish Good |  | Accessories | Dental Chair-Accessories | Dental Equiment | Main Location | 90184900 |  | FIFO | Fengdan | [8 empty] | 0 | 0 | 0 | 1 | 0 | 0 | [6 empty] | NOS | 1 |  | GH/DC/UP/FENDAN GALAXY CHAIR LEATHER UPHOL. BLUE M03
IM00643 | Dental Chair Upholstery- Fendan- Galaxy -Apple Green P02 |  |  | A Class | NOS | NOS | I-Inventory | FG-Finish Good |  | Accessories | Dental Chair-Accessories | Dental Equiment | Main Location | 90184900 |  | FIFO | Fengdan | [8 empty] | 0 | 0 | 0 | 1 | 0 | 0 | [6 empty] | NOS | 1 |  | GH/DC/UP/FENDAN GALAXY CHAIR UPHOL. APPLE GREEN P02
IM00644 | Dental Chair Upholstery- Fendan- Galaxy -Diamond Blue P04 |  |  | A Class | NOS | NOS | I-Inventory | FG-Finish Good |  | Accessories | Dental Chair-Accessories | Dental Equiment | Main Location | 90184900 |  | FIFO | Fengdan | [8 empty] | 0 | 0 | 0 | 1 | 0 | 0 | [6 empty] | NOS | 1 |  | GH/DC/UP/FENDAN GALAXY CHAIR UPHOL. DIAMOND BLUE P04
IM00645 | Dental Chair Upholstery- Fendan- Galaxy -Light Blue P01 |  |  | A Class | NOS | NOS | I-Inventory | FG-Finish Good |  | Accessories | Dental Chair-Accessories | Dental Equiment | Main Location | 90184900 |  | FIFO | Fengdan | [8 empty] | 0 | 0 | 0 | 1 | 0 | 0 | [6 empty] | NOS | 1 |  | GH/DC/UP/FENDAN GALAXY CHAIR UPHOL. LIGHT BLUE P01
IM00646 | Dental Chair Upholstery- Fendan- Galaxy -Light Green P03 |  |  | A Class | NOS | NOS | I-Inventory | FG-Finish Good |  | Accessories | Dental Chair-Accessories | Dental Equiment | Main Location | 90184900 |  | FIFO | Fengdan | [8 empty] | 0 | 0 | 0 | 1 | 0 | 0 | [6 empty] | NOS | 1 |  | GH/DC/UP/FENDAN GALAXY CHAIR UPHOL. LIGHT GREEN P03
IM00647 | Dental Chair Upholstery- Fendan- Galaxy -Yellow P05 |  |  | A Class | NOS | NOS | I-Inventory | FG-Finish Good |  | Accessories | Dental Chair-Accessories | Dental Equiment | Main Location | 90184900 |  | FIFO | Fengdan | [8 empty] | 0 | 0 | 0 | 1 | 0 | 0 | [6 empty] | NOS | 1 |  | GH/DC/UP/FENDAN GALAXY CHAIR UPHOL. YELLOW P05
IM00648 | Dental Chair Upholstery- Fendan- Planet -Apple Green P02 |  |  | A Class | NOS | NOS | I-Inventory | FG-Finish Good |  | Accessories | Dental Chair-Accessories | Dental Equiment | Main Location | 90184900 |  | FIFO | Fengdan | [8 empty] | 0 | 0 | 0 | 1 | 0 | 0 | [6 empty] | NOS | 1 |  | GH/DC/UP/FENDAN PLANET CHAIR UPHOL. APPLE GREEN P02
IM00649 | Dental Chair Upholstery- Fendan- Planet -Diamond Blue P04 |  |  | A Class | NOS | NOS | I-Inventory | FG-Finish Good |  | Accessories | Dental Chair-Accessories | Dental Equiment | Main Location | 90184900 |  | FIFO | Fengdan | [8 empty] | 0 | 0 | 0 | 1 | 0 | 0 | [6 empty] | NOS | 1 |  | GH/DC/UP/FENDAN PLANET CHAIR UPHOL. DIAMOND BLUE P04
IM00650 | Dental Chair Upholstery- Fendan- Planet -Light Blue P01 |  |  | A Class | NOS | NOS | I-Inventory | FG-Finish Good |  | Accessories | Dental Chair-Accessories | Dental Equiment | Main Location | 90184900 |  | FIFO | Fengdan | [8 empty] | 0 | 0 | 0 | 1 | 0 | 0 | [6 empty] | NOS | 1 |  | GH/DC/UP/FENDAN PLANET CHAIR UPHOL. LIGHT BLUE P01
IM00651 | Dental Chair Upholstery- Fendan- Planet -Light Green P03 |  |  | A Class | NOS | NOS | I-Inventory | FG-Finish Good |  | Accessories | Dental Chair-Accessories | Dental Equiment | Main Location | 90184900 |  | FIFO | Fengdan | [8 empty] | 0 | 0 | 0 | 1 | 0 | 0 | [6 empty] | NOS | 1 |  | GH/DC/UP/FENDAN PLANET CHAIR UPHOL. LIGHT GREEN P03
IM00652 | Dental Chair Upholstery- Fendan- Planet - Middle Blue P07 |  |  | A Class | NOS | NOS | I-Inventory | FG-Finish Good |  | Accessories | Dental Chair-Accessories | Dental Equiment | Main Location | 90184900 |  | FIFO | Fengdan | [8 empty] | 0 | 0 | 0 | 1 | 0 | 0 | [6 empty] | NOS | 1 |  | GH/DC/UP/FENDAN PLANET CHAIR UPHOL. MIDDLE BLUE #P07
IM00653 | Dental Chair Upholstery- Fendan- Planet - Orange P06 |  |  | A Class | NOS | NOS | I-Inventory | FG-Finish Good |  | Accessories | Dental Chair-Accessories | Dental Equiment | Main Location | 90184900 |  | FIFO | Fengdan | [8 empty] | 0 | 0 | 0 | 1 | 0 | 0 | [6 empty] | NOS | 1 |  | GH/DC/UP/FENDAN PLANET CHAIR UPHOL. ORANGE P06
IM00654 | Dental Chair Upholstery- Fendan- Planet - Yellow P05 |  |  | A Class | NOS | NOS | I-Inventory | FG-Finish Good |  | Accessories | Dental Chair-Accessories | Dental Equiment | Main Location | 90184900 |  | FIFO | Fengdan | [8 empty] | 0 | 0 | 0 | 1 | 0 | 0 | [6 empty] | NOS | 1 |  | GH/DC/UP/FENDAN PLANET CHAIR UPHOL. YELLOW P05
IM00655 | Dental Chair Upholstery- Flare-Apple Green |  |  | A Class | NOS | NOS | I-Inventory | FG-Finish Good |  | Accessories | Dental Chair-Accessories | Dental Equiment | Main Location | 90184900 |  | FIFO | Keju Flare | [8 empty] | 0 | 0 | 0 | 1 | 0 | 0 | [6 empty] | NOS | 1 |  | FK/DC/UP/FLARE DENTAL CHAIR UPHOL./APPLE GREEN
IM00656 | Dental Chair Upholstery- Flare-Black |  |  | A Class | NOS | NOS | I-Inventory | FG-Finish Good |  | Accessories | Dental Chair-Accessories | Dental Equiment | Main Location | 90184900 |  | FIFO | Keju Flare | [8 empty] | 0 | 0 | 0 | 1 | 0 | 0 | [6 empty] | NOS | 1 |  | FK/DC/UP/FLARE DENTAL CHAIR UPHOL./BLACK
IM00657 | Dental Chair Upholstery- Flare-Dark Blue |  |  | A Class | NOS | NOS | I-Inventory | FG-Finish Good |  | Accessories | Dental Chair-Accessories | Dental Equiment | Main Location | 90184900 |  | FIFO | Keju Flare | [8 empty] | 0 | 0 | 0 | 1 | 0 | 0 | [6 empty] | NOS | 1 |  | FK/DC/UP/FLARE DENTAL CHAIR UPHOL./DARK BLUE
IM00658 | Dental Chair Upholstery- Flare-Light Blue |  |  | A Class | NOS | NOS | I-Inventory | FG-Finish Good |  | Accessories | Dental Chair-Accessories | Dental Equiment | Main Location | 90184900 |  | FIFO | Keju Flare | [8 empty] | 0 | 0 | 0 | 1 | 0 | 0 | [6 empty] | NOS | 1 |  | FK/DC/UP/FLARE DENTAL CHAIR UPHOL./LIGHT BLUE
IM00659 | Dental Chair Upholstery- Flare-Light Green |  |  | A Class | NOS | NOS | I-Inventory | FG-Finish Good |  | Accessories | Dental Chair-Accessories | Dental Equiment | Main Location | 90184900 |  | FIFO | Keju Flare | [8 empty] | 0 | 0 | 0 | 1 | 0 | 0 | [6 empty] | NOS | 1 |  | FK/DC/UP/FLARE DENTAL CHAIR UPHOL./LIGHT GREEN
IM00660 | Dental Chair Upholstery- Flare-Middle Blue |  |  | A Class | NOS | NOS | I-Inventory | FG-Finish Good |  | Accessories | Dental Chair-Accessories | Dental Equiment | Main Location | 90184900 |  | FIFO | Keju Flare | [8 empty] | 0 | 0 | 0 | 1 | 0 | 0 | [6 empty] | NOS | 1 |  | FK/DC/UP/FLARE DENTAL CHAIR UPHOL./MIDDLE BLUE
IM00661 | Dental Chair Upholstery- Flare-Orange |  |  | A Class | NOS | NOS | I-Inventory | FG-Finish Good |  | Accessories | Dental Chair-Accessories | Dental Equiment | Main Location | 90184900 |  | FIFO | Keju Flare | [8 empty] | 0 | 0 | 0 | 1 | 0 | 0 | [6 empty] | NOS | 1 |  | FK/DC/UP/FLARE DENTAL CHAIR UPHOL./ORANGE
IM00662 | Dental Chair Upholstery- Flare-Pink |  |  | A Class | NOS | NOS | I-Inventory | FG-Finish Good |  | Accessories | Dental Chair-Accessories | Dental Equiment | Main Location | 90184900 |  | FIFO | Keju Flare | [8 empty] | 0 | 0 | 0 | 1 | 0 | 0 | [6 empty] | NOS | 1 |  | FK/DC/UP/FLARE DENTAL CHAIR UPHOL./PINK
IM00663 | Dental Chair Upholstery-Avayana Purple #016 |  |  | A Class | NOS | NOS | I-Inventory | FG-Finish Good |  | Accessories | Dental Chair-Accessories | Dental Equiment | Main Location | 90184900 |  | FIFO | Confident | [8 empty] | 0 | 0 | 0 | 1 | 0 | 0 | [6 empty] | NOS | 1 |  | CD/DC/UP/AVYANNA/DENTAL CHAIR UPHOL. PURPLE 016
IM00664 | Dental Assistant Chair Upholstery- Cefla A2- Green |  |  | A Class | NOS | NOS | I-Inventory | FG-Finish Good |  | Accessories | Dental Chair-Accessories | Dental Equiment | Main Location | 90330000 |  | FIFO | Anthos/Cefla | [8 empty] | 0 | 0 | 0 | 1 | 0 | 0 | [6 empty] | NOS | 1 |  | CF/DC/UP/A2 CHAIR UPHOLSERY STOOL GREEN
IM00665 | Dental Assistant Chair Upholstery- Cefla A2- Green with Headreast |  |  | A Class | NOS | NOS | I-Inventory | FG-Finish Good |  | Accessories | Dental Chair-Accessories | Dental Equiment | Main Location | 90330000 |  | FIFO | Anthos/Cefla | [8 empty] | 0 | 0 | 0 | 1 | 0 | 0 | [6 empty] | NOS | 1 |  | CF/DC/UP/A2 CHAIR UPHOLSERY WITH HEADREST GREEN
IM00666 | Dental Assistant Chair Upholstery- Cefla-Carribbean Green#101 |  |  | A Class | NOS | NOS | I-Inventory | FG-Finish Good |  | Accessories | Dental Chair-Accessories | Dental Equiment | Main Location | 90330000 |  | FIFO | Anthos/Cefla | [8 empty] | 0 | 0 | 0 | 1 | 0 | 0 | [6 empty] | NOS | 1 |  | CF/DC/UP/DENTAL SEAT UPHOLSTERY 101CARIBBEAN GREEN 97901141
IM00667 | Dental Chair Upholstery- Nanhai Aspire- Apple Green #A10 |  |  | A Class | NOS | NOS | I-Inventory | FG-Finish Good |  | Accessories | Dental Chair-Accessories | Dental Equiment | Main Location | 90184900 |  | FIFO | Nanhai | [8 empty] | 0 | 0 | 0 | 1 | 0 | 0 | [6 empty] | NOS | 1 |  | NT/DC/UP/NANHAI/DENTAL CHAIR UPHOL ASPIRE/APPLE GREEN A10
IM00668 | Dental Chair Upholstery- Nanhai Aspire- Dark Blue #A9 |  |  | A Class | NOS | NOS | I-Inventory | FG-Finish Good |  | Accessories | Dental Chair-Accessories | Dental Equiment | Main Location | 90184900 |  | FIFO | Nanhai | [8 empty] | 0 | 0 | 0 | 1 | 0 | 0 | [6 empty] | NOS | 1 |  | NT/DC/UP/NANHAI/DENTAL CHAIR UPHOL ASPIRE/D. BLUE A9
IM00669 | Dental Chair Upholstery- Nanhai Aspire- Light Green #A3 |  |  | A Class | NOS | NOS | I-Inventory | FG-Finish Good |  | Accessories | Dental Chair-Accessories | Dental Equiment | Main Location | 90330000 |  | FIFO | Nanhai | [8 empty] | 0 | 0 | 0 | 1 | 0 | 0 | [6 empty] | NOS | 1 |  | NT/DC/UP/NANHAI/DENTAL CHAIR UPHOL ASPIRE/L.GREEN A3
IM00670 | Dental Chair Upholstery- Nanhai Aspire- Orange #A11 |  |  | A Class | NOS | NOS | I-Inventory | FG-Finish Good |  | Accessories | Dental Chair-Accessories | Dental Equiment | Main Location | 90184900 |  | FIFO | Nanhai | [8 empty] | 0 | 0 | 0 | 1 | 0 | 0 | [6 empty] | NOS | 1 |  | NT/DC/UP/NANHAI/DENTAL CHAIR UPHOL ASPIRE/ORANGE A11
IM00671 | Dental Chair Upholstery- Nanhai Aspire- Pink #A12 |  |  | A Class | NOS | NOS | I-Inventory | FG-Finish Good |  | Accessories | Dental Chair-Accessories | Dental Equiment | Main Location | 90184900 |  | FIFO | Nanhai | [8 empty] | 0 | 0 | 0 | 1 | 0 | 0 | [6 empty] | NOS | 1 |  | NT/DC/UP/NANHAI/DENTAL CHAIR UPHOL ASPIRE/PINK A12
IM00672 | Dental Chair Upholstery- Nanhai Aspire- Sky Blue #A1 |  |  | A Class | NOS | NOS | I-Inventory | FG-Finish Good |  | Accessories | Dental Chair-Accessories | Dental Equiment | Main Location | 90184900 |  | FIFO | Nanhai | [8 empty] | 0 | 0 | 0 | 1 | 0 | 0 | [6 empty] | NOS | 1 |  | NT/DC/UP/NANHAI/DENTAL CHAIR UPHOL ASPIRE/SKY BLUE A1
IM00673 | Dental Chair Upholstery- Nanhai Aspire- White |  |  | A Class | NOS | NOS | I-Inventory | FG-Finish Good |  | Accessories | Dental Chair-Accessories | Dental Equiment | Main Location | 90184900 |  | FIFO | Nanhai | [8 empty] | 0 | 0 | 0 | 1 | 0 | 0 | [6 empty] | NOS | 1 |  | NT/DC/UP/NANHAI/DENTAL CHAIR UPHOL ASPIRE/WHITE
IM00674 | Dental Chair Upholstery- Nanhai Aspire- Yellow#A6 |  |  | A Class | NOS | NOS | I-Inventory | FG-Finish Good |  | Accessories | Dental Chair-Accessories | Dental Equiment | Main Location | 90184900 |  | FIFO | Nanhai | [8 empty] | 0 | 0 | 0 | 1 | 0 | 0 | [6 empty] | NOS | 1 |  | NT/DC/UP/NANHAI/DENTAL CHAIR UPHOL ASPIRE/YELLOW A6
IM00675 | Dental Chair Accessories-Nanhai Aspire- Dental Suction |  |  | A Class | NOS | NOS | I-Inventory | FG-Finish Good |  | Accessories | Dental Chair-Accessories | Dental Equiment | Main Location | 90184900 |  | FIFO | Nanhai | [8 empty] | 0 | 0 | 0 | 1 | 0 | 0 | [6 empty] | NOS | 1 |  | NT/MS/MC/NANHAI DENTAL SUCTION
IM00676 | Dental Chair Accessories-Power Keen-Star- Dental Light Head 3 LED |  |  | A Class | NOS | NOS | I-Inventory | FG-Finish Good |  | Accessories | Dental Chair-Accessories | Dental Equiment | Main Location | 90184900 |  | FIFO | Power Keen | [8 empty] | 0 | 0 | 0 | 1 | 0 | 0 | [6 empty] | NOS | 1 |  | PK/DC/AC/HEAD 3LEDS-STAR DENTAL LIGHT HEAD
IM00677 | Dental Assistant Chair Upholstery-Power Keen-Star-Orange |  |  | A Class | NOS | NOS | I-Inventory | FG-Finish Good |  | Accessories | Dental Chair-Accessories | Dental Equiment | Main Location | 90184900 |  | FIFO | Power Keen | [8 empty] | 0 | 0 | 0 | 1 | 0 | 0 | [6 empty] | NOS | 1 |  | PK/DC/UP/POWER KEEN ONLY DENTIST ASST. CHAIR SEAT UPHOL. (ORANGE)
IM00678 | Dental Chair Upholstery- Power Keen-Star- Light Green# 9 |  |  | A Class | NOS | NOS | I-Inventory | FG-Finish Good |  | Accessories | Dental Chair-Accessories | Dental Equiment | Main Location | 90184900 |  | FIFO | Power Keen | [8 empty] | 0 | 0 | 0 | 1 | 0 | 0 | [6 empty] | NOS | 1 |  | PK/DC/UP/POWER KEEN/CHAIR UPHOL LIGHT GREEN 9
IM00679 | Dental Chair Upholstery- Power Keen-Star- Yellow #6 |  |  | A Class | NOS | NOS | I-Inventory | FG-Finish Good |  | Accessories | Dental Chair-Accessories | Dental Equiment | Main Location | 90184900 |  | FIFO | Power Keen | [8 empty] | 0 | 0 | 0 | 1 | 0 | 0 | [6 empty] | NOS | 1 |  | PK/DC/UP/POWER KEEN/CHAIR UPHOL YELLOW 6
IM00680 | Dental Chair Upholstery- Power Keen-Star- Black #10 |  |  | A Class | NOS | NOS | I-Inventory | FG-Finish Good |  | Accessories | Dental Chair-Accessories | Dental Equiment | Main Location | 90184900 |  | FIFO | Power Keen | [8 empty] | 0 | 0 | 0 | 1 | 0 | 0 | [6 empty] | NOS | 1 |  | PK/DC/UP/POWER KEEN/CHAIR UPHOL. BLACK 10
IM00681 | Dental Chair Upholstery- Power Keen-Star- Dark Blue #04 |  |  | A Class | NOS | NOS | I-Inventory | FG-Finish Good |  | Accessories | Dental Chair-Accessories | Dental Equiment | Main Location | 90184900 |  | FIFO | Power Keen | [8 empty] | 0 | 0 | 0 | 1 | 0 | 0 | [6 empty] | NOS | 1 |  | PK/DC/UP/POWER KEEN/CHAIR UPHOL. DARK BLUE 04
IM00682 | Dental Chair Upholstery- Power Keen-Star- Green #0 |  |  | A Class | NOS | NOS | I-Inventory | FG-Finish Good |  | Accessories | Dental Chair-Accessories | Dental Equiment | Main Location | 90184900 |  | FIFO | Power Keen | [8 empty] | 0 | 0 | 0 | 1 | 0 | 0 | [6 empty] | NOS | 1 |  | PK/DC/UP/POWER KEEN/CHAIR UPHOL. GREEN 0
IM00683 | Dental Chair Upholstery- Power Keen-Star- Light Blue #1 |  |  | A Class | NOS | NOS | I-Inventory | FG-Finish Good |  | Accessories | Dental Chair-Accessories | Dental Equiment | Main Location | 90184900 |  | FIFO | Power Keen | [8 empty] | 0 | 0 | 0 | 1 | 0 | 0 | [6 empty] | NOS | 1 |  | PK/DC/UP/POWER KEEN/CHAIR UPHOL. LIGHT BLUE 1
IM00684 | Dental Chair Upholstery- Power Keen-Star- Middle Blue #3 |  |  | A Class | NOS | NOS | I-Inventory | FG-Finish Good |  | Accessories | Dental Chair-Accessories | Dental Equiment | Main Location | 90184900 |  | FIFO | Power Keen | [8 empty] | 0 | 0 | 0 | 1 | 0 | 0 | [6 empty] | NOS | 1 |  | PK/DC/UP/POWER KEEN/CHAIR UPHOL. MIDDLE BLUE 3
IM00685 | Dental Chair Upholstery- Power Keen-Star- Pink #12 |  |  | A Class | NOS | NOS | I-Inventory | FG-Finish Good |  | Accessories | Dental Chair-Accessories | Dental Equiment | Main Location | 90184900 |  | FIFO | Power Keen | [8 empty] | 0 | 0 | 0 | 1 | 0 | 0 | [6 empty] | NOS | 1 |  | PK/DC/UP/POWER KEEN/CHAIR UPHOL. PINK 12
IM00686 | Dental Chair Upholstery- Power Keen-Star- Red #11 |  |  | A Class | NOS | NOS | I-Inventory | FG-Finish Good |  | Accessories | Dental Chair-Accessories | Dental Equiment | Main Location | 90184900 |  | FIFO | Power Keen | [8 empty] | 0 | 0 | 0 | 1 | 0 | 0 | [6 empty] | NOS | 1 |  | PK/DC/UP/POWER KEEN/CHAIR UPHOL. RED 11
IM00687 | Dental Chair Upholstery- Power Keen-Star- Orange #7 |  |  | A Class | NOS | NOS | I-Inventory | FG-Finish Good |  | Accessories | Dental Chair-Accessories | Dental Equiment | Main Location | 90184900 |  | FIFO | Power Keen | [8 empty] | 0 | 0 | 0 | 1 | 0 | 0 | [6 empty] | NOS | 1 |  | PK/DC/UP/POWER KEEN/CHAIR UPHOL.ORANGE 7
IM00688 | Dental Chair Upholstery- Power Keen-Star- Rose #15 |  |  | A Class | NOS | NOS | I-Inventory | FG-Finish Good |  | Accessories | Dental Chair-Accessories | Dental Equiment | Main Location | 90184900 |  | FIFO | Power Keen | [8 empty] | 0 | 0 | 0 | 1 | 0 | 0 | [6 empty] | NOS | 1 |  | PK/DC/UP/POWER KEEN/CHAIR UPHOL-S6/ROSE 15
IM00689 | Dental Assistant Chair Upholstery-Power Keen-Star-Apple Green |  |  | A Class | NOS | NOS | I-Inventory | FG-Finish Good |  | Accessories | Dental Chair-Accessories | Dental Equiment | Main Location | 90184900 |  | FIFO | Power Keen | [8 empty] | 0 | 0 | 0 | 1 | 0 | 0 | [6 empty] | NOS | 1 |  | PK/DS/UP POWER KEEN/DENTIST ASST. UPHOLSERY -APPLE GREEN
IM00690 | Dental Assistant Chair Upholstery-Power Keen-Star-Yellow |  |  | A Class | NOS | NOS | I-Inventory | FG-Finish Good |  | Accessories | Dental Chair-Accessories | Dental Equiment | Main Location | 90184900 |  | FIFO | Power Keen | [8 empty] | 0 | 0 | 0 | 1 | 0 | 0 | [6 empty] | NOS | 1 |  | PK/DS/UP POWER KEEN/DENTIST ASST. UPHOLSTERY YELLOW
IM00691 | Dental Assistant Chair Upholstery-Power Keen-Star-Sky Blue |  |  | A Class | NOS | NOS | I-Inventory | FG-Finish Good |  | Accessories | Dental Chair-Accessories | Dental Equiment | Main Location | 90184900 |  | FIFO | Power Keen | [8 empty] | 0 | 0 | 0 | 1 | 0 | 0 | [6 empty] | NOS | 1 |  | PK/DS/UP/POWER KEEN ONLY DENTIST ASST. BACKREST (SKY BLUE)
IM00692 | Dental Assistant Chair Upholstery-Power Keen-Star-Light Green |  |  | A Class | NOS | NOS | I-Inventory | FG-Finish Good |  | Accessories | Dental Chair-Accessories | Dental Equiment | Main Location | 90184900 |  | FIFO | Power Keen | [8 empty] | 0 | 0 | 0 | 1 | 0 | 0 | [6 empty] | NOS | 1 |  | PK/DS/UP/POWER KEEN ONLY DENTIST ASST. CHAIR SEAT UPHOL.(L.GREEN)
IM00693 | Dental Assistant Chair Upholstery-Power Keen-Star-Grape |  |  | A Class | NOS | NOS | I-Inventory | FG-Finish Good |  | Accessories | Dental Chair-Accessories | Dental Equiment | Main Location | 90184900 |  | FIFO | Power Keen | [8 empty] | 0 | 0 | 0 | 1 | 0 | 0 | [6 empty] | NOS | 1 |  | PK/DS/UP/POWERKEEN ASST. DENTIST BACK REST UPHOL GRAPE
IM00694 | Dental Chair Upholstery-Fengden-Galaxy Chair Backrest Uphol. Light Green P03 |  |  | A Class | NOS | NOS | I-Inventory | FG-Finish Good |  | Accessories | Dental Chair-Accessories | Dental Equiment | Main Location | 90330000 |  | FIFO | Fengdan | [8 empty] | 0 | 0 | 0 | 1 | 0 | 0 | [6 empty] | NOS | 1 |  | GH/DC/UP/FENDAN GALAXY CHAIR BACKREST UPHOL. LIGHT GREEN P03
IM00695 | Dental Chair Upholstery-Anthos A3 Plus-Graphite Black-130 |  |  | A Class | NOS | NOS | I-Inventory | FG-Finish Good |  | Accessories | Dental Chair-Accessories | Dental Equiment | Main Location | 90184900 |  | FIFO | Anthos/Cefla | [8 empty] | 0 | 0 | 0 | 1 | 0 | 0 | [6 empty] | NOS | 1 |  | AN/DC/UP/A3 PLUS/ANTHOS DENTAL CHAIR UPHOL. GRAPHITE BLACK 130
IM00696 | Dental Chair Upholstery-Anthos A3 Plus- Indian Blue-136 |  |  | A Class | NOS | NOS | I-Inventory | FG-Finish Good |  | Accessories | Dental Chair-Accessories | Dental Equiment | Main Location | 90184900 |  | FIFO | Anthos/Cefla | [8 empty] | 0 | 0 | 0 | 1 | 0 | 0 | [6 empty] | NOS | 1 |  | AN/DC/UP/A3 PLUS/ANTHOS DENTAL CHAIR UPHOL. INDIAN BLUE 136
IM00697 | Dental Assistant Chair Upholstery-Anthos A3 Plus-Graphite Black-130 |  |  | A Class | NOS | NOS | I-Inventory | FG-Finish Good |  | Accessories | Dental Chair-Accessories | Dental Equiment | Main Location | 90184900 |  | FIFO | Anthos/Cefla | [8 empty] | 0 | 0 | 0 | 1 | 0 | 0 | [6 empty] | NOS | 1 |  | AN/DS/UP/A3 PLUS DENTIST ASST. CHAIR AND UPHOL. GRAPHITE BLACK 130
IM00698 | Dental Assistant Chair Upholstery-Anthos A3 Plus-Indian Blue-136 |  |  | A Class | NOS | NOS | I-Inventory | FG-Finish Good |  | Accessories | Dental Chair-Accessories | Dental Equiment | Main Location | 90184900 |  | FIFO | Anthos/Cefla | [8 empty] | 0 | 0 | 0 | 1 | 0 | 0 | [6 empty] | NOS | 1 |  | AN/DS/UP/A3 PLUS DENTIST ASST. CHAIR AND UPHOL.INDIAN BLUE 136
IM00699 | Dental Chair Upholstery-Utkrisht-Camel |  |  | A Class | NOS | NOS | I-Inventory | FG-Finish Good |  | Accessories | Dental Chair-Accessories | Dental Equiment | Main Location | 90184900 |  | FIFO | Bestodent | [8 empty] | 0 | 0 | 0 | 1 | 0 | 0 | [6 empty] | NOS | 1 |  | BD/DC/UP/UTKRISHT DENTAL CHAIR UPHOL. CAMEL
IM00700 | Dental Chair Upholstery-Utkrisht-Coffee |  |  | A Class | NOS | NOS | I-Inventory | FG-Finish Good |  | Accessories | Dental Chair-Accessories | Dental Equiment | Main Location | 90184900 |  | FIFO | Bestodent | [8 empty] | 0 | 0 | 0 | 1 | 0 | 0 | [6 empty] | NOS | 1 |  | BD/DC/UP/UTKRISHT DENTAL CHAIR UPHOL. COFFEE
IM00701 | Dental Chair Upholstery-Utkrisht-Creamy White |  |  | A Class | NOS | NOS | I-Inventory | FG-Finish Good |  | Accessories | Dental Chair-Accessories | Dental Equiment | Main Location | 90184900 |  | FIFO | Bestodent | [8 empty] | 0 | 0 | 0 | 1 | 0 | 0 | [6 empty] | NOS | 1 |  | BD/DC/UP/UTKRISHT DENTAL CHAIR UPHOL. CREAMY WHITE
IM00702 | Dental Chair Upholstery-Utkrisht-Dark Grey |  |  | A Class | NOS | NOS | I-Inventory | FG-Finish Good |  | Accessories | Dental Chair-Accessories | Dental Equiment | Main Location | 90184900 |  | FIFO | Bestodent | [8 empty] | 0 | 0 | 0 | 1 | 0 | 0 | [6 empty] | NOS | 1 |  | BD/DC/UP/UTKRISHT DENTAL CHAIR UPHOL. D. GREY
IM00703 | Dental Chair Upholstery-Utkrisht-Grey |  |  | A Class | NOS | NOS | I-Inventory | FG-Finish Good |  | Accessories | Dental Chair-Accessories | Dental Equiment | Main Location | 90184900 |  | FIFO | Bestodent | [8 empty] | 0 | 0 | 0 | 1 | 0 | 0 | [6 empty] | NOS | 1 |  | BD/DC/UP/UTKRISHT DENTAL CHAIR UPHOL. GREY
IM00704 | Dental Chair Upholstery-Utkrisht-Nevy Blue |  |  | A Class | NOS | NOS | I-Inventory | FG-Finish Good |  | Accessories | Dental Chair-Accessories | Dental Equiment | Main Location | 90184900 |  | FIFO | Bestodent | [8 empty] | 0 | 0 | 0 | 1 | 0 | 0 | [6 empty] | NOS | 1 |  | BD/DC/UP/UTKRISHT DENTAL CHAIR UPHOL. N.BLUE
IM00705 | Dental Assistant Chair-Utkrisht |  |  | A Class | NOS | NOS | I-Inventory | FG-Finish Good |  | Accessories | Dental Chair-Accessories | Dental Equiment | Main Location | 90184900 |  | FIFO | Bestodent | [8 empty] | 0 | 0 | 0 | 1 | 0 | 0 | [6 empty] | NOS | 1 |  | BD/DS/AC/UTKRISHT DENTIST ASST. CHAIR
IM00706 | Dental Assistant Chair Upholstery-Utkrisht-Camel |  |  | A Class | NOS | NOS | I-Inventory | FG-Finish Good |  | Accessories | Dental Chair-Accessories | Dental Equiment | Main Location | 90184900 |  | FIFO | Bestodent | [8 empty] | 0 | 0 | 0 | 1 | 0 | 0 | [6 empty] | NOS | 1 |  | BD/DS/UP/UTKRISHT DENTAL ASST. CHAIR UPHOL. CAMEL
IM00707 | Dental Assistant Chair Upholstery-Utkrisht-Coffee |  |  | A Class | NOS | NOS | I-Inventory | FG-Finish Good |  | Accessories | Dental Chair-Accessories | Dental Equiment | Main Location | 90184900 |  | FIFO | Bestodent | [8 empty] | 0 | 0 | 0 | 1 | 0 | 0 | [6 empty] | NOS | 1 |  | BD/DS/UP/UTKRISHT DENTAL ASST. CHAIR UPHOL. COFFEE
IM00708 | Dental Assistant Chair Upholstery-Utkrisht-Creamy White |  |  | A Class | NOS | NOS | I-Inventory | FG-Finish Good |  | Accessories | Dental Chair-Accessories | Dental Equiment | Main Location | 90184900 |  | FIFO | Bestodent | [8 empty] | 0 | 0 | 0 | 1 | 0 | 0 | [6 empty] | NOS | 1 |  | BD/DS/UP/UTKRISHT DENTAL ASST. CHAIR UPHOL. CREAMY WHITE
IM00709 | Dental Assistant Chair Upholstery-Utkrisht-Dark Grey |  |  | A Class | NOS | NOS | I-Inventory | FG-Finish Good |  | Accessories | Dental Chair-Accessories | Dental Equiment | Main Location | 90184900 |  | FIFO | Bestodent | [8 empty] | 0 | 0 | 0 | 1 | 0 | 0 | [6 empty] | NOS | 1 |  | BD/DS/UP/UTKRISHT DENTAL ASST. CHAIR UPHOL. D. GREY
IM00710 | Dental Assistant Chair Upholstery-Utkrisht-Grey |  |  | A Class | NOS | NOS | I-Inventory | FG-Finish Good |  | Accessories | Dental Chair-Accessories | Dental Equiment | Main Location | 90184900 |  | FIFO | Bestodent | [8 empty] | 0 | 0 | 0 | 1 | 0 | 0 | [6 empty] | NOS | 1 |  | BD/DS/UP/UTKRISHT DENTAL ASST. CHAIR UPHOL. GREY
IM00711 | Dental Assistant Chair Upholstery-Utkrisht-Nevy Blue |  |  | A Class | NOS | NOS | I-Inventory | FG-Finish Good |  | Accessories | Dental Chair-Accessories | Dental Equiment | Main Location | 90184900 |  | FIFO | Bestodent | [8 empty] | 0 | 0 | 0 | 1 | 0 | 0 | [6 empty] | NOS | 1 |  | BD/DS/UP/UTKRISHT DENTAL ASST. CHAIR UPHOL. N. BLUE
IM00712 | Dental Chair Accessories- Avayana Inbuilt Scaler with Accessories Superme |  |  | A Class | NOS | NOS | I-Inventory | FG-Finish Good |  | Accessories | Dental Chair-Accessories | Dental Equiment | Main Location | 90184900 |  | FIFO | Confident | [8 empty] | 0 | 0 | 0 | 1 | 0 | 0 | [6 empty] | NOS | 1 |  | CD/DC/AC/INBUILT SCALER WITH ACCESSORIES SUPERME
IM00713 | Dental Chair Upholstery- Avayanna Dark Orange #13 |  |  | A Class | NOS | NOS | I-Inventory | FG-Finish Good |  | Accessories | Dental Chair-Accessories | Dental Equiment | Main Location | 90184900 |  | FIFO | Confident | [8 empty] | 0 | 0 | 0 | 1 | 0 | 0 | [6 empty] | NOS | 1 |  | CD/DC/CHUP/AVYANNA/DENTAL CHAIR UPHOL. DARK ORANGE 013
IM00714 | Dental Chair Upholstery- Avayanna Meroon #004 |  |  | A Class | NOS | NOS | I-Inventory | FG-Finish Good |  | Accessories | Dental Chair-Accessories | Dental Equiment | Main Location | 90184900 |  | FIFO | Confident | [8 empty] | 0 | 0 | 0 | 1 | 0 | 0 | [6 empty] | NOS | 1 |  | CD/DC/CHUP/AVYANNA/DENTAL CHAIR UPHOL. MEROON 004
IM00715 | Dental Chair Upholstery- Avayanna Navy Blue #005 |  |  | A Class | NOS | NOS | I-Inventory | FG-Finish Good |  | Accessories | Dental Chair-Accessories | Dental Equiment | Main Location | 90184900 |  | FIFO | Confident | [8 empty] | 0 | 0 | 0 | 1 | 0 | 0 | [6 empty] | NOS | 1 |  | CD/DC/CHUP/AVYANNA/DENTAL CHAIR UPHOL. NAVY BLUE 005
IM00716 | Dental Chair Upholstery- Avayanna Parrot Green #009 |  |  | A Class | NOS | NOS | I-Inventory | FG-Finish Good |  | Accessories | Dental Chair-Accessories | Dental Equiment | Main Location | 90184900 |  | FIFO | Confident | [8 empty] | 0 | 0 | 0 | 1 | 0 | 0 | [6 empty] | NOS | 1 |  | CD/DC/CHUP/AVYANNA/DENTAL CHAIR UPHOL. PARROT GREEN 009
IM00717 | Dental Chair Upholstery- Avayanna Sea Green #010 |  |  | A Class | NOS | NOS | I-Inventory | FG-Finish Good |  | Accessories | Dental Chair-Accessories | Dental Equiment | Main Location | 90184900 |  | FIFO | Confident | [8 empty] | 0 | 0 | 0 | 1 | 0 | 0 | [6 empty] | NOS | 1 |  | CD/DC/CHUP/AVYANNA/DENTAL CHAIR UPHOL. SEA GREEN 010
IM00718 | Dental Chair Upholstery- Avayanna Sky Blue #015 |  |  | A Class | NOS | NOS | I-Inventory | FG-Finish Good |  | Accessories | Dental Chair-Accessories | Dental Equiment | Main Location | 90184900 |  | FIFO | Confident | [8 empty] | 0 | 0 | 0 | 1 | 0 | 0 | [6 empty] | NOS | 1 |  | CD/DC/CHUP/AVYANNA/DENTAL CHAIR UPHOL. SKY BLUE 015
IM00719 | Dental Chair Upholstery- Avayanna Yellow #012 |  |  | A Class | NOS | NOS | I-Inventory | FG-Finish Good |  | Accessories | Dental Chair-Accessories | Dental Equiment | Main Location | 90184900 |  | FIFO | Confident | [8 empty] | 0 | 0 | 0 | 1 | 0 | 0 | [6 empty] | NOS | 1 |  | CD/DC/CHUP/AVYANNA/DENTAL CHAIR UPHOL. YELLOW 012
IM00720 | Dental Chair Upholstery- Avayanna Grey #012 |  |  | A Class | NOS | NOS | I-Inventory | FG-Finish Good |  | Accessories | Dental Chair-Accessories | Dental Equiment | Main Location | 90184900 |  | FIFO | Confident | [8 empty] | 0 | 0 | 0 | 1 | 0 | 0 | [6 empty] | NOS | 1 |  | CD/DC/UP/AVYANNA/DENTAL CHAIR UPHOL. GREY 006
IM00721 | Dental Assistant Chair Upholstery- Avayanna Orange #13 |  |  | A Class | NOS | NOS | I-Inventory | FG-Finish Good |  | Accessories | Dental Chair-Accessories | Dental Equiment | Main Location | 90184900 |  | FIFO | Confident | [8 empty] | 0 | 0 | 0 | 1 | 0 | 0 | [6 empty] | NOS | 1 |  | CD/DS/ STUP/AVYANNA/DENTAL ASST. CHAIR UPHOL. DARK ORANGE 013
IM00722 | Dental Assistant Chair Upholstery- Avayanna Parrot Green #13 |  |  | A Class | NOS | NOS | I-Inventory | FG-Finish Good |  | Accessories | Dental Chair-Accessories | Dental Equiment | Main Location | 90184900 |  | FIFO | Confident | [8 empty] | 0 | 0 | 0 | 1 | 0 | 0 | [6 empty] | NOS | 1 |  | CD/DS/ STUP/AVYANNA/DENTAL ASST. CHAIR UPHOL. PARROT GREEN 009
IM00723 | Dental Assistant Chair Upholstery- Avayanna Sea Green #10 |  |  | A Class | NOS | NOS | I-Inventory | FG-Finish Good |  | Accessories | Dental Chair-Accessories | Dental Equiment | Main Location | 90184900 |  | FIFO | Confident | [8 empty] | 0 | 0 | 0 | 1 | 0 | 0 | [6 empty] | NOS | 1 |  | CD/DS/ STUP/AVYANNA/DENTAL ASST. CHAIR UPHOL. SEA GREEN 010
IM00724 | Dental Assistant Chair Upholstery- Avayanna Yellow #12 |  |  | A Class | NOS | NOS | I-Inventory | FG-Finish Good |  | Accessories | Dental Chair-Accessories | Dental Equiment | Main Location | 90184900 |  | FIFO | Confident | [8 empty] | 0 | 0 | 0 | 1 | 0 | 0 | [6 empty] | NOS | 1 |  | CD/DS/ STUP/AVYANNA/DENTAL ASST. CHAIR UPHOL. YELLOW 012
IM00725 | Dental Assistant Chair-Avayanna |  |  | A Class | NOS | NOS | I-Inventory | FG-Finish Good |  | Accessories | Dental Chair-Accessories | Dental Equiment | Main Location | 90184900 |  | FIFO | Confident | [8 empty] | 0 | 0 | 0 | 1 | 0 | 0 | [6 empty] | NOS | 1 |  | CD/DS/AC/DENTIST ASST. CHAIR
IM00726 | Dental Assistant Chair Upholstery- Avayanna Navy Blue #05 |  |  | A Class | NOS | NOS | I-Inventory | FG-Finish Good |  | Accessories | Dental Chair-Accessories | Dental Equiment | Main Location | 90184900 |  | FIFO | Confident | [8 empty] | 0 | 0 | 0 | 1 | 0 | 0 | [6 empty] | NOS | 1 |  | CD/DS/STUP/AVYANNA/DENTAL ASST. CHAIR UPHOL. NAVY BLUE 005
IM00727 | Dental Chair Upholstery-Fengden-Galaxy Chair Backrest Apple Green Upholstery P02 |  |  | A Class | NOS | NOS | I-Inventory | FG-Finish Good |  | Accessories | Dental Chair-Accessories | Dental Equiment | Main Location | 90330000 |  | FIFO | Fengdan | [8 empty] | 0 | 0 | 0 | 1 | 0 | 0 | [6 empty] | NOS | 1 |  | FN/DC/FENGDEN GALAXY CHAIR BACKREST APPLE GREEN UPHOLSTERY P02
IM00728 | Dental Chair Upholstery-Fengden-Galaxy Chair Seat Apple Green Upholstary P02 |  |  | A Class | NOS | NOS | I-Inventory | FG-Finish Good |  | Accessories | Dental Chair-Accessories | Dental Equiment | Main Location | 90330000 |  | FIFO | Fengdan | [8 empty] | 0 | 0 | 0 | 1 | 0 | 0 | [6 empty] | NOS | 1 |  | FN/DC/FENGDEN GALAXY CHAIR SEAT APPLE GREEN UPHOLSTARY P02
IM00729 | Dental Chair Upholstery-Fengden-Galaxy Chair Headrest Uphol. Light Green P03 |  |  | A Class | NOS | NOS | I-Inventory | FG-Finish Good |  | Accessories | Dental Chair-Accessories | Dental Equiment | Main Location | 90330000 |  | FIFO | Fengdan | [8 empty] | 0 | 0 | 0 | 1 | 0 | 0 | [6 empty] | NOS | 1 |  | GH/DC/UP/FENDAN GALAXY CHAIR HEADREST UPHOL. LIGHT GREEN P03
IM00730 | Dental Chair Upholstery-Fengden-Galaxy Chair Leather Uphol. Beige M01 |  |  | A Class | NOS | NOS | I-Inventory | FG-Finish Good |  | Accessories | Dental Chair-Accessories | Dental Equiment | Main Location | 90184900 |  | FIFO | Fengdan | [8 empty] | 0 | 0 | 0 | 1 | 0 | 0 | [6 empty] | NOS | 1 |  | GH/DC/UP/FENDAN GALAXY CHAIR LEATHER UPHOL. BEIGE M01
IM00731 | Dental Chair Upholstery-Fengden-Galaxy Chair Leather Uphol. Red M02 |  |  | A Class | NOS | NOS | I-Inventory | FG-Finish Good |  | Accessories | Dental Chair-Accessories | Dental Equiment | Main Location | 90184900 |  | FIFO | Fengdan | [8 empty] | 0 | 0 | 0 | 1 | 0 | 0 | [6 empty] | NOS | 1 |  | GH/DC/UP/FENDAN GALAXY CHAIR LEATHER UPHOL. RED M02
IM00732 | Dental Chair Upholstery-Fengden-Galaxy Chair Seat Uphol. Light Green P03 |  |  | A Class | NOS | NOS | I-Inventory | FG-Finish Good |  | Accessories | Dental Chair-Accessories | Dental Equiment | Main Location | 90330000 |  | FIFO | Fengdan | [8 empty] | 0 | 0 | 0 | 1 | 0 | 0 | [6 empty] | NOS | 1 |  | GH/DC/UP/FENDAN GALAXY CHAIR SEAT UPHOL. LIGHT GREEN P03
IM00733 | Dental Chair Upholstery-Fengden-Galaxy Chairuphol. Orange P06 |  |  | A Class | NOS | NOS | I-Inventory | FG-Finish Good |  | Accessories | Dental Chair-Accessories | Dental Equiment | Main Location | 90330000 |  | FIFO | Fengdan | [8 empty] | 0 | 0 | 0 | 1 | 0 | 0 | [6 empty] | NOS | 1 |  | GH/DC/UP/FENDAN GALAXY CHAIRUPHOL. ORANGE P06
IM00734 | Dental Chair Accessories-Gnatus Xpress Gold Base Only |  |  | A Class | NOS | NOS | I-Inventory | FG-Finish Good |  | Accessories | Dental Chair-Accessories | Dental Equiment | Main Location | 90184900 |  | FIFO | Gnatus | [8 empty] | 0 | 0 | 0 | 1 | 0 | 0 | [6 empty] | NOS | 1 |  | GN/DC/MC/SYNCRUS/HS E/CHAIR X-PRESS GOLD BASE ONLY
IM00735 | Dental Chair Accessories- Gnatus Fabric Color Yellow |  |  | A Class | NOS | NOS | I-Inventory | FG-Finish Good |  | Accessories | Dental Chair-Accessories | Dental Equiment | Main Location | 90330000 |  | FIFO | Gnatus | [8 empty] | 0 | 0 | 0 | 1 | 0 | 0 | [6 empty] | NOS | 1 |  | GN/AC/DENTAL CHAIR FABRIC YELLOW COLOR
IM00736 | Dental Chair Accessoires-Gnatus Inova Star Pad Water Unit Complete |  |  | A Class | NOS | NOS | I-Inventory | FG-Finish Good |  | Accessories | Dental Chair-Accessories | Dental Equiment | Main Location | 90184900 |  | FIFO | Gnatus | [8 empty] | 0 | 0 | 0 | 1 | 0 | 0 | [6 empty] | NOS | 1 |  | GN/DC/MC/WATER UNIT COMPLETE-INOVA STAR PAD
IM00737 | Dental Chair Accessories-Gnatus Xpress Gold Delivery Unit Only |  |  | A Class | NOS | NOS | I-Inventory | FG-Finish Good |  | Accessories | Dental Chair-Accessories | Dental Equiment | Main Location | 90184900 |  | FIFO | Gnatus | [8 empty] | 0 | 0 | 0 | 1 | 0 | 0 | [6 empty] | NOS | 1 |  | GN/DC/MC/SYNCRUS/HS E/CHAIR X-PRESS GOLD DELIVERY UNIT ONLY
IM00738 | Dental Chair Accessoires-Runyes Motor Arm for DCI Chair |  |  | A Class | NOS | NOS | I-Inventory | FG-Finish Good |  | Accessories | Dental Chair-Accessories | Dental Equiment | Main Location | 90184900 |  | FIFO | Runyes | [8 empty] | 0 | 0 | 0 | 1 | 0 | 0 | [6 empty] | NOS | 1 |  | DCI/DC/AC/MONITOR ARM FOR DCI CHAIR
IM00739 | Dental Chair Upholstery- Runyes DCI 360 Over Hanging Apricot Orange |  |  | A Class | NOS | NOS | I-Inventory | FG-Finish Good |  | Accessories | Dental Chair-Accessories | Dental Equiment | Main Location | 90184900 |  | FIFO | Runyes | [8 empty] | 0 | 0 | 0 | 1 | 0 | 0 | [6 empty] | NOS | 1 |  | DCI/UP/DENTAL CHAIR UPHOL. DCI 360 OVER HANGING APRICOT ORANGE
IM00740 | Dental Chair Upholstery- Runyes DCI Under Hanging Apricot Orange |  |  | A Class | NOS | NOS | I-Inventory | FG-Finish Good |  | Accessories | Dental Chair-Accessories | Dental Equiment | Main Location | 90184900 |  | FIFO | Runyes | [8 empty] | 0 | 0 | 0 | 1 | 0 | 0 | [6 empty] | NOS | 1 |  | DCI/UP/DENTAL CHAIR UPHOL. DCI UNDER HANGING APRICOT ORANGE
IM00741 | Dental Chair Upholstery- Runyes DCI Under Hanging Peacock Green |  |  | A Class | NOS | NOS | I-Inventory | FG-Finish Good |  | Accessories | Dental Chair-Accessories | Dental Equiment | Main Location | 90184900 |  | FIFO | Runyes | [8 empty] | 0 | 0 | 0 | 1 | 0 | 0 | [6 empty] | NOS | 1 |  | DCI/UP/DENTAL CHAIR UPHOL. DCI UNDER HANGING PEACOCK GREEN
IM00742 | Dental Chair Upholstery-Innova Gold-Apple Green # C02 |  |  | A Class | NOS | NOS | I-Inventory | FG-Finish Good |  | Accessories | Dental Chair-Accessories | Dental Equiment | Main Location | 90184900 |  | FIFO | Runyes | [8 empty] | 0 | 0 | 0 | 1 | 0 | 0 | [6 empty] | NOS | 1 |  | RN/DC/UP/RUNYES CHAIR UPHL INNOVA GOLD/APPLE GREEN C02
IM00743 | Dental Chair Upholstery-Innova Gold-Apple Green # S03 |  |  | A Class | NOS | NOS | I-Inventory | FG-Finish Good |  | Accessories | Dental Chair-Accessories | Dental Equiment | Main Location | 90184900 |  | FIFO | Runyes | [8 empty] | 0 | 0 | 0 | 1 | 0 | 0 | [6 empty] | NOS | 1 |  | RN/DC/UP/RUNYES CHAIR UPHL INNOVA GOLD/APPLE GREEN/S03
IM00744 | Dental Chair Upholstery-Innova Gold-Apple Beige # S01 |  |  | A Class | NOS | NOS | I-Inventory | FG-Finish Good |  | Accessories | Dental Chair-Accessories | Dental Equiment | Main Location | 90184900 |  | FIFO | Runyes | [8 empty] | 0 | 0 | 0 | 1 | 0 | 0 | [6 empty] | NOS | 1 |  | RN/DC/UP/RUNYES CHAIR UPHL INNOVA GOLD/BEIGE/S01
IM00745 | Dental Chair Upholstery-Innova Gold-Cherry Red # S02 |  |  | A Class | NOS | NOS | I-Inventory | FG-Finish Good |  | Accessories | Dental Chair-Accessories | Dental Equiment | Main Location | 90184900 |  | FIFO | Runyes | [8 empty] | 0 | 0 | 0 | 1 | 0 | 0 | [6 empty] | NOS | 1 |  | RN/DC/UP/RUNYES CHAIR UPHL INNOVA GOLD/CHERRY RED/S02
IM00746 | Dental Chair Upholstery-Innova Gold-Dark Blue # S06 |  |  | A Class | NOS | NOS | I-Inventory | FG-Finish Good |  | Accessories | Dental Chair-Accessories | Dental Equiment | Main Location | 90184900 |  | FIFO | Runyes | [8 empty] | 0 | 0 | 0 | 1 | 0 | 0 | [6 empty] | NOS | 1 |  | RN/DC/UP/RUNYES CHAIR UPHL INNOVA GOLD/DARK BLUE/S06
IM00747 | Dental Chair Upholstery-Innova Gold-Dark Brown # S07 |  |  | A Class | NOS | NOS | I-Inventory | FG-Finish Good |  | Accessories | Dental Chair-Accessories | Dental Equiment | Main Location | 90184900 |  | FIFO | Runyes | [8 empty] | 0 | 0 | 0 | 1 | 0 | 0 | [6 empty] | NOS | 1 |  | RN/DC/UP/RUNYES CHAIR UPHL INNOVA GOLD/DARK BROWN/S07
IM00748 | Dental Chair Upholstery-Innova Gold-Dark Green # S06 |  |  | A Class | NOS | NOS | I-Inventory | FG-Finish Good |  | Accessories | Dental Chair-Accessories | Dental Equiment | Main Location | 90184900 |  | FIFO | Runyes | [8 empty] | 0 | 0 | 0 | 1 | 0 | 0 | [6 empty] | NOS | 1 |  | RN/DC/UP/RUNYES CHAIR UPHL INNOVA GOLD/DARK GREEN/S06
IM00749 | Dental Chair Upholstery-Innova Gold-Dark Pink # S08 |  |  | A Class | NOS | NOS | I-Inventory | FG-Finish Good |  | Accessories | Dental Chair-Accessories | Dental Equiment | Main Location | 90184900 |  | FIFO | Runyes | [8 empty] | 0 | 0 | 0 | 1 | 0 | 0 | [6 empty] | NOS | 1 |  | RN/DC/UP/RUNYES CHAIR UPHL INNOVA GOLD/DARK PINK/S08
IM00750 | Dental Chair Upholstery-Innova Gold-Grey # S04 |  |  | A Class | NOS | NOS | I-Inventory | FG-Finish Good |  | Accessories | Dental Chair-Accessories | Dental Equiment | Main Location | 90184900 |  | FIFO | Runyes | [8 empty] | 0 | 0 | 0 | 1 | 0 | 0 | [6 empty] | NOS | 1 |  | RN/DC/UP/RUNYES CHAIR UPHL INNOVA GOLD/GREY/S04
IM00751 | Dental Chair Upholstery-Innova Gold-Light Blue # C05 |  |  | A Class | NOS | NOS | I-Inventory | FG-Finish Good |  | Accessories | Dental Chair-Accessories | Dental Equiment | Main Location | 90184900 |  | FIFO | Runyes | [8 empty] | 0 | 0 | 0 | 1 | 0 | 0 | [6 empty] | NOS | 1 |  | RN/DC/UP/RUNYES CHAIR UPHL INNOVA GOLD/LIGHT BLUE C05
IM00752 | Dental Chair Upholstery-Innova Gold-Light Green # S03 |  |  | A Class | NOS | NOS | I-Inventory | FG-Finish Good |  | Accessories | Dental Chair-Accessories | Dental Equiment | Main Location | 90184900 |  | FIFO | Runyes | [8 empty] | 0 | 0 | 0 | 1 | 0 | 0 | [6 empty] | NOS | 1 |  | RN/DC/UP/RUNYES CHAIR UPHL INNOVA GOLD/LIGHT GREEN/S03
IM00753 | Dental Chair Upholstery-Innova Gold-Mustard Yellow # S05 |  |  | A Class | NOS | NOS | I-Inventory | FG-Finish Good |  | Accessories | Dental Chair-Accessories | Dental Equiment | Main Location | 90184900 |  | FIFO | Runyes | [8 empty] | 0 | 0 | 0 | 1 | 0 | 0 | [6 empty] | NOS | 1 |  | RN/DC/UP/RUNYES CHAIR UPHL INNOVA GOLD/MUSTARD YELLOW/S05
IM00754 | Dental Chair Upholstery-Innova Gold-Sea Green # C03 |  |  | A Class | NOS | NOS | I-Inventory | FG-Finish Good |  | Accessories | Dental Chair-Accessories | Dental Equiment | Main Location | 90184900 |  | FIFO | Runyes | [8 empty] | 0 | 0 | 0 | 1 | 0 | 0 | [6 empty] | NOS | 1 |  | RN/DC/UP/RUNYES CHAIR UPHL INNOVA GOLD/SEA GREEN C03
IM00755 | Dental Chair Upholstery-Innova Pad-Yellow # C04 |  |  | A Class | NOS | NOS | I-Inventory | FG-Finish Good |  | Accessories | Dental Chair-Accessories | Dental Equiment | Main Location | 90184900 |  | FIFO | Runyes | [8 empty] | 0 | 0 | 0 | 1 | 0 | 0 | [6 empty] | NOS | 1 |  | RN/DC/UP/RUNYES CHAIR UPHL INNOVA PAD YELLOW C04
IM00756 | Dental Chair Upholstery-Innova Pad-Beige # S01 |  |  | A Class | NOS | NOS | I-Inventory | FG-Finish Good |  | Accessories | Dental Chair-Accessories | Dental Equiment | Main Location | 90184900 |  | FIFO | Runyes | [8 empty] | 0 | 0 | 0 | 1 | 0 | 0 | [6 empty] | NOS | 1 |  | RN/DC/UP/RUNYES CHAIR UPHL INNOVA PAD/BEIGE/S01
IM00757 | Dental Chair Upholstery-Innova Pad-Dark Brown # S07 |  |  | A Class | NOS | NOS | I-Inventory | FG-Finish Good |  | Accessories | Dental Chair-Accessories | Dental Equiment | Main Location | 90184900 |  | FIFO | Runyes | [8 empty] | 0 | 0 | 0 | 1 | 0 | 0 | [6 empty] | NOS | 1 |  | RN/DC/UP/RUNYES CHAIR UPHL INNOVA PAD/DARK BROWN/S07
IM00758 | Dental Chair Upholstery-Innova Pad-Dark Green # S06 |  |  | A Class | NOS | NOS | I-Inventory | FG-Finish Good |  | Accessories | Dental Chair-Accessories | Dental Equiment | Main Location | 90184900 |  | FIFO | Runyes | [8 empty] | 0 | 0 | 0 | 1 | 0 | 0 | [6 empty] | NOS | 1 |  | RN/DC/UP/RUNYES CHAIR UPHL INNOVA PAD/DARK GREEN/S06
IM00759 | Dental Chair Upholstery-Innova Pad-Grey # S04 |  |  | A Class | NOS | NOS | I-Inventory | FG-Finish Good |  | Accessories | Dental Chair-Accessories | Dental Equiment | Main Location | 90184900 |  | FIFO | Runyes | [8 empty] | 0 | 0 | 0 | 1 | 0 | 0 | [6 empty] | NOS | 1 |  | RN/DC/UP/RUNYES CHAIR UPHL INNOVA PAD/GREY/S04
IM00760 | Dental Chair Upholstery-Innova Pad-Mustard Yellow # S05 |  |  | A Class | NOS | NOS | I-Inventory | FG-Finish Good |  | Accessories | Dental Chair-Accessories | Dental Equiment | Main Location | 90184900 |  | FIFO | Runyes | [8 empty] | 0 | 0 | 0 | 1 | 0 | 0 | [6 empty] | NOS | 1 |  | RN/DC/UP/RUNYES CHAIR UPHL INNOVA PAD/MUSTARD YELLOW/S05
IM00761 | Dental Chair Accessoires-Runyes Dental Head Light LED |  |  | A Class | NOS | NOS | I-Inventory | FG-Finish Good |  | Accessories | Dental Chair-Accessories | Dental Equiment | Main Location | 90184900 |  | FIFO | Runyes | [8 empty] | 0 | 0 | 0 | 1 | 0 | 0 | [6 empty] | NOS | 1 |  | RN/DL/AC/D4-LEDS- RUNYES DENTAL HEAD LED LIGHT
IM00762 | Dental Chair Accessoires-Runyes Dental Head Light Model D4-2 |  |  | A Class | NOS | NOS | I-Inventory | FG-Finish Good |  | Accessories | Dental Chair-Accessories | Dental Equiment | Main Location | 90184900 |  | FIFO | Runyes | [8 empty] | 0 | 0 | 0 | 1 | 0 | 0 | [6 empty] | NOS | 1 |  | RN/DL/AC/LEDS-RUNYES CHAIR LIGHT MOD. D4-2
IM00763 | Dental Assistant Chair Upholstery- Runyes Innova Gold- Dark Blue # S06 |  |  | A Class | NOS | NOS | I-Inventory | FG-Finish Good |  | Accessories | Dental Chair-Accessories | Dental Equiment | Main Location | 90184900 |  | FIFO | Runyes | [8 empty] | 0 | 0 | 0 | 1 | 0 | 0 | [6 empty] | NOS | 1 |  | RN/DS/UP/RUNYES INNOVA GOLD DENTIST ASST. CHAIR UPHOL. D.BLUE S06
IM00764 | Dental Assistant Chair Upholstery- Runyes Innova Gold- Dark Green # S06 |  |  | A Class | NOS | NOS | I-Inventory | FG-Finish Good |  | Accessories | Dental Chair-Accessories | Dental Equiment | Main Location | 90184900 |  | FIFO | Runyes | [8 empty] | 0 | 0 | 0 | 1 | 0 | 0 | [6 empty] | NOS | 1 |  | RN/DS/UP/RUNYES INNOVA GOLD DENTIST ASST. CHAIR UPHOL. D.GREEN S06
IM00765 | Dental Chair Upholstery-Innova Gold/Pad- Yellow # C04 |  |  | A Class | NOS | NOS | I-Inventory | FG-Finish Good |  | Accessories | Dental Chair-Accessories | Dental Equiment | Main Location | 90184900 |  | FIFO | Runyes | [8 empty] | 0 | 0 | 0 | 1 | 0 | 0 | [6 empty] | NOS | 1 |  | RN/DC/UP/RUNYES CHAIR UPHL INNOVA GOLD/PAD YELLOW C04
IM00766 | Dental Chair Upholstery- Runyes Innova Gold/Pad-Apple Green #C02 |  |  | A Class | NOS | NOS | I-Inventory | FG-Finish Good |  | Accessories | Dental Chair-Accessories | Dental Equiment | Main Location | 90184900 |  | FIFO | Runyes | [8 empty] | 0 | 0 | 0 | 1 | 0 | 0 | [6 empty] | NOS | 1 |  | RN/DC/UP/RUNYES CHAIR UPHL INNOVA GOLD/PAD/APPLE GREEN C02
IM00767 | Dental Chair Upholstery- Runyes Innova Gold/Pad-Light Blue #C05 |  |  | A Class | NOS | NOS | I-Inventory | FG-Finish Good |  | Accessories | Dental Chair-Accessories | Dental Equiment | Main Location | 90184900 |  | FIFO | Runyes | [8 empty] | 0 | 0 | 0 | 1 | 0 | 0 | [6 empty] | NOS | 1 |  | RN/DC/UP/RUNYES CHAIR UPHL INNOVA GOLD/PAD/LIGHT BLUE C05
IM00768 | Dental Chair Upholstery- Runyes Innova Gold/Pad-Sea Green #C03 |  |  | A Class | NOS | NOS | I-Inventory | FG-Finish Good |  | Accessories | Dental Chair-Accessories | Dental Equiment | Main Location | 90184900 |  | FIFO | Runyes | [8 empty] | 0 | 0 | 0 | 1 | 0 | 0 | [6 empty] | NOS | 1 |  | RN/DC/UP/RUNYES CHAIR UPHL INNOVA GOLD/PAD/SEA GREEN C03
IM00769 | Dental Chair Upholstery- Runyes Innova Gold/Pad-Dark Blue # C01 |  |  | A Class | NOS | NOS | I-Inventory | FG-Finish Good |  | Accessories | Dental Chair-Accessories | Dental Equiment | Main Location | 90184900 |  | FIFO | Runyes | [8 empty] | 0 | 0 | 0 | 1 | 0 | 0 | [6 empty] | NOS | 1 |  | RN/DC/UP/RUNYES CHAIR UPHL INNOVA PAD/DARK BLUE C01
IM00770 | Dental Assistant Chair- Gnatus |  |  | A Class | NOS | NOS | I-Inventory | FG-Finish Good |  | Accessories | Dental Chair-Accessories | Dental Equiment | Main Location | 90184900 |  | FIFO | Gnatus | [8 empty] | 0 | 0 | 0 | 1 | 0 | 0 | [6 empty] | NOS | 1 |  | GN/DS/AC/ST/GNATUS DENTIST ASST. CHAIR
IM00771 | Dental Assistant Chair- Gnatus TOP |  |  | A Class | NOS | NOS | I-Inventory | FG-Finish Good |  | Accessories | Dental Chair-Accessories | Dental Equiment | Main Location | 90184900 |  | FIFO | Gnatus | [8 empty] | 0 | 0 | 0 | 1 | 0 | 0 | [6 empty] | NOS | 1 |  | GN/DS/AC/STOOL -GNATUS TOP STOOL FOR CHAIR
IM00772 | Dental Assistant Chair- Gnatus- With Foot Ring |  |  | A Class | NOS | NOS | I-Inventory | FG-Finish Good |  | Accessories | Dental Chair-Accessories | Dental Equiment | Main Location | 94021090 |  | FIFO | Gnatus | [8 empty] | 0 | 0 | 0 | 1 | 0 | 0 | [6 empty] | NOS | 1 |  | GN/DS/MC/GNATUS DENTIST ASST. CHAIR WITH FOOT RING
IM00773 | Dental Assistant Chair Upholstery-Gnatus G3-Gold #31 |  |  | A Class | NOS | NOS | I-Inventory | FG-Finish Good |  | Accessories | Dental Chair-Accessories | Dental Equiment | Main Location | 90184900 |  | FIFO | Gnatus | [8 empty] | 0 | 0 | 0 | 1 | 0 | 0 | [6 empty] | NOS | 1 |  | GN/DS/UP/ G3/ GNATUS DENTIST ASST. CHAIR UPHOL. GOLD 31
IM00774 | Dental Assistant Chair Upholstery-Gnatus G3-Gold #40 |  |  | A Class | NOS | NOS | I-Inventory | FG-Finish Good |  | Accessories | Dental Chair-Accessories | Dental Equiment | Main Location | 90184900 |  | FIFO | Gnatus | [8 empty] | 0 | 0 | 0 | 1 | 0 | 0 | [6 empty] | NOS | 1 |  | GN/DS/UP/ G3/ GNATUS STOOL UPHOL. GOLD 31
IM00775 | Dental Assistant Chair Upholstery-Gnatus G3-Light Blue #38 |  |  | A Class | NOS | NOS | I-Inventory | FG-Finish Good |  | Accessories | Dental Chair-Accessories | Dental Equiment | Main Location | 90184900 |  | FIFO | Gnatus | [8 empty] | 0 | 0 | 0 | 1 | 0 | 0 | [6 empty] | NOS | 1 |  | GN/DS/UP/ G3/GNATUS DENTIST ASST. CHAIR UPHOL. L. BLUE 38
IM00776 | Dental Assistant Chair Upholstery-Gnatus G3-Navy Blue #39 |  |  | A Class | NOS | NOS | I-Inventory | FG-Finish Good |  | Accessories | Dental Chair-Accessories | Dental Equiment | Main Location | 90184900 |  | FIFO | Gnatus | [8 empty] | 0 | 0 | 0 | 1 | 0 | 0 | [6 empty] | NOS | 1 |  | GN/DS/UP/ G3/ GNATUS STOOL UPHOL. NAVY BLUE # 39
IM00777 | Dental Assistant Chair Upholstery-Gnatus G3-Navy Blue #39 |  |  | A Class | NOS | NOS | I-Inventory | FG-Finish Good |  | Accessories | Dental Chair-Accessories | Dental Equiment | Main Location | 90184900 |  | FIFO | Gnatus | [8 empty] | 0 | 0 | 0 | 1 | 0 | 0 | [6 empty] | NOS | 1 |  | GN/DS/UP/ G3/GNATUS DENTIST ASST. CHAIR UPHOL. NAVY BLUE 39
IM00778 | Dental Assistant Chair Upholstery-Gnatus G3-Red #32 |  |  | A Class | NOS | NOS | I-Inventory | FG-Finish Good |  | Accessories | Dental Chair-Accessories | Dental Equiment | Main Location | 90184900 |  | FIFO | Gnatus | [8 empty] | 0 | 0 | 0 | 1 | 0 | 0 | [6 empty] | NOS | 1 |  | GN/DS/UP/ G3/ GNATUS DENTIST ASST. CHAIR UPHOL. RED 32
IM00779 | Dental Assistant Chair Upholstery-Gnatus G3-White #40 |  |  | A Class | NOS | NOS | I-Inventory | FG-Finish Good |  | Accessories | Dental Chair-Accessories | Dental Equiment | Main Location | 90184900 |  | FIFO | Gnatus | [8 empty] | 0 | 0 | 0 | 1 | 0 | 0 | [6 empty] | NOS | 1 |  | GN/DS/UP/ G3/ GNATUS DENTIST ASST. CHAIR UPHOL. WHITE 40
IM00780 | Dental Assistant Chair Upholstery-Gnatus S200-Agata #102 |  |  | A Class | NOS | NOS | I-Inventory | FG-Finish Good |  | Accessories | Dental Chair-Accessories | Dental Equiment | Main Location | 90184900 |  | FIFO | Gnatus | [8 empty] | 0 | 0 | 0 | 1 | 0 | 0 | [6 empty] | NOS | 1 |  | GN/DS/UP/S200/GNATUS DENTIST ASST CHAIR UPHOL. AGATA 102
IM00781 | Dental Assistant Chair Upholstery-Gnatus S200-Desert Rose #35 |  |  | A Class | NOS | NOS | I-Inventory | FG-Finish Good |  | Accessories | Dental Chair-Accessories | Dental Equiment | Main Location | 90184900 |  | FIFO | Gnatus | [8 empty] | 0 | 0 | 0 | 1 | 0 | 0 | [6 empty] | NOS | 1 |  | GN/DS/UP/S200/GNATUS DENTIST ASST CHAIR UPHOL. DESERT ROSE - 35
IM00782 | Dental Assistant Chair Upholstery-Gnatus S200-Granada #103 |  |  | A Class | NOS | NOS | I-Inventory | FG-Finish Good |  | Accessories | Dental Chair-Accessories | Dental Equiment | Main Location | 90184900 |  | FIFO | Gnatus | [8 empty] | 0 | 0 | 0 | 1 | 0 | 0 | [6 empty] | NOS | 1 |  | GN/DS/UP/S200/GNATUS DENTIST ASST CHAIR UPHOL. GRANADA 103
IM00783 | Dental Assistant Chair Upholstery-Gnatus S200-Nozes #90 |  |  | A Class | NOS | NOS | I-Inventory | FG-Finish Good |  | Accessories | Dental Chair-Accessories | Dental Equiment | Main Location | 90184900 |  | FIFO | Gnatus | [8 empty] | 0 | 0 | 0 | 1 | 0 | 0 | [6 empty] | NOS | 1 |  | GN/DS/UP/S200/GNATUS DENTIST ASST CHAIR UPHOL. NOZES 90
IM00784 | Dental Assistant Chair Upholstery-Gnatus S500H-Campfire #44 |  |  | A Class | NOS | NOS | I-Inventory | FG-Finish Good |  | Accessories | Dental Chair-Accessories | Dental Equiment | Main Location | 90184900 |  | FIFO | Gnatus | [8 empty] | 0 | 0 | 0 | 1 | 0 | 0 | [6 empty] | NOS | 1 |  | GN/DS/UP/S500H/GNATUS DENTAL ASST. CHAIR LEATHER UPHOLSERYÃÂ CAMPFIRE-44
IM00785 | Dental Assistant Chair Upholstery-Gnatus S500H-Capri #45 |  |  | A Class | NOS | NOS | I-Inventory | FG-Finish Good |  | Accessories | Dental Chair-Accessories | Dental Equiment | Main Location | 90184900 |  | FIFO | Gnatus | [8 empty] | 0 | 0 | 0 | 1 | 0 | 0 | [6 empty] | NOS | 1 |  | GN/DS/UP/S500H/GNATUS DENTAL ASST. CHAIR LEATHER UPHOLSERY CAPRI-45
IM00786 | Dental Assistant Chair Upholstery-Gnatus S500H-Marine #76 |  |  | A Class | NOS | NOS | I-Inventory | FG-Finish Good |  | Accessories | Dental Chair-Accessories | Dental Equiment | Main Location | 90184900 |  | FIFO | Gnatus | [8 empty] | 0 | 0 | 0 | 1 | 0 | 0 | [6 empty] | NOS | 1 |  | GN/DS/UP/S500H/GNATUS DENTAL ASST. CHAIR LEATHER UPHOLSERY MARINE- 76
IM00787 | Dental Assistant Chair Upholstery-Gnatus S500H-Nozes #90 |  |  | A Class | NOS | NOS | I-Inventory | FG-Finish Good |  | Accessories | Dental Chair-Accessories | Dental Equiment | Main Location | 90184900 |  | FIFO | Gnatus | [8 empty] | 0 | 0 | 0 | 1 | 0 | 0 | [6 empty] | NOS | 1 |  | GN/DS/UP/S500H/GNATUS DENTAL ASST. CHAIR LEATHER UPHL NOZES- 90
IM00788 | Dental Chair Accessories- Gnatus Head Light Presus Led |  |  | A Class | NOS | NOS | I-Inventory | FG-Finish Good |  | Accessories | Dental Chair-Accessories | Dental Equiment | Main Location | 90184900 |  | FIFO | Gnatus | [8 empty] | 0 | 0 | 0 | 1 | 0 | 0 | [6 empty] | NOS | 1 |  | GN/DL/AC/GNATUS DENTAL HEAD LIGHT PERSUS LED
IM00789 | Dental Chair Accessories- Gnatus Light Head 5 LED |  |  | A Class | NOS | NOS | I-Inventory | FG-Finish Good |  | Accessories | Dental Chair-Accessories | Dental Equiment | Main Location | 90184900 |  | FIFO | Gnatus | [8 empty] | 0 | 0 | 0 | 1 | 0 | 0 | [6 empty] | NOS | 1 |  | GN/DL/AC/HEAD 5LEDS-GNATUS DENTAL LIGHT HEAD 5 LED
IM00790 | Dental Chair Upholstery-Gnatus G4 Laminate Light Blue #08 |  |  | A Class | NOS | NOS | I-Inventory | FG-Finish Good |  | Accessories | Dental Chair-Accessories | Dental Equiment | Main Location | 90184900 |  | FIFO | Gnatus | [8 empty] | 0 | 0 | 0 | 1 | 0 | 0 | [6 empty] | NOS | 1 |  | GN/DC/UP/G4/GNATUS CHAIRUPHL G4LAM.L.BLUE 08
IM00791 | Dental Chair Upholstery-Gnatus G4 Laminate Light Green #06 |  |  | A Class | NOS | NOS | I-Inventory | FG-Finish Good |  | Accessories | Dental Chair-Accessories | Dental Equiment | Main Location | 90184900 |  | FIFO | Gnatus | [8 empty] | 0 | 0 | 0 | 1 | 0 | 0 | [6 empty] | NOS | 1 |  | GN/DC/UP/G4/GNATUS CHAIR UPHL G4 LAM. L. GREEN 06
IM00792 | Dental Chair Upholstery-Gnatus G4 Laminate Navy Blue #07 |  |  | A Class | NOS | NOS | I-Inventory | FG-Finish Good |  | Accessories | Dental Chair-Accessories | Dental Equiment | Main Location | 90184900 |  | FIFO | Gnatus | [8 empty] | 0 | 0 | 0 | 1 | 0 | 0 | [6 empty] | NOS | 1 |  | GN/DC/UP/G4/GNATUS CHAIR UPHL G4 LAM. NAVY BLUE 07
IM00793 | Dental Chair Upholstery-Gnatus G4 Laminate Red #05 |  |  | A Class | NOS | NOS | I-Inventory | FG-Finish Good |  | Accessories | Dental Chair-Accessories | Dental Equiment | Main Location | 90184900 |  | FIFO | Gnatus | [8 empty] | 0 | 0 | 0 | 1 | 0 | 0 | [6 empty] | NOS | 1 |  | GN/DC/UP/G4/GNATUS CHAIR UPHL G4 LAM. RED 05
IM00794 | Dental Chair Upholstery-Gnatus G4 Metalic Copper #03 |  |  | A Class | NOS | NOS | I-Inventory | FG-Finish Good |  | Accessories | Dental Chair-Accessories | Dental Equiment | Main Location | 90184900 |  | FIFO | Gnatus | [8 empty] | 0 | 0 | 0 | 1 | 0 | 0 | [6 empty] | NOS | 1 |  | GN/DC/UP/G4/GNATUS CHAIR UPHL G4 METTALIC COPPER 03
IM00795 | Dental Chair Upholstery-Gnatus G8 Laminated Light Blue #15 |  |  | A Class | NOS | NOS | I-Inventory | FG-Finish Good |  | Accessories | Dental Chair-Accessories | Dental Equiment | Main Location | 90184900 |  | FIFO | Gnatus | [8 empty] | 0 | 0 | 0 | 1 | 0 | 0 | [6 empty] | NOS | 1 |  | GN/DC/UP/G8/GNATUS UPHOL G8 LAM. LIGHT BLUE 15
IM00796 | Dental Chair Upholstery-Gnatus G8 Mettalic Pink |  |  | A Class | NOS | NOS | I-Inventory | FG-Finish Good |  | Accessories | Dental Chair-Accessories | Dental Equiment | Main Location | 90184900 |  | FIFO | Gnatus | [8 empty] | 0 | 0 | 0 | 1 | 0 | 0 | [6 empty] | NOS | 1 |  | GN/DC/UP/G8/GNATUS UPHOL G8 METTALIC PINK
IM00797 | Dental Chair Upholstery-Gnatus G8 Navy Blue #30 |  |  | A Class | NOS | NOS | I-Inventory | FG-Finish Good |  | Accessories | Dental Chair-Accessories | Dental Equiment | Main Location | 90184900 |  | FIFO | Gnatus | [8 empty] | 0 | 0 | 0 | 1 | 0 | 0 | [6 empty] | NOS | 1 |  | GN/DC/UP/G8/GNATUS CHAIR UPHL G8 NAVY BLUE 39 NEW
IM00798 | Dental Chair Upholstery-Gnatus G8 Navy Blue #43 |  |  | A Class | NOS | NOS | I-Inventory | FG-Finish Good |  | Accessories | Dental Chair-Accessories | Dental Equiment | Main Location | 90184900 |  | FIFO | Gnatus | [8 empty] | 0 | 0 | 0 | 1 | 0 | 0 | [6 empty] | NOS | 1 |  | GN/DC/UP/G8/GNATUS CHAIR UPHL G8 NAVY BLUE 43 NEW
IM00799 | Dental Chair Upholstery-Gnatus G8 White #12 |  |  | A Class | NOS | NOS | I-Inventory | FG-Finish Good |  | Accessories | Dental Chair-Accessories | Dental Equiment | Main Location | 90184900 |  | FIFO | Gnatus | [8 empty] | 0 | 0 | 0 | 1 | 0 | 0 | [6 empty] | NOS | 1 |  | GN/DC/UP/G8/GNATUS UPHOL G8 CHAIR WHITE 12
IM00800 | Dental Chair Upholstery-Gnatus Inova Pad Plus Metallic Red #18 |  |  | A Class | NOS | NOS | I-Inventory | FG-Finish Good |  | Accessories | Dental Chair-Accessories | Dental Equiment | Main Location | 90184900 |  | FIFO | Gnatus | [8 empty] | 0 | 0 | 0 | 1 | 0 | 0 | [6 empty] | NOS | 1 |  | GN/DC/UPH/INOVA PAD PLUS CHAIR SEAT UPHOLSTERY METALLIC RED 18
IM00801 | Dental Chair Upholstery-Gnatus S200 Agata #102 |  |  | A Class | NOS | NOS | I-Inventory | FG-Finish Good |  | Accessories | Dental Chair-Accessories | Dental Equiment | Main Location | 90184900 |  | FIFO | Gnatus | [8 empty] | 0 | 0 | 0 | 1 | 0 | 0 | [6 empty] | NOS | 1 |  | GN/DC/UP/S200/GNATUS DENTAL CHAIR UPHOL AGATA 102
IM00802 | Dental Chair Upholstery-Gnatus S200 Dessert Rose #35 |  |  | A Class | NOS | NOS | I-Inventory | FG-Finish Good |  | Accessories | Dental Chair-Accessories | Dental Equiment | Main Location | 90184900 |  | FIFO | Gnatus | [8 empty] | 0 | 0 | 0 | 1 | 0 | 0 | [6 empty] | NOS | 1 |  | GN/DC/UP/S200/GNATUS DENTAL CHAIR UPHOL DESERT ROSE-35
IM00803 | Dental Chair Upholstery-Gnatus S200 Golden #31 |  |  | A Class | NOS | NOS | I-Inventory | FG-Finish Good |  | Accessories | Dental Chair-Accessories | Dental Equiment | Main Location | 90184900 |  | FIFO | Gnatus | [8 empty] | 0 | 0 | 0 | 1 | 0 | 0 | [6 empty] | NOS | 1 |  | GN/DC/UP/S200/GNATUS DENTAL CHAIR UPHOL GOLDEN-31
IM00804 | Dental Chair Upholstery-Gnatus S200 Granada #103 |  |  | A Class | NOS | NOS | I-Inventory | FG-Finish Good |  | Accessories | Dental Chair-Accessories | Dental Equiment | Main Location | 90184900 |  | FIFO | Gnatus | [8 empty] | 0 | 0 | 0 | 1 | 0 | 0 | [6 empty] | NOS | 1 |  | GN/DC/UP/S200/GNATUS DENTAL CHAIR UPHOL GRANADA 103
IM00805 | Dental Chair Upholstery-Gnatus S200 Light Blue #38 |  |  | A Class | NOS | NOS | I-Inventory | FG-Finish Good |  | Accessories | Dental Chair-Accessories | Dental Equiment | Main Location | 90184900 |  | FIFO | Gnatus | [8 empty] | 0 | 0 | 0 | 1 | 0 | 0 | [6 empty] | NOS | 1 |  | GN/DC/UP/S200/GNATUS DENTAL CHAIR UPHOL L.BLUE -38
IM00806 | Dental Chair Upholstery-Gnatus S200 Navy Blue #39 |  |  | A Class | NOS | NOS | I-Inventory | FG-Finish Good |  | Accessories | Dental Chair-Accessories | Dental Equiment | Main Location | 90184900 |  | FIFO | Gnatus | [8 empty] | 0 | 0 | 0 | 1 | 0 | 0 | [6 empty] | NOS | 1 |  | GN/DC/UP/S200/GNATUS DENTAL CHAIR UPHOLSERY NAVY BLUE-39
IM00807 | Dental Chair Upholstery-Gnatus S200 Nozes #90 |  |  | A Class | NOS | NOS | I-Inventory | FG-Finish Good |  | Accessories | Dental Chair-Accessories | Dental Equiment | Main Location | 90184900 |  | FIFO | Gnatus | [8 empty] | 0 | 0 | 0 | 1 | 0 | 0 | [6 empty] | NOS | 1 |  | GN/DC/UP/S200/GNATUS DENTAL CHAIR UPHOL NOZES 90
IM00808 | Dental Chair Upholstery-Gnatus S200 Orange #41 |  |  | A Class | NOS | NOS | I-Inventory | FG-Finish Good |  | Accessories | Dental Chair-Accessories | Dental Equiment | Main Location | 90184900 |  | FIFO | Gnatus | [8 empty] | 0 | 0 | 0 | 1 | 0 | 0 | [6 empty] | NOS | 1 |  | GN/DC/UP/S200/GNATUS DENTAL CHAIR UPHOL ORANGE-41
IM00809 | Dental Chair Upholstery-Gnatus S200 Silver #30 |  |  | A Class | NOS | NOS | I-Inventory | FG-Finish Good |  | Accessories | Dental Chair-Accessories | Dental Equiment | Main Location | 90184900 |  | FIFO | Gnatus | [8 empty] | 0 | 0 | 0 | 1 | 0 | 0 | [6 empty] | NOS | 1 |  | GN/DC/UP/S200/GNATUS DENTAL CHAIR UPHOL SILVER -30
IM00810 | Dental Chair Upholstery-Gnatus S500H Leather Campfire #44 |  |  | A Class | NOS | NOS | I-Inventory | FG-Finish Good |  | Accessories | Dental Chair-Accessories | Dental Equiment | Main Location | 90184900 |  | FIFO | Gnatus | [8 empty] | 0 | 0 | 0 | 1 | 0 | 0 | [6 empty] | NOS | 1 |  | GN/DC/UP/S500H/GNATUS DENTAL CHAIR LEATHER UPHOL CAMPFIRE-44
IM00811 | Dental Chair Upholstery-Gnatus S500H Leather Capri #45 |  |  | A Class | NOS | NOS | I-Inventory | FG-Finish Good |  | Accessories | Dental Chair-Accessories | Dental Equiment | Main Location | 90184900 |  | FIFO | Gnatus | [8 empty] | 0 | 0 | 0 | 1 | 0 | 0 | [6 empty] | NOS | 1 |  | GN/DC/UP/S500H/GNATUS DENTAL CHAIR LEATHER UPHOL CAPRI-45
IM00812 | Dental Chair Upholstery-Gnatus S500H Leather Marine #76 |  |  | A Class | NOS | NOS | I-Inventory | FG-Finish Good |  | Accessories | Dental Chair-Accessories | Dental Equiment | Main Location | 90184900 |  | FIFO | Gnatus | [8 empty] | 0 | 0 | 0 | 1 | 0 | 0 | [6 empty] | NOS | 1 |  | GN/DC/UP/S500H/GNATUS DENTAL CHAIR LEATHER UPHOL MARINE-76
IM00813 | Dental Chair Upholstery-Gnatus S500H Leather Nozes #90 |  |  | A Class | NOS | NOS | I-Inventory | FG-Finish Good |  | Accessories | Dental Chair-Accessories | Dental Equiment | Main Location | 90184900 |  | FIFO | Gnatus | [8 empty] | 0 | 0 | 0 | 1 | 0 | 0 | [6 empty] | NOS | 1 |  | GN/DC/UP/S500H/GNATUS DENTAL CHAIR LEATHER UPHOL NOZES-90
IM00814 | Dental Chair Upholstery-Gnatus Top Chair Lamenated Light Green #6 |  |  | A Class | NOS | NOS | I-Inventory | FG-Finish Good |  | Accessories | Dental Chair-Accessories | Dental Equiment | Main Location | 90184900 |  | FIFO | Gnatus | [8 empty] | 0 | 0 | 0 | 1 | 0 | 0 | [6 empty] | NOS | 1 |  | GN/DC/UP/TOP GNATUS CH. UPHOL. (LAM L GREEN) 06
IM00815 | Dental Chair Upholstery-Gnatus Top Chair Lamenated Red #5 |  |  | A Class | NOS | NOS | I-Inventory | FG-Finish Good |  | Accessories | Dental Chair-Accessories | Dental Equiment | Main Location | 90184900 |  | FIFO | Gnatus | [8 empty] | 0 | 0 | 0 | 1 | 0 | 0 | [6 empty] | NOS | 1 |  | GN/DC/UP/TOP CHAIR GNATUS UPHOL. (LAM RED) 05
IM00816 | Dental Assistant Chair- Gnatus S200/300/400/5000H |  |  | A Class | NOS | NOS | I-Inventory | FG-Finish Good |  | Accessories | Dental Chair-Accessories | Dental Equiment | Main Location | 90184900 |  | FIFO | Gnatus | [8 empty] | 0 | 0 | 0 | 1 | 0 | 0 | [6 empty] | NOS | 1 |  | GN/DS/MC/S500/S400/S300/S200 GNATUS DENTIST ASST. CHAIR
IM00817 | Dental Assistant Chair Upholstery-Gnatus S200-Angra/Light Green #88 |  |  | A Class | NOS | NOS | I-Inventory | FG-Finish Good |  | Accessories | Dental Chair-Accessories | Dental Equiment | Main Location | 90184900 |  | FIFO | Gnatus | [8 empty] | 0 | 0 | 0 | 1 | 0 | 0 | [6 empty] | NOS | 1 |  | GN/DS/UP/S200/GNATUS DENTIST ASST CHAIR UPHOL. ANGRA/L.GREEN -88
IM00818 | Dental Assistant Chair Upholstery-Gnatus S300/400-Agata #102 |  |  | A Class | NOS | NOS | I-Inventory | FG-Finish Good |  | Accessories | Dental Chair-Accessories | Dental Equiment | Main Location | 90184900 |  | FIFO | Gnatus | [8 empty] | 0 | 0 | 0 | 1 | 0 | 0 | [6 empty] | NOS | 1 |  | GN/DS/UP/S300/S400/GNATUS DENTIST ASST CHAIR UPHOL. AGATA 102
IM00819 | Dental Assistant Chair Upholstery-Gnatus S300/400-Angra/Light Green #88 |  |  | A Class | NOS | NOS | I-Inventory | FG-Finish Good |  | Accessories | Dental Chair-Accessories | Dental Equiment | Main Location | 90184900 |  | FIFO | Gnatus | [8 empty] | 0 | 0 | 0 | 1 | 0 | 0 | [6 empty] | NOS | 1 |  | GN/DS/UP/S300/S400/GNATUS DENTIST ASST CHAIR UPHOL. ANGRA/L.GREEN - 88
IM00820 | Dental Assistant Chair Upholstery-Gnatus S300/400-Granada #103 |  |  | A Class | NOS | NOS | I-Inventory | FG-Finish Good |  | Accessories | Dental Chair-Accessories | Dental Equiment | Main Location | 90184900 |  | FIFO | Gnatus | [8 empty] | 0 | 0 | 0 | 1 | 0 | 0 | [6 empty] | NOS | 1 |  | GN/DS/UP/S300/S400/GNATUS DENTIST ASST CHAIR UPHOL. GRANADA 103
IM00821 | Dental Assistant Chair Upholstery-Gnatus S300/400-Nozes #90 |  |  | A Class | NOS | NOS | I-Inventory | FG-Finish Good |  | Accessories | Dental Chair-Accessories | Dental Equiment | Main Location | 90184900 |  | FIFO | Gnatus | [8 empty] | 0 | 0 | 0 | 1 | 0 | 0 | [6 empty] | NOS | 1 |  | GN/DS/UP/S300/S400/GNATUS DENTIST ASST CHAIR UPHOL. NOZES 90
IM00822 | Dental Chair Upholstery-Gnatus G3 New/G3 Plus Gold #31 |  |  | A Class | NOS | NOS | I-Inventory | FG-Finish Good |  | Accessories | Dental Chair-Accessories | Dental Equiment | Main Location | 90184900 |  | FIFO | Gnatus | [8 empty] | 0 | 0 | 0 | 1 | 0 | 0 | [6 empty] | NOS | 1 |  | GN/DC/UP/G3/GNATUS CHAIR UPHL G3 NEW/G3 PLUS GOLD 31
IM00823 | Dental Chair Upholstery-Gnatus G3 New/G3 Plus Light Blue #43 |  |  | A Class | NOS | NOS | I-Inventory | FG-Finish Good |  | Accessories | Dental Chair-Accessories | Dental Equiment | Main Location | 90184900 |  | FIFO | Gnatus | [8 empty] | 0 | 0 | 0 | 1 | 0 | 0 | [6 empty] | NOS | 1 |  | GN/DC/UP/G3/GNATUS CHAIR UPHL G3 NEW/G3 PLUS L. BLUE 43
IM00824 | Dental Chair Upholstery-Gnatus G3 New/G3 Plus Light Green #36 |  |  | A Class | NOS | NOS | I-Inventory | FG-Finish Good |  | Accessories | Dental Chair-Accessories | Dental Equiment | Main Location | 90330000 |  | FIFO | Gnatus | [8 empty] | 0 | 0 | 0 | 1 | 0 | 0 | [6 empty] | NOS | 1 |  | GN/DC/UP/G3/ GNATUS CHAIR UPHL G3 NEW/G3 PLUS L . GREEN 36
IM00825 | Dental Chair Upholstery-Gnatus G3 New/G3 Plus Lilac #34 |  |  | A Class | NOS | NOS | I-Inventory | FG-Finish Good |  | Accessories | Dental Chair-Accessories | Dental Equiment | Main Location | 90184900 |  | FIFO | Gnatus | [8 empty] | 0 | 0 | 0 | 1 | 0 | 0 | [6 empty] | NOS | 1 |  | GN/DC/UP/G3/ GNATUS CHAIR UPHL G3 NEW/G3 PLUS LILAC 34
IM00826 | Dental Chair Upholstery-Gnatus G3 New/G3 Plus Mint Green #42 |  |  | A Class | NOS | NOS | I-Inventory | FG-Finish Good |  | Accessories | Dental Chair-Accessories | Dental Equiment | Main Location | 90184900 |  | FIFO | Gnatus | [8 empty] | 0 | 0 | 0 | 1 | 0 | 0 | [6 empty] | NOS | 1 |  | GN/DC/UP/G3/GNATUS CHAIR UPHL G3 NEW/G3 PLUS MINT GREEN 42
IM00827 | Dental Chair Upholstery-Gnatus G3 New/G3 Plus Navy Blue #39 |  |  | A Class | NOS | NOS | I-Inventory | FG-Finish Good |  | Accessories | Dental Chair-Accessories | Dental Equiment | Main Location | 90184900 |  | FIFO | Gnatus | [8 empty] | 0 | 0 | 0 | 1 | 0 | 0 | [6 empty] | NOS | 1 |  | GN/DC/UP/G3/GNATUS CHAIR UPHL G3 NEW/G3 PLUS NAVY BLUE 39
IM00828 | Dental Chair Upholstery-Gnatus G3 New/G3 Plus Orange #41 |  |  | A Class | NOS | NOS | I-Inventory | FG-Finish Good |  | Accessories | Dental Chair-Accessories | Dental Equiment | Main Location | 90184900 |  | FIFO | Gnatus | [8 empty] | 0 | 0 | 0 | 1 | 0 | 0 | [6 empty] | NOS | 1 |  | GN/DC/UP/G3/GNATUS CHAIR UPHL G3 NEW/G3 PLUS ORANGE 41
IM00829 | Dental Chair Upholstery-Gnatus G3 New/G3 Plus Red #32 |  |  | A Class | NOS | NOS | I-Inventory | FG-Finish Good |  | Accessories | Dental Chair-Accessories | Dental Equiment | Main Location | 90184900 |  | FIFO | Gnatus | [8 empty] | 0 | 0 | 0 | 1 | 0 | 0 | [6 empty] | NOS | 1 |  | GN/DC/UP/G3/GNATUS CHAIR UPHL G3 NEW/G3 PLUS RED 32
IM00830 | Dental Chair Upholstery-Gnatus G3 New/G3 Plus White #40 |  |  | A Class | NOS | NOS | I-Inventory | FG-Finish Good |  | Accessories | Dental Chair-Accessories | Dental Equiment | Main Location | 90184900 |  | FIFO | Gnatus | [8 empty] | 0 | 0 | 0 | 1 | 0 | 0 | [6 empty] | NOS | 1 |  | GN/DC/UP/G3 GNATUS CHAIR UPHL G3 NEW G3 PLUS WHITE 40
IM00831 | Dental Chair Upholstery-Gnatus S200 Angra/Light Green #88 |  |  | A Class | NOS | NOS | I-Inventory | FG-Finish Good |  | Accessories | Dental Chair-Accessories | Dental Equiment | Main Location | 90184900 |  | FIFO | Gnatus | [8 empty] | 0 | 0 | 0 | 1 | 0 | 0 | [6 empty] | NOS | 1 |  | GN/DC/UP/S200/GNATUS DENTAL CHAIR UPHOL ANGRA /L. GREEN -88
IM00832 | Dental Chair Upholstery-Gnatus S300/400 Agata #102 |  |  | A Class | NOS | NOS | I-Inventory | FG-Finish Good |  | Accessories | Dental Chair-Accessories | Dental Equiment | Main Location | 90184900 |  | FIFO | Gnatus | [8 empty] | 0 | 0 | 0 | 1 | 0 | 0 | [6 empty] | NOS | 1 |  | GN/DC/UP/S300/S400/GNATUS DENTAL CHAIR UPHOL AGATA 102
IM00833 | Dental Chair Upholstery-Gnatus S300/400 Angra/Light Green #88 |  |  | A Class | NOS | NOS | I-Inventory | FG-Finish Good |  | Accessories | Dental Chair-Accessories | Dental Equiment | Main Location | 90184900 |  | FIFO | Gnatus | [8 empty] | 0 | 0 | 0 | 1 | 0 | 0 | [6 empty] | NOS | 1 |  | GN/DC/UP/S300/S400/GNATUS DENTAL CHAIR UPHOL ANGRA /L. GREEN -88
IM00834 | Dental Chair Upholstery-Gnatus S300/400 Golden #31 |  |  | A Class | NOS | NOS | I-Inventory | FG-Finish Good |  | Accessories | Dental Chair-Accessories | Dental Equiment | Main Location | 90184900 |  | FIFO | Gnatus | [8 empty] | 0 | 0 | 0 | 1 | 0 | 0 | [6 empty] | NOS | 1 |  | GN/DC/UP/S300/S400/GNATUS DENTAL CHAIR UPHOL GOLDEN-31
IM00835 | Dental Chair Upholstery-Gnatus S300/400 Granda #103 |  |  | A Class | NOS | NOS | I-Inventory | FG-Finish Good |  | Accessories | Dental Chair-Accessories | Dental Equiment | Main Location | 90184900 |  | FIFO | Gnatus | [8 empty] | 0 | 0 | 0 | 1 | 0 | 0 | [6 empty] | NOS | 1 |  | GN/DC/UP/S300/S400/GNATUS DENTAL CHAIR UPHOL GRANADA 103
IM00836 | Dental Chair Upholstery-Gnatus S300/400 Light Blue #38 |  |  | A Class | NOS | NOS | I-Inventory | TG-Trading Good |  | Accessories | Dental Chair-Accessories | Dental Equiment | Main Location | 90184900 |  | FIFO | Gnatus | [8 empty] | 0 | 0 | 0 | 1 | 0 | 0 | [6 empty] | NOS | 1 |  | GN/DC/UP/S300/S400/GNATUS DENTAL CHAIR UPHOL L.BLUE -38
IM00837 | Dental Chair Upholstery-Gnatus S300/400 Navy Blue #39 |  |  | A Class | NOS | NOS | I-Inventory | FG-Finish Good |  | Accessories | Dental Chair-Accessories | Dental Equiment | Main Location | 90184900 |  | FIFO | Gnatus | [8 empty] | 0 | 0 | 0 | 1 | 0 | 0 | [6 empty] | NOS | 1 |  | GN/DC/UP/S300/S400/GNATUS DENTAL CHAIR UPHOL NAVY BLUE-39
IM00838 | Dental Chair Upholstery-Gnatus S300/400 Nozes #90 |  |  | A Class | NOS | NOS | I-Inventory | FG-Finish Good |  | Accessories | Dental Chair-Accessories | Dental Equiment | Main Location | 90184900 |  | FIFO | Gnatus | [8 empty] | 0 | 0 | 0 | 1 | 0 | 0 | [6 empty] | NOS | 1 |  | GN/DC/UP/S300/S400/GNATUS DENTAL CHAIR UPHOL NOZES 90
IM00839 | Dental Chair Upholstery-Gnatus S300/400 Orange #41 |  |  | A Class | NOS | NOS | I-Inventory | FG-Finish Good |  | Accessories | Dental Chair-Accessories | Dental Equiment | Main Location | 90184900 |  | FIFO | Gnatus | [8 empty] | 0 | 0 | 0 | 1 | 0 | 0 | [6 empty] | NOS | 1 |  | GN/DC/UP/S300/S400/GNATUS DENTAL CHAIR UPHOL ORANGE-41
IM00840 | Dental Chair Upholstery-Gnatus S300/400 Silver #30 |  |  | A Class | NOS | NOS | I-Inventory | FG-Finish Good |  | Accessories | Dental Chair-Accessories | Dental Equiment | Main Location | 90184900 |  | FIFO | Gnatus | [8 empty] | 0 | 0 | 0 | 1 | 0 | 0 | [6 empty] | NOS | 1 |  | GN/DC/UP/S300/S400/GNATUS DENTAL CHAIR UPHOL SILVER-30
IM00841 | Installation Kit- Utkrisht |  |  | A Class | NOS | NOS | I-Inventory | O-Other |  | Consumables | Dental Chair-Consumables | Dental Equiment | Main Location | 90184900 |  | FIFO | Bestodent | [8 empty] | 0 | 0 | 0 | 1 | 0 | 0 | [6 empty] | NOS | 1 |  | KIT -110 INSTALLATION KIT FOR UTKRISHT CHAIR
IM00842 | Dental Chair Spares-Cefla Clamp of Monitor for Chair |  |  | A Class | NOS | NOS | I-Inventory | FG-Finish Good |  | Spares | Dental Chair-Spares | Dental Equiment | Main Location | 90184900 |  | FIFO | Anthos/Cefla | [8 empty] | 0 | 0 | 0 | 1 | 0 | 0 | [6 empty] | NOS | 1 |  | AN/AC/ANTHOS/TFT/CLAMP OF MONITOR FOR ANTHOS CHAIR
IM00843 | Dental Chair Spares- Anthos- Halogen Light for Anthos A2 Chair |  |  | A Class | NOS | NOS | I-Inventory | FG-Finish Good |  | Spares | Dental Chair-Spares | Dental Equiment | Main Location | 90184900 |  | FIFO | Anthos/Cefla | [8 empty] | 0 | 0 | 0 | 1 | 0 | 0 | [6 empty] | NOS | 1 |  | AN/DL/AC/HALOGEN LIGHT FOR ANTHOS A2 CHAIR
IM00844 | Dental Chair Spares-Anthos Syr Valve Front Body for 2-95509135 |  |  | A Class | NOS | NOS | I-Inventory | FG-Finish Good |  | Spares | Dental Chair-Spares | Dental Equiment | Main Location | 90330000 |  | FIFO | Anthos/Cefla | [8 empty] | 0 | 0 | 0 | 1 | 0 | 0 | [6 empty] | NOS | 1 |  | CF/DC/SP/SYR.VALVE FRONT BODY OR FOR 2-95509135
IM00845 | Dental Chair-Spares- Avayana Handpeice Coupling Outer Sleeve |  |  | A Class | NOS | NOS | I-Inventory | FG-Finish Good |  | Spares | Dental Chair-Spares | Dental Equiment | Main Location | 90330000 |  | FIFO | Confident | [8 empty] | 0 | 0 | 0 | 1 | 0 | 0 | [6 empty] | NOS | 1 |  | CF/DC/SP/HANDPIECE COUPLING-OUTER SLEEVE
IM00846 | Dental Chair-Spares- Avayana Suction Motor Cover |  |  | A Class | NOS | NOS | I-Inventory | FG-Finish Good |  | Spares | Dental Chair-Spares | Dental Equiment | Main Location | 90330000 |  | FIFO | Confident | [8 empty] | 0 | 0 | 0 | 1 | 0 | 0 | [6 empty] | NOS | 1 |  | CF/LU/SP/ CONFIDENT SUCTION MOTOR COVER
IM00847 | Dental Chair-Spares- Avayana Suction Motor SM01 |  |  | A Class | NOS | NOS | I-Inventory | FG-Finish Good |  | Spares | Dental Chair-Spares | Dental Equiment | Main Location | 90330000 |  | FIFO | Confident | [8 empty] | 0 | 0 | 0 | 1 | 0 | 0 | [6 empty] | NOS | 1 |  | CF/LU/SP/ CONFIDENT SUCTION MOTOR SM01
IM00848 | Dental Chair-Spares- Avayana LED Fixing Cap |  |  | A Class | NOS | NOS | I-Inventory | FG-Finish Good |  | Spares | Dental Chair-Spares | Dental Equiment | Main Location | 90330000 |  | FIFO | Confident | [8 empty] | 0 | 0 | 0 | 1 | 0 | 0 | [6 empty] | NOS | 1 |  | CF/LU/SP/ LED FIXING CAP
IM00849 | Dental Chair-Spares- Avayana LED Light Poly Block |  |  | A Class | NOS | NOS | I-Inventory | FG-Finish Good |  | Spares | Dental Chair-Spares | Dental Equiment | Main Location | 90330000 |  | FIFO | Confident | [8 empty] | 0 | 0 | 0 | 1 | 0 | 0 | [6 empty] | NOS | 1 |  | CF/LU/SP/ LED LIGHT POLY BLOCK
IM00850 | Dental Chair-Spares- Avayana SS10 A PCB |  |  | A Class | NOS | NOS | I-Inventory | FG-Finish Good |  | Spares | Dental Chair-Spares | Dental Equiment | Main Location | 90330000 |  | FIFO | Confident | [8 empty] | 0 | 0 | 0 | 1 | 0 | 0 | [6 empty] | NOS | 1 |  | CF/LU/SP/CONFIDENT SS10 A PCB
IM00851 | Dental Chair-Spares- Avayana Chair Left Handrest Arm |  |  | A Class | NOS | NOS | I-Inventory | FG-Finish Good |  | Spares | Dental Chair-Spares | Dental Equiment | Main Location | 90330000 |  | FIFO | Confident | [8 empty] | 0 | 0 | 0 | 1 | 0 | 0 | [6 empty] | NOS | 1 |  | CN/DC/SP CONFIDENT CHAIR LEFT HANDREST ARM
IM00852 | Dental Chair-Spares- Avayana Chair Right Handrest Arm |  |  | A Class | NOS | NOS | I-Inventory | FG-Finish Good |  | Spares | Dental Chair-Spares | Dental Equiment | Main Location | 90330000 |  | FIFO | Confident | [8 empty] | 0 | 0 | 0 | 1 | 0 | 0 | [6 empty] | NOS | 1 |  | CN/DC/SP CONFIDENT CHAIR RIGHT HANDREST ARM
IM00853 | Dental Chair-Spares- Avayana Chair Delivery Unit Pressure Gauge |  |  | A Class | NOS | NOS | I-Inventory | FG-Finish Good |  | Spares | Dental Chair-Spares | Dental Equiment | Main Location | 90330000 |  | FIFO | Confident | [8 empty] | 0 | 0 | 0 | 1 | 0 | 0 | [6 empty] | NOS | 1 |  | CN/DC/SP/ CONFIDENT CHAIR DELIVERY UNIT PRESSURE GAUGE
IM00854 | Dental Chair-Spares- Avayana Chair Main PCB-ECC Z 60 PCB |  |  | A Class | NOS | NOS | I-Inventory | FG-Finish Good |  | Spares | Dental Chair-Spares | Dental Equiment | Main Location | 90330000 |  | FIFO | Confident | [8 empty] | 0 | 0 | 0 | 1 | 0 | 0 | [6 empty] | NOS | 1 |  | CN/DC/SP/ CONFIDENT CHAIR MAIN PCB- ECC Z 60 PCB
IM00855 | Dental Chair-Spares- Avayana Chair Motor Backrest JC100 |  |  | A Class | NOS | NOS | I-Inventory | FG-Finish Good |  | Spares | Dental Chair-Spares | Dental Equiment | Main Location | 90330000 |  | FIFO | Confident | [8 empty] | 0 | 0 | 0 | 1 | 0 | 0 | [6 empty] | NOS | 1 |  | CN/DC/SP/ CONFIDENT CHAIR MOTOR BACKREST JC100
IM00856 | Dental Chair-Spares- Avayana Chair 2 HP Modular Black Sheet |  |  | A Class | NOS | NOS | I-Inventory | FG-Finish Good |  | Spares | Dental Chair-Spares | Dental Equiment | Main Location | 90330000 |  | FIFO | Confident | [8 empty] | 0 | 0 | 0 | 1 | 0 | 0 | [6 empty] | NOS | 1 |  | CN/DC/SP/CONFIDENT CHAIR 2 HP MODULAR BLACK SHEET
IM00857 | Dental Chair-Spares- Avayana Chair 3 Way Syringe Tubing |  |  | A Class | NOS | NOS | I-Inventory | FG-Finish Good |  | Spares | Dental Chair-Spares | Dental Equiment | Main Location | 90330000 |  | FIFO | Confident | [8 empty] | 0 | 0 | 0 | 1 | 0 | 0 | [6 empty] | NOS | 1 |  | CN/DC/SP/CONFIDENT CHAIR 3 WAY SYRINGE TUBING
IM00858 | Dental Chair-Spares- Avayana Chair Air Regulator |  |  | A Class | NOS | NOS | I-Inventory | FG-Finish Good |  | Spares | Dental Chair-Spares | Dental Equiment | Main Location | 90330000 |  | FIFO | Confident | [8 empty] | 0 | 0 | 0 | 1 | 0 | 0 | [6 empty] | NOS | 1 |  | CN/DC/SP/CONFIDENT CHAIR AIR REGULATOR
IM00859 | Dental Chair-Spares- Avayana Chair Bottle Holder |  |  | A Class | NOS | NOS | I-Inventory | FG-Finish Good |  | Spares | Dental Chair-Spares | Dental Equiment | Main Location | 90330000 |  | FIFO | Confident | [8 empty] | 0 | 0 | 0 | 1 | 0 | 0 | [6 empty] | NOS | 1 |  | CN/DC/SP/CONFIDENT CHAIR BOTTLE HOLDER
IM00860 | Dental Chair-Spares- Avayana Chair Bottle Holder Ring |  |  | A Class | NOS | NOS | I-Inventory | FG-Finish Good |  | Spares | Dental Chair-Spares | Dental Equiment | Main Location | 90330000 |  | FIFO | Confident | [8 empty] | 0 | 0 | 0 | 1 | 0 | 0 | [6 empty] | NOS | 1 |  | CN/DC/SP/CONFIDENT CHAIR BOTTLE HOLDER RING
IM00861 | Dental Chair-Spares- Avayana Chair Combined Solenoid Valve |  |  | A Class | NOS | NOS | I-Inventory | FG-Finish Good |  | Spares | Dental Chair-Spares | Dental Equiment | Main Location | 90330000 |  | FIFO | Confident | [8 empty] | 0 | 0 | 0 | 1 | 0 | 0 | [6 empty] | NOS | 1 |  | CN/DC/SP/CONFIDENT CHAIR COMBINED SOLENOID VALVE
IM00862 | Dental Chair-Spares- Avayana Chair Delivery Unit Upper Cover |  |  | A Class | NOS | NOS | I-Inventory | FG-Finish Good |  | Spares | Dental Chair-Spares | Dental Equiment | Main Location | 90330000 |  | FIFO | Confident | [8 empty] | 0 | 0 | 0 | 1 | 0 | 0 | [6 empty] | NOS | 1 |  | CN/DC/SP/CONFIDENT CHAIR DELIVERY UNIT UPPER COVER
IM00863 | Dental Chair-Spares- Avayana Chair ECC Z 40 KBD U2103041 (5 Switch) |  |  | A Class | NOS | NOS | I-Inventory | FG-Finish Good |  | Spares | Dental Chair-Spares | Dental Equiment | Main Location | 90330000 |  | FIFO | Confident | [8 empty] | 0 | 0 | 0 | 1 | 0 | 0 | [6 empty] | NOS | 1 |  | CN/DC/SP/CONFIDENT CHAIR ECC Z 40 KBD U2103041 ( 5 SWITCH)
IM00864 | Dental Chair-Spares- Avayana Chair Foot Control Joy Stick ECC 20 |  |  | A Class | NOS | NOS | I-Inventory | FG-Finish Good |  | Spares | Dental Chair-Spares | Dental Equiment | Main Location | 90330000 |  | FIFO | Confident | [8 empty] | 0 | 0 | 0 | 1 | 0 | 0 | [6 empty] | NOS | 1 |  | CN/DC/SP/CONFIDENT CHAIR FOOT CONTROL JOY STICK ECC20
IM00865 | Dental Chair-Spares- Avayana Chair Foot Control Valve |  |  | A Class | NOS | NOS | I-Inventory | FG-Finish Good |  | Spares | Dental Chair-Spares | Dental Equiment | Main Location | 90330000 |  | FIFO | Confident | [8 empty] | 0 | 0 | 0 | 1 | 0 | 0 | [6 empty] | NOS | 1 |  | CN/DC/SP/CONFIDENT CHAIR FOOT CONTROL VALVE
IM00866 | Dental Chair-Spares- Avayana Chair Foot Control Valve O Ring |  |  | A Class | NOS | NOS | I-Inventory | FG-Finish Good |  | Spares | Dental Chair-Spares | Dental Equiment | Main Location | 90330000 |  | FIFO | Confident | [8 empty] | 0 | 0 | 0 | 1 | 0 | 0 | [6 empty] | NOS | 1 |  | CN/DC/SP/CONFIDENT CHAIR FOOT CONTROL VALVE O RING
IM00867 | Dental Chair-Spares- Avayana Chair Foot Micro Motor Switch |  |  | A Class | NOS | NOS | I-Inventory | FG-Finish Good |  | Spares | Dental Chair-Spares | Dental Equiment | Main Location | 90330000 |  | FIFO | Confident | [8 empty] | 0 | 0 | 0 | 1 | 0 | 0 | [6 empty] | NOS | 1 |  | CN/DC/SP/CONFIDENT CHAIR FOOT MICRO MOTOR SWITCH
IM00868 | Dental Chair-Spares- Avayana Chair Hanger Valve O Ring And Spring |  |  | A Class | NOS | NOS | I-Inventory | FG-Finish Good |  | Spares | Dental Chair-Spares | Dental Equiment | Main Location | 90330000 |  | FIFO | Confident | [8 empty] | 0 | 0 | 0 | 1 | 0 | 0 | [6 empty] | NOS | 1 |  | CN/DC/SP/CONFIDENT CHAIR HANGER VALVE O RING AND SPRING
IM00869 | Dental Chair-Spares- Avayana Chair Holder Box |  |  | A Class | NOS | NOS | I-Inventory | FG-Finish Good |  | Spares | Dental Chair-Spares | Dental Equiment | Main Location | 90330000 |  | FIFO | Confident | [8 empty] | 0 | 0 | 0 | 1 | 0 | 0 | [6 empty] | NOS | 1 |  | CN/DC/SP/CONFIDENT CHAIR HOLDER BOX
IM00870 | Dental Chair-Spares- Avayana Chair LED Light Reflector Fitting Knob |  |  | A Class | NOS | NOS | I-Inventory | FG-Finish Good |  | Spares | Dental Chair-Spares | Dental Equiment | Main Location | 90330000 |  | FIFO | Confident | [8 empty] | 0 | 0 | 0 | 1 | 0 | 0 | [6 empty] | NOS | 1 |  | CN/DC/SP/CONFIDENT CHAIR LED LIGHT REFLECTOR FITTING KNOB
IM00871 | Dental Chair-Spares- Avayana Chair LED Light U Frame |  |  | A Class | NOS | NOS | I-Inventory | FG-Finish Good |  | Spares | Dental Chair-Spares | Dental Equiment | Main Location | 90330000 |  | FIFO | Confident | [8 empty] | 0 | 0 | 0 | 1 | 0 | 0 | [6 empty] | NOS | 1 |  | CN/DC/SP/CONFIDENT CHAIR LED LIGHT U FRAME
IM00872 | Dental Chair-Spares- Avayana Chair Low Suction Tubing |  |  | A Class | NOS | NOS | I-Inventory | FG-Finish Good |  | Spares | Dental Chair-Spares | Dental Equiment | Main Location | 90330000 |  | FIFO | Confident | [8 empty] | 0 | 0 | 0 | 1 | 0 | 0 | [6 empty] | NOS | 1 |  | CN/DC/SP/CONFIDENT CHAIR LOW SUCTION TUBING
IM00873 | Dental Chair-Spares- Avayana Chair Micro Motor |  |  | A Class | NOS | NOS | I-Inventory | FG-Finish Good |  | Spares | Dental Chair-Spares | Dental Equiment | Main Location | 90330000 |  | FIFO | Confident | [8 empty] | 0 | 0 | 0 | 1 | 0 | 0 | [6 empty] | NOS | 1 |  | CN/DC/SP/CONFIDENT CHAIR MICRO MOTOR
IM00874 | Dental Chair-Spares- Avayana Chair Micromotor PCB DCS DIGI18 With DIGI18 KBD |  |  | A Class | NOS | NOS | I-Inventory | FG-Finish Good |  | Spares | Dental Chair-Spares | Dental Equiment | Main Location | 90330000 |  | FIFO | Confident | [8 empty] | 0 | 0 | 0 | 1 | 0 | 0 | [6 empty] | NOS | 1 |  | CN/DC/SP/CONFIDENT CHAIR MICROMOTOR PCB DCS DIGI18 WITH DIGI 18 KBD
IM00875 | Dental Chair-Spares- Avayana Chair Motor UP Down JC100 |  |  | A Class | NOS | NOS | I-Inventory | FG-Finish Good |  | Spares | Dental Chair-Spares | Dental Equiment | Main Location | 90330000 |  | FIFO | Confident | [8 empty] | 0 | 0 | 0 | 1 | 0 | 0 | [6 empty] | NOS | 1 |  | CN/DC/SP/CONFIDENT CHAIR MOTOR UP DOWN JC100
IM00876 | Dental Chair-Spares- Avayana Chair Scaler Cable-Non Optic |  |  | A Class | NOS | NOS | I-Inventory | FG-Finish Good |  | Spares | Dental Chair-Spares | Dental Equiment | Main Location | 90330000 |  | FIFO | Confident | [8 empty] | 0 | 0 | 0 | 1 | 0 | 0 | [6 empty] | NOS | 1 |  | CN/DC/SP/CONFIDENT CHAIR SCALER CABLE( NON OPTIC)
IM00877 | Dental Chair-Spares- Avayana Chair Scaler Handpeice Non Optic |  |  | A Class | NOS | NOS | I-Inventory | TG-Trading Good |  | Spares | Dental Chair-Spares | Dental Equiment | Main Location | 90330000 |  | FIFO | Confident | [8 empty] | 0 | 0 | 0 | 1 | 0 | 0 | [6 empty] | NOS | 1 |  | CN/DC/SP/CONFIDENT CHAIR SCALER HANDPIECE (NON OPTIC)
IM00878 | Dental Chair-Spares- Avayana Chair Scaler PCB |  |  | A Class | NOS | NOS | I-Inventory | FG-Finish Good |  | Spares | Dental Chair-Spares | Dental Equiment | Main Location | 90330000 |  | FIFO | Confident | [8 empty] | 0 | 0 | 0 | 1 | 0 | 0 | [6 empty] | NOS | 1 |  | CN/DC/SP/CONFIDENT CHAIR SCALER PCB
IM00879 | Dental Chair-Spares- Avayana Chair Scaler Solenoid Valve |  |  | A Class | NOS | NOS | I-Inventory | FG-Finish Good |  | Spares | Dental Chair-Spares | Dental Equiment | Main Location | 90330000 |  | FIFO | Confident | [8 empty] | 0 | 0 | 0 | 1 | 0 | 0 | [6 empty] | NOS | 1 |  | CN/DC/SP/CONFIDENT CHAIR SCALER SOLENOID VALVE
IM00880 | Dental Chair-Spares- Avayana Chair Spitton Coupling |  |  | A Class | NOS | NOS | I-Inventory | FG-Finish Good |  | Spares | Dental Chair-Spares | Dental Equiment | Main Location | 90330000 |  | FIFO | Confident | [8 empty] | 0 | 0 | 0 | 1 | 0 | 0 | [6 empty] | NOS | 1 |  | CN/DC/SP/CONFIDENT CHAIR SPITTON COULING
IM00881 | Dental Chair-Spares- Avayana Chair Spitton MOT003 |  |  | A Class | NOS | NOS | I-Inventory | FG-Finish Good |  | Spares | Dental Chair-Spares | Dental Equiment | Main Location | 90330000 |  | FIFO | Confident | [8 empty] | 0 | 0 | 0 | 1 | 0 | 0 | [6 empty] | NOS | 1 |  | CN/DC/SP/CONFIDENT CHAIR SPITTON MOT003
IM00882 | Dental Chair-Spares- Avayana Chair Suction Bottle Sensor ROD |  |  | A Class | NOS | NOS | I-Inventory | FG-Finish Good |  | Spares | Dental Chair-Spares | Dental Equiment | Main Location | 90330000 |  | FIFO | Confident | [8 empty] | 0 | 0 | 0 | 1 | 0 | 0 | [6 empty] | NOS | 1 |  | CN/DC/SP/CONFIDENT CHAIR SUCTION BOTTLE SENSOR ROD
IM00883 | Dental Chair-Spares- Avayana Chair Suction Holder Switch |  |  | A Class | NOS | NOS | I-Inventory | FG-Finish Good |  | Spares | Dental Chair-Spares | Dental Equiment | Main Location | 90330000 |  | FIFO | Confident | [8 empty] | 0 | 0 | 0 | 1 | 0 | 0 | [6 empty] | NOS | 1 |  | CN/DC/SP/CONFIDENT CHAIR SUCTION HOLDER SWITCH
IM00884 | Dental Chair-Spares- Avayana Chair Suction PCB 14 |  |  | A Class | NOS | NOS | I-Inventory | FG-Finish Good |  | Spares | Dental Chair-Spares | Dental Equiment | Main Location | 90330000 |  | FIFO | Confident | [8 empty] | 0 | 0 | 0 | 1 | 0 | 0 | [6 empty] | NOS | 1 |  | CN/DC/SP/CONFIDENT CHAIR SUCTION PCB SUCTION 14 PCB
IM00885 | Dental Chair-Spares- Avayana Chair Transformer MI01 |  |  | A Class | NOS | NOS | I-Inventory | FG-Finish Good |  | Spares | Dental Chair-Spares | Dental Equiment | Main Location | 90330000 |  | FIFO | Confident | [8 empty] | 0 | 0 | 0 | 1 | 0 | 0 | [6 empty] | NOS | 1 |  | CN/DC/SP/CONFIDENT CHAIR TRANSFORMER MI01
IM00886 | Dental Chair- Spares- Avayana Chair Tumbler Spitton Switch MBk |  |  | A Class | NOS | NOS | I-Inventory | FG-Finish Good |  | Spares | Dental Chair-Spares | Dental Equiment | Main Location | 90330000 |  | FIFO | Confident | [8 empty] | 0 | 0 | 0 | 1 | 0 | 0 | [6 empty] | NOS | 1 |  | CN/DC/SP/CONFIDENT CHAIR TUMBLER SPITOON SWITCH MBK
IM00887 | Dental Chair-Spares- Avayana Chair Water Booster Valve |  |  | A Class | NOS | NOS | I-Inventory | FG-Finish Good |  | Spares | Dental Chair-Spares | Dental Equiment | Main Location | 90330000 |  | FIFO | Confident | [8 empty] | 0 | 0 | 0 | 1 | 0 | 0 | [6 empty] | NOS | 1 |  | CN/DC/SP/CONFIDENT CHAIR WATER BOOSTER VALVE
IM00888 | Dental Chair-Spares- Avayana Chair Water Bottle |  |  | A Class | NOS | NOS | I-Inventory | FG-Finish Good |  | Spares | Dental Chair-Spares | Dental Equiment | Main Location | 90330000 |  | FIFO | Confident | [8 empty] | 0 | 0 | 0 | 1 | 0 | 0 | [6 empty] | NOS | 1 |  | CN/DC/SP/CONFIDENT CHAIR WATER BOTTLE
IM00889 | Dental Chair-Spares- Avayana Chair Water Filter |  |  | A Class | NOS | NOS | I-Inventory | FG-Finish Good |  | Spares | Dental Chair-Spares | Dental Equiment | Main Location | 90330000 |  | FIFO | Confident | [8 empty] | 0 | 0 | 0 | 1 | 0 | 0 | [6 empty] | NOS | 1 |  | CN/DC/SP/CONFIDENT CHAIR WATER FILTER
IM00890 | Dental Chair-Spares- Avayana Chair Water Retraction Valve |  |  | A Class | NOS | NOS | I-Inventory | FG-Finish Good |  | Spares | Dental Chair-Spares | Dental Equiment | Main Location | 90330000 |  | FIFO | Confident | [8 empty] | 0 | 0 | 0 | 1 | 0 | 0 | [6 empty] | NOS | 1 |  | CN/DC/SP/CONFIDENT CHAIR WATER RETRACTION VALVE
IM00891 | Dental Chair-Spares- Avayana Chair Water Retraction Valve-O-Ring |  |  | A Class | NOS | NOS | I-Inventory | FG-Finish Good |  | Spares | Dental Chair-Spares | Dental Equiment | Main Location | 90330000 |  | FIFO | Confident | [8 empty] | 0 | 0 | 0 | 1 | 0 | 0 | [6 empty] | NOS | 1 |  | CN/DC/SP/CONFIDENT CHAIR WATER RETRACTION VALVE-O-RING
IM00892 | Dental Chair-Spares- Avayana Chair Water Spray Valve |  |  | A Class | NOS | NOS | I-Inventory | FG-Finish Good |  | Spares | Dental Chair-Spares | Dental Equiment | Main Location | 90330000 |  | FIFO | Confident | [8 empty] | 0 | 0 | 0 | 1 | 0 | 0 | [6 empty] | NOS | 1 |  | CN/DC/SP/CONFIDENT CHAIR WATER SPRAY VALVE
IM00893 | Dental Chair-Spares- Avayana Chair Water Spray Valve-O-Ring |  |  | A Class | NOS | NOS | I-Inventory | FG-Finish Good |  | Spares | Dental Chair-Spares | Dental Equiment | Main Location | 90330000 |  | FIFO | Confident | [8 empty] | 0 | 0 | 0 | 1 | 0 | 0 | [6 empty] | NOS | 1 |  | CN/DC/SP/CONFIDENT CHAIR WATER SPRAY VALVE O-RING
IM00894 | Dental Chair-Spares- Avayana Chair X-Ray Viewer |  |  | A Class | NOS | NOS | I-Inventory | FG-Finish Good |  | Spares | Dental Chair-Spares | Dental Equiment | Main Location | 90330000 |  | FIFO | Confident | [8 empty] | 0 | 0 | 0 | 1 | 0 | 0 | [6 empty] | NOS | 1 |  | CN/DC/SP/CONFIDENT CHAIR X-RAY VIEWER
IM00895 | Dental Chair-Spares- Avayana Holder Box Hanger Valve |  |  | A Class | NOS | NOS | I-Inventory | FG-Finish Good |  | Spares | Dental Chair-Spares | Dental Equiment | Main Location | 90330000 |  | FIFO | Confident | [8 empty] | 0 | 0 | 0 | 1 | 0 | 0 | [6 empty] | NOS | 1 |  | CN/DC/SP/HOLDER BOX HANGER VALVE
IM00896 | Dental Chair-Spares- Avayana Chair LED Light Rotating Block Assembly |  |  | A Class | NOS | NOS | I-Inventory | FG-Finish Good |  | Spares | Dental Chair-Spares | Dental Equiment | Main Location | 90330000 |  | FIFO | Confident | [8 empty] | 0 | 0 | 0 | 1 | 0 | 0 | [6 empty] | NOS | 1 |  | CN/DC/SP/LED LIGHT ROTATING BLOCK ASSEMBLY
IM00897 | Dental Chair-Spares- Avayana Chair MBK Headrest Navy Blue |  |  | A Class | NOS | NOS | I-Inventory | FG-Finish Good |  | Spares | Dental Chair-Spares | Dental Equiment | Main Location | 90330000 |  | FIFO | Confident | [8 empty] | 0 | 0 | 0 | 1 | 0 | 0 | [6 empty] | NOS | 1 |  | CN/DC/SP/MBK HEADREST NAVY BLUE
IM00898 | Dental Chair-Spares- Avayana Chair LED Dental Light Sensor and Driver with FAN |  |  | A Class | NOS | NOS | I-Inventory | FG-Finish Good |  | Spares | Dental Chair-Spares | Dental Equiment | Main Location | 90330000 |  | FIFO | Confident | [8 empty] | 0 | 0 | 0 | 1 | 0 | 0 | [6 empty] | NOS | 1 |  | CN/DC/SP/PCB-LED DENTAL LIGHT SENSOR AND DRIVER WITH FAN
IM00899 | Dental Chair-Spares- Avayana Chair Stool Blasé Metal Plate |  |  | A Class | NOS | NOS | I-Inventory | FG-Finish Good |  | Spares | Dental Chair-Spares | Dental Equiment | Main Location | 90330000 |  | FIFO | Confident | [8 empty] | 0 | 0 | 0 | 1 | 0 | 0 | [6 empty] | NOS | 1 |  | CN/DS/SP/ CONFIDENT CHAIR STOOL BASE METAL PLATE
IM00900 | Dental Chair-Spares- Avayana Chair Stool Pump |  |  | A Class | NOS | NOS | I-Inventory | FG-Finish Good |  | Spares | Dental Chair-Spares | Dental Equiment | Main Location | 90330000 |  | FIFO | Confident | [8 empty] | 0 | 0 | 0 | 1 | 0 | 0 | [6 empty] | NOS | 1 |  | CN/DS/SP/ CONFIDENT CHAIR STOOL PUMP
IM00901 | Dental Chair-Spares- Avayana Chair LED Light Bulb |  |  | A Class | NOS | NOS | I-Inventory | FG-Finish Good |  | Spares | Dental Chair-Spares | Dental Equiment | Main Location | 90330000 |  | FIFO | Confident | [8 empty] | 0 | 0 | 0 | 1 | 0 | 0 | [6 empty] | NOS | 1 |  | CN/LU/SP/LED LIGHT BULB
IM00902 | Dental Chair-Spares- Avayana Chair LED Light Handle |  |  | A Class | NOS | NOS | I-Inventory | FG-Finish Good |  | Spares | Dental Chair-Spares | Dental Equiment | Main Location | 90330000 |  | FIFO | Confident | [8 empty] | 0 | 0 | 0 | 1 | 0 | 0 | [6 empty] | NOS | 1 |  | CN/LU/SP/LED LIGHT HANDLE
IM00903 | Dental Chair-Spares- Avayana Chair T/S Pipe O Ring |  |  | A Class | NOS | NOS | I-Inventory | FG-Finish Good |  | Spares | Dental Chair-Spares | Dental Equiment | Main Location | 90330000 |  | FIFO | Confident | [8 empty] | 0 | 0 | 0 | 1 | 0 | 0 | [6 empty] | NOS | 1 |  | CN/DC/SP/CONFIDENT CHAIR T/S PIPE O RING
IM00904 | Dental Chair Spares- Dynamic Portable Chair Black Plastic Plug |  |  | A Class | NOS | NOS | I-Inventory | FG-Finish Good |  | Spares | Dental Chair-Spares | Dental Equiment | Main Location | 90330000 |  | FIFO | Dynamic | [8 empty] | 0 | 0 | 0 | 1 | 0 | 0 | [6 empty] | NOS | 1 |  | Da/Dc/Sp/Portable Chair Black Plastic Plug
IM00905 | Dental Chair Spares- Dynamic Portable Chair Hanging Pin |  |  | A Class | NOS | NOS | I-Inventory | FG-Finish Good |  | Spares | Dental Chair-Spares | Dental Equiment | Main Location | 90330000 |  | FIFO | Dynamic | [8 empty] | 0 | 0 | 0 | 1 | 0 | 0 | [6 empty] | NOS | 1 |  | Da/Dc/Sp/Portable Chair Hanging Pin
IM00906 | Dental Chair Spares- Dynamic Portable Chair Screw |  |  | A Class | NOS | NOS | I-Inventory | FG-Finish Good |  | Spares | Dental Chair-Spares | Dental Equiment | Main Location | 90330000 |  | FIFO | Dynamic | [8 empty] | 0 | 0 | 0 | 1 | 0 | 0 | [6 empty] | NOS | 1 |  | Da/Dc/Sp/Portable Chair Screw
IM00907 | Dental Chair Spares- Dynamic Portable Chair Wheel |  |  | A Class | NOS | NOS | I-Inventory | FG-Finish Good |  | Spares | Dental Chair-Spares | Dental Equiment | Main Location | 90330000 |  | FIFO | Dynamic | [8 empty] | 0 | 0 | 0 | 1 | 0 | 0 | [6 empty] | NOS | 1 |  | Da/Dc/Sp/Portable Chair Wheel
IM00908 | Dental Chair Spares- Dynamic Portable Chair Zigzag Wheel |  |  | A Class | NOS | NOS | I-Inventory | FG-Finish Good |  | Spares | Dental Chair-Spares | Dental Equiment | Main Location | 90330000 |  | FIFO | Dynamic | [8 empty] | 0 | 0 | 0 | 1 | 0 | 0 | [6 empty] | NOS | 1 |  | Da/Dc/Sp/Portable Chair Zigzag wheel
IM00909 | Dental Chair Spares -Dynamic Portable Chair Backrest Upholstery |  |  | A Class | NOS | NOS | I-Inventory | FG-Finish Good |  | Spares | Dental Chair-Spares | Dental Equiment | Main Location | 90330000 |  | FIFO | Dynamic | [8 empty] | 0 | 0 | 0 | 1 | 0 | 0 | [6 empty] | NOS | 1 |  | DA/DC/UP/DYNAMIC PORTABLE CHAIR BACKREST UPHOLSTERY
IM00910 | Dental Chair Spares- Anthos Lux Lamp Bulb-97710140 |  |  | A Class | NOS | NOS | I-Inventory | FG-Finish Good |  | Spares | Dental Chair-Spares | Dental Equiment | Main Location | 90330000 |  | FIFO | Anthos/Cefla | [8 empty] | 0 | 0 | 0 | 1 | 0 | 0 | [6 empty] | NOS | 1 |  | Anthos Lux Lamp Bulb 97710140
IM00911 | Dental Chair Spares-Cefla Anthos-Foot Control |  |  | A Class | NOS | NOS | I-Inventory | FG-Finish Good |  | Spares | Dental Chair-Spares | Dental Equiment | Main Location | 90330000 |  | FIFO | Anthos/Cefla | [8 empty] | 0 | 0 | 0 | 1 | 0 | 0 | [6 empty] | NOS | 1 |  | CF/AC/BA/FOOT CONTROL
IM00912 | Dental Chair Spares-Cefla Anthos-Foot Control Body |  |  | A Class | NOS | NOS | I-Inventory | FG-Finish Good |  | Spares | Dental Chair-Spares | Dental Equiment | Main Location | 90330000 |  | FIFO | Anthos/Cefla | [8 empty] | 0 | 0 | 0 | 1 | 0 | 0 | [6 empty] | NOS | 1 |  | Cf/Ac/Ba/Foot Control Body
IM00913 | Dental Chair Spares-Cefla Anthos-Asymetric Tray Holder 90010157 |  |  | A Class | NOS | NOS | I-Inventory | FG-Finish Good |  | Spares | Dental Chair-Spares | Dental Equiment | Main Location | 90330000 |  | FIFO | Anthos/Cefla | [5 empty] | . |  |  | 0 | 0 | 0 | 1 | 0 | 0 | [6 empty] | NOS | 1 |  | CF/AC/SP/ASYMETRIC TRAY HOLDER 90010157
IM00914 | Dental Chair Spares-Cefla Anthos-Cattani Art. 16 Adaptor 97959300 |  |  | A Class | NOS | NOS | I-Inventory | FG-Finish Good |  | Spares | Dental Chair-Spares | Dental Equiment | Main Location | 90330000 |  | FIFO | Anthos/Cefla | [8 empty] | 0 | 0 | 0 | 1 | 0 | 0 | [6 empty] | NOS | 1 |  | CF/AC/SP/CATTANI ART. 16 ADAPTOR 97959300
IM00915 | Dental Chair Spares-Cefla Anthos-Cattani Unijet Motor 97740104 |  |  | A Class | NOS | NOS | I-Inventory | FG-Finish Good |  | Spares | Dental Chair-Spares | Dental Equiment | Main Location | 90330000 |  | FIFO | Anthos/Cefla | [8 empty] | 0 | 0 | 0 | 1 | 0 | 0 | [6 empty] | NOS | 1 |  | Cf/Ac/Sp/Cattani Unijet Motor 97740104
IM00916 | Dental Chair Spares-Cefla Anthos-Connection Box Cowl 97466196 |  |  | A Class | NOS | NOS | I-Inventory | FG-Finish Good |  | Spares | Dental Chair-Spares | Dental Equiment | Main Location | 90330000 |  | FIFO | Anthos/Cefla | [8 empty] | 0 | 0 | 0 | 1 | 0 | 0 | [6 empty] | NOS | 1 |  | Cf/Ac/Sp/Connection Box Cowl 97466196
IM00917 | Dental Chair Spares-Cefla Anthos-Digit Console Board 97660558 |  |  | A Class | NOS | NOS | I-Inventory | FG-Finish Good |  | Spares | Dental Chair-Spares | Dental Equiment | Main Location | 90330000 |  | FIFO | Anthos/Cefla | [5 empty] | . |  |  | 0 | 0 | 0 | 1 | 0 | 0 | [6 empty] | NOS | 1 |  | Cf/Ac/Sp/Digit Console Board 97660558
IM00918 | Dental Chair Spares-Cefla Anthos-Dispens Hose Catt. Reduction 97959500 |  |  | A Class | NOS | NOS | I-Inventory | FG-Finish Good |  | Spares | Dental Chair-Spares | Dental Equiment | Main Location | 90330000 |  | FIFO | Anthos/Cefla | [8 empty] | 0 | 0 | 0 | 1 | 0 | 0 | [6 empty] | NOS | 1 |  | Cf/Ac/Sp/Dispens Hose Catt. Reduction 97959500
IM00919 | Dental Chair Spares-Cefla Anthos-Distiller Water Tank 97460707 |  |  | A Class | NOS | NOS | I-Inventory | FG-Finish Good |  | Spares | Dental Chair-Spares | Dental Equiment | Main Location | 90330000 |  | FIFO | Anthos/Cefla | [8 empty] | 0 | 0 | 0 | 1 | 0 | 0 | [6 empty] | NOS | 1 |  | Cf/Ac/Sp/Distiller Water Tank 97460707
IM00920 | Dental Chair Spares-Cefla Anthos-Distiller Water Tank 97461268(Half Trhread) |  |  | A Class | NOS | NOS | I-Inventory | FG-Finish Good |  | Spares | Dental Chair-Spares | Dental Equiment | Main Location | 90330000 |  | FIFO | Anthos/Cefla | [8 empty] | 0 | 0 | 0 | 1 | 0 | 0 | [6 empty] | NOS | 1 |  | CF/AC/SP/DISTILLER WATER TANK 97461268(HALF TRHREAD)
IM00921 | Dental Chair Spares-Cefla Anthos-Distiller Water Tank 97461283 |  |  | A Class | NOS | NOS | I-Inventory | FG-Finish Good |  | Spares | Dental Chair-Spares | Dental Equiment | Main Location | 90330000 |  | FIFO | Anthos/Cefla | [8 empty] | 0 | 0 | 0 | 1 | 0 | 0 | [6 empty] | NOS | 1 |  | Cf/Ac/Sp/Distiller Water Tank 97461283
IM00922 | Dental Chair Spares-Cefla Anthos-El. Syst. Mikro Cons. 97520503 |  |  | A Class | NOS | NOS | I-Inventory | FG-Finish Good |  | Spares | Dental Chair-Spares | Dental Equiment | Main Location | 90330000 |  | FIFO | Anthos/Cefla | [8 empty] | 0 | 0 | 0 | 1 | 0 | 0 | [6 empty] | NOS | 1 |  | Cf/Ac/Sp/EL. Syst. Mikro Cons. 97520503
IM00923 | Dental Chair Spares-Cefla Anthos-Gr. Sebatoioo Fascia Ocra 91104609 |  |  | A Class | NOS | NOS | I-Inventory | FG-Finish Good |  | Spares | Dental Chair-Spares | Dental Equiment | Main Location | 90330000 |  | FIFO | Anthos/Cefla | [8 empty] | 0 | 0 | 0 | 1 | 0 | 0 | [6 empty] | NOS | 1 |  | Cf/Ac/Sp/Gr. Sebatoioo Fascia Ocra 91104609
IM00924 | Dental Chair Spares-Cefla Anthos-Grey Small Hose Hold Terminal 91109164 |  |  | A Class | NOS | NOS | I-Inventory | FG-Finish Good |  | Spares | Dental Chair-Spares | Dental Equiment | Main Location | 90330000 |  | FIFO | Anthos/Cefla | [8 empty] | 0 | 0 | 0 | 1 | 0 | 0 | [6 empty] | NOS | 1 |  | Cf/Ac/Sp/Grey Small Hose Hold Terminal 91109164
IM00925 | Dental Chair Spares-Cefla Anthos-Inferior Backrest Covering 97460106 |  |  | A Class | NOS | NOS | I-Inventory | FG-Finish Good |  | Spares | Dental Chair-Spares | Dental Equiment | Main Location | 90330000 |  | FIFO | Anthos/Cefla | [8 empty] | 0 | 0 | 0 | 1 | 0 | 0 | [6 empty] | NOS | 1 |  | Cf/Ac/Sp/Inferior Backrest Covering 97460106
IM00926 | Dental Chair Spares-Cefla Anthos-Inferpant Housiing 97460051 |  |  | A Class | NOS | NOS | I-Inventory | FG-Finish Good |  | Spares | Dental Chair-Spares | Dental Equiment | Main Location | 90330000 |  | FIFO | Anthos/Cefla | [8 empty] | 0 | 0 | 0 | 1 | 0 | 0 | [6 empty] | NOS | 1 |  | Cf/Ac/Sp/Inferpant Housiing 97460051
IM00927 | Dental Chair Spares-Cefla Anthos-Kis. Ev. Cons. Carter+Switch B 91103999 |  |  | A Class | NOS | NOS | I-Inventory | FG-Finish Good |  | Spares | Dental Chair-Spares | Dental Equiment | Main Location | 90330000 |  | FIFO | Anthos/Cefla | [8 empty] | 0 | 0 | 0 | 1 | 0 | 0 | [6 empty] | NOS | 1 |  | CF/AC/SP/KIS. EV. CONS. CARTER+SWITCH B 91103999
IM00928 | Dental Chair Spares-Cefla Anthos-Kit Siringa Inox 3F 90010281 |  |  | A Class | NOS | NOS | I-Inventory | FG-Finish Good |  | Spares | Dental Chair-Spares | Dental Equiment | Main Location | 90330000 |  | FIFO | Anthos/Cefla | [8 empty] | 0 | 0 | 0 | 1 | 0 | 0 | [6 empty] | NOS | 1 |  | CF/AC/SP/KIT SIRINGA INOX 3F 90010281
IM00929 | Dental Chair Spares-Cefla Anthos-Lower Cover Of The Side Back 97460231 |  |  | A Class | NOS | NOS | I-Inventory | FG-Finish Good |  | Spares | Dental Chair-Spares | Dental Equiment | Main Location | 90330000 |  | FIFO | Anthos/Cefla | [8 empty] | 0 | 0 | 0 | 1 | 0 | 0 | [6 empty] | NOS | 1 |  | Cf/Ac/Sp/Lower Cover Of The Side Back 97460231
IM00930 | Dental Chair Spares-Cefla Anthos-Over Head Arm Of Delivery Unit |  |  | A Class | NOS | NOS | I-Inventory | FG-Finish Good |  | Spares | Dental Chair-Spares | Dental Equiment | Main Location | 90330000 |  | FIFO | Anthos/Cefla | [8 empty] | 0 | 0 | 0 | 1 | 0 | 0 | [6 empty] | NOS | 1 |  | Cf/Ac/Sp/Over Head Arm Of Delivery Unit
IM00931 | Dental Chair Spares-Cefla Anthos-Rehostat Supply Cable 91103618 |  |  | A Class | NOS | NOS | I-Inventory | FG-Finish Good |  | Spares | Dental Chair-Spares | Dental Equiment | Main Location | 90330000 |  | FIFO | Anthos/Cefla | [8 empty] | 0 | 0 | 0 | 1 | 0 | 0 | [6 empty] | NOS | 1 |  | Cf/Ac/Sp/Rehostat Supply Cable 91103618
IM00932 | Dental Chair Spares-Cefla Anthos-Sect. Tub Restor Mm L1400 91106561 |  |  | A Class | NOS | NOS | I-Inventory | FG-Finish Good |  | Spares | Dental Chair-Spares | Dental Equiment | Main Location | 90330000 |  | FIFO | Anthos/Cefla | [8 empty] | 0 | 0 | 0 | 1 | 0 | 0 | [6 empty] | NOS | 1 |  | CF/AC/SP/SECT. TUB RESTOR MM L1400 91106561
IM00933 | Dental Chair Spares-Cefla Anthos-Side Back Shell Of Pedesta 97460028 |  |  | A Class | NOS | NOS | I-Inventory | FG-Finish Good |  | Spares | Dental Chair-Spares | Dental Equiment | Main Location | 90330000 |  | FIFO | Anthos/Cefla | [8 empty] | 0 | 0 | 0 | 1 | 0 | 0 | [6 empty] | NOS | 1 |  | Cf/Ac/Sp/Side Back Shell Of Pedesta 97460028
IM00934 | Dental Chair Spares-Cefla Anthos-Suct Hose D=11.5 L=1800+Met 97900786 |  |  | A Class | NOS | NOS | I-Inventory | FG-Finish Good |  | Spares | Dental Chair-Spares | Dental Equiment | Main Location | 90330000 |  | FIFO | Anthos/Cefla | [8 empty] | 0 | 0 | 0 | 1 | 0 | 0 | [6 empty] | NOS | 1 |  | CF/AC/SP/SUCT HOSE D=11.5 L=1800+MET 97900786
IM00935 | Dental Chair Spares-Cefla Anthos-Suct Hose D=17 L=1800+Met 97900785 |  |  | A Class | NOS | NOS | I-Inventory | FG-Finish Good |  | Spares | Dental Chair-Spares | Dental Equiment | Main Location | 90330000 |  | FIFO | Anthos/Cefla | [8 empty] | 0 | 0 | 0 | 1 | 0 | 0 | [6 empty] | NOS | 1 |  | CF/AC/SP/SUCT HOSE D=17 L=1800+MET 97900785
IM00936 | Dental Chair Spares-Cefla Anthos-Tank Flange Group 91109086 |  |  | A Class | NOS | NOS | I-Inventory | FG-Finish Good |  | Spares | Dental Chair-Spares | Dental Equiment | Main Location | 90330000 |  | FIFO | Anthos/Cefla | [8 empty] | 0 | 0 | 0 | 1 | 0 | 0 | [6 empty] | NOS | 1 |  | Cf/Ac/Sp/Tank Flange Group 91109086
IM00937 | Dental Chair Spares-Cefla Anthos-Tray Hold Plate Support Kit 97461159 |  |  | A Class | NOS | NOS | I-Inventory | FG-Finish Good |  | Spares | Dental Chair-Spares | Dental Equiment | Main Location | 90330000 |  | FIFO | Anthos/Cefla | [8 empty] | 0 | 0 | 0 | 1 | 0 | 0 | [6 empty] | NOS | 1 |  | Cf/Ac/Tray Hold Plate Support Kit 97461159
IM00938 | Dental Chair Spares-Anthos-Power Pedal Foot Control Without Lever |  |  | A Class | NOS | NOS | I-Inventory | FG-Finish Good |  | Spares | Dental Chair-Spares | Dental Equiment | Main Location | 90330000 |  | FIFO | Anthos/Cefla | [8 empty] | 0 | 0 | 0 | 1 | 0 | 0 | [6 empty] | NOS | 1 |  | CF/DC/AC/POWER PEDAL FOOT CONTROL WITHOUT LEVER
IM00939 | Dental Chair Spares-Anthos- L9 2015 Surgic Mm Fixed Cntr-95520474 |  |  | A Class | NOS | NOS | I-Inventory | FG-Finish Good |  | Spares | Dental Chair-Spares | Dental Equiment | Main Location | 90330000 |  | FIFO | Anthos/Cefla | [8 empty] | 0 | 0 | 0 | 1 | 0 | 0 | [6 empty] | NOS | 1 |  | CF/DC/SP/ ANTHOS L9 2015 SURGIC MM FIXED CNTR-95520474
IM00940 | Dental Chair Spares-Anthos- L9 Chair Lift Gearmtr Articul Gr.92220009 |  |  | A Class | NOS | NOS | I-Inventory | FG-Finish Good |  | Spares | Dental Chair-Spares | Dental Equiment | Main Location | 90330000 |  | FIFO | Anthos/Cefla | [8 empty] | 0 | 0 | 0 | 1 | 0 | 0 | [6 empty] | NOS | 1 |  | CF/DC/SP/ ANTHOS L9 CHAIR LIFT GEARMTR ARTICUL GR.92220009
IM00941 | Dental Chair Spares-Anthos- L9 Scaler Fixed Cntr-97230392 |  |  | A Class | NOS | NOS | I-Inventory | FG-Finish Good |  | Spares | Dental Chair-Spares | Dental Equiment | Main Location | 90330000 |  | FIFO | Anthos/Cefla | [8 empty] | 0 | 0 | 0 | 1 | 0 | 0 | [6 empty] | NOS | 1 |  | CF/DC/SP/ ANTHOS L9 SCALER FIXED CNTR-97230392
IM00942 | Dental Chair Spares-Anthos- Plastic Applications Support 99924183 |  |  | A Class | NOS | NOS | I-Inventory | FG-Finish Good |  | Spares | Dental Chair-Spares | Dental Equiment | Main Location | 90330000 |  | FIFO | Anthos/Cefla | [8 empty] | 0 | 0 | 0 | 1 | 0 | 0 | [6 empty] | NOS | 1 |  | CF/DC/SP/ ANTHOS PLASTIC APPLICATIONS SUPPORT 99924183
IM00943 | Dental Chair Spares-Anthos- Bowl For Minisep 97290030 |  |  | A Class | NOS | NOS | I-Inventory | FG-Finish Good |  | Spares | Dental Chair-Spares | Dental Equiment | Main Location | 90330000 |  | FIFO | Anthos/Cefla | [8 empty] | 0 | 0 | 0 | 1 | 0 | 0 | [6 empty] | NOS | 1 |  | CF/DC/SP/ BOWL FOR MINISEP 97290030
IM00944 | Dental Chair Spares-Anthos- Kit Corpo Valvole Pk Siringa 95529253 |  |  | A Class | NOS | NOS | I-Inventory | FG-Finish Good |  | Spares | Dental Chair-Spares | Dental Equiment | Main Location | 90330000 |  | FIFO | Anthos/Cefla | [8 empty] | 0 | 0 | 0 | 1 | 0 | 0 | [6 empty] | NOS | 1 |  | CF/DC/SP/ KIT CORPO VALVOLE PK SIRINGA 95529253
IM00945 | Dental Chair Spares-Anthos- Midw F.O .Turbine Tubing 97230256 |  |  | A Class | NOS | NOS | I-Inventory | FG-Finish Good |  | Spares | Dental Chair-Spares | Dental Equiment | Main Location | 90330000 |  | FIFO | Anthos/Cefla | [8 empty] | 0 | 0 | 0 | 1 | 0 | 0 | [6 empty] | NOS | 1 |  | CF/DC/SP/ MIDW F.O .TURBINE TUBING 97230256
IM00946 | Dental Chair Spares-Anthos- Remov.Led Pack For Mm+Turbines 95529224 |  |  | A Class | NOS | NOS | I-Inventory | FG-Finish Good |  | Spares | Dental Chair-Spares | Dental Equiment | Main Location | 90330000 |  | FIFO | Anthos/Cefla | [8 empty] | 0 | 0 | 0 | 1 | 0 | 0 | [6 empty] | NOS | 1 |  | CF/DC/SP/ REMOV.LED PACK FOR MM+TURBINES 95529224
IM00947 | Dental Chair Spares-Anthos- Turbine Module Gr 91109501 |  |  | A Class | NOS | NOS | I-Inventory | FG-Finish Good |  | Spares | Dental Chair-Spares | Dental Equiment | Main Location | 90330000 |  | FIFO | Anthos/Cefla | [8 empty] | 0 | 0 | 0 | 1 | 0 | 0 | [6 empty] | NOS | 1 |  | CF/DC/SP/ TURBINE MODULE GR 91109501
IM00948 | Dental Chair Spares-Anthos-10 Protect Keyboard Ass. Table-97900807 |  |  | A Class | NOS | NOS | I-Inventory | FG-Finish Good |  | Spares | Dental Chair-Spares | Dental Equiment | Main Location | 90330000 |  | FIFO | Anthos/Cefla | [8 empty] | 0 | 0 | 0 | 1 | 0 | 0 | [6 empty] | NOS | 1 |  | Cf/Dc/Sp/10 Protect Keyboard Ass. Table-97900807
IM00949 | Dental Chair Spares-Anthos-118 Mm Lamp Pole (Paint) 99923907 |  |  | A Class | NOS | NOS | I-Inventory | FG-Finish Good |  | Spares | Dental Chair-Spares | Dental Equiment | Main Location | 90330000 |  | FIFO | Anthos/Cefla | [8 empty] | 0 | 0 | 0 | 1 | 0 | 0 | [6 empty] | NOS | 1 |  | CF/DC/SP/118 MM LAMP POLE (PAINT) 99923907
IM00950 | Dental Chair Spares-Anthos-6F Syringe Tubing L 1200 Mm 95520219 |  |  | A Class | NOS | NOS | I-Inventory | FG-Finish Good |  | Spares | Dental Chair-Spares | Dental Equiment | Main Location | 90330000 |  | FIFO | Anthos/Cefla | [8 empty] | 0 | 0 | 0 | 1 | 0 | 0 | [6 empty] | NOS | 1 |  | CF/DC/SP/6F SYRINGE TUBING L 1200 MM 95520219
IM00951 | Dental Chair Spares-Anthos-A3 A4 Control Board 97660237 |  |  | A Class | NOS | NOS | I-Inventory | FG-Finish Good |  | Spares | Dental Chair-Spares | Dental Equiment | Main Location | 90330000 |  | FIFO | Anthos/Cefla | [8 empty] | 0 | 0 | 0 | 1 | 0 | 0 | [6 empty] | NOS | 1 |  | CF/DC/SP/A3 A4 CONTROL BOARD 97660237
IM00952 | Dental Chair Spares-Anthos-A3 Chair Instrument Table Board-97660203 |  |  | A Class | NOS | NOS | I-Inventory | FG-Finish Good |  | Spares | Dental Chair-Spares | Dental Equiment | Main Location | 90330000 |  | FIFO | Anthos/Cefla | [8 empty] | 0 | 0 | 0 | 1 | 0 | 0 | [6 empty] | NOS | 1 |  | CF/DC/SP/A3 CHAIR INSTRUMENT TABLE BOARD-97660203
IM00953 | Dental Chair Spares-Anthos-A3 Plus Delivery Unit Arm Cap 97466831 |  |  | A Class | NOS | NOS | I-Inventory | FG-Finish Good |  | Spares | Dental Chair-Spares | Dental Equiment | Main Location | 90330000 |  | FIFO | Anthos/Cefla | [8 empty] | 0 | 0 | 0 | 1 | 0 | 0 | [6 empty] | NOS | 1 |  | CF/DC/SP/A3 PLUS DELIVERY UNIT ARM CAP 97466831
IM00954 | Dental Chair Spares-Anthos-A6 Plus Cons Button St Bd-97660446 |  |  | A Class | NOS | NOS | I-Inventory | FG-Finish Good |  | Spares | Dental Chair-Spares | Dental Equiment | Main Location | 90330000 |  | FIFO | Anthos/Cefla | [8 empty] | 0 | 0 | 0 | 1 | 0 | 0 | [6 empty] | NOS | 1 |  | CF/DC/SP/A6 PLUS CONS BUTTON ST BD-97660446
IM00955 | Dental Chair Spares-Anthos-A7 Intern. Console Button Str-97620104 |  |  | A Class | NOS | NOS | I-Inventory | FG-Finish Good |  | Spares | Dental Chair-Spares | Dental Equiment | Main Location | 90330000 |  | FIFO | Anthos/Cefla | [8 empty] | 0 | 0 | 0 | 1 | 0 | 0 | [6 empty] | NOS | 1 |  | Cf/Dc/Sp/A7 Intern. Console Button Str-97620104
IM00956 | Dental Chair Spares-Anthos-Inox Minilight Elbow Handle-97286500 |  |  | A Class | NOS | NOS | I-Inventory | FG-Finish Good |  | Spares | Dental Chair-Spares | Dental Equiment | Main Location | 90330000 |  | FIFO | Anthos/Cefla | [8 empty] | 0 | 0 | 0 | 1 | 0 | 0 | [6 empty] | NOS | 1 |  | Cf/Dc/Sp/Ant. Inox Minilight Elbow Handle-97286500
IM00957 | Dental Chair Spares-Anthos-Anter Part Piezon Handpiece-99926144 |  |  | A Class | NOS | NOS | I-Inventory | FG-Finish Good |  | Spares | Dental Chair-Spares | Dental Equiment | Main Location | 90330000 |  | FIFO | Anthos/Cefla | [8 empty] | 0 | 0 | 0 | 1 | 0 | 0 | [6 empty] | NOS | 1 |  | CF/DC/SP/ANTER PART PIEZON HANDPIECE-99926144
IM00958 | Dental Chair Spares-Anthos- 2 Instrum. Steril. Line Kit-97901426 |  |  | A Class | NOS | NOS | I-Inventory | FG-Finish Good |  | Spares | Dental Chair-Spares | Dental Equiment | Main Location | 90330000 |  | FIFO | Anthos/Cefla | [5 empty] | .. |  |  | 0 | 0 | 0 | 1 | 0 | 0 | [6 empty] | NOS | 1 |  | CF/DC/SP/ANTHOS 2 INSTRUM. STERIL. LINE KIT-97901426
IM00959 | Dental Chair Spares-Anthos-3F Min.Inox Syringe Cord 97287000 |  |  | A Class | NOS | NOS | I-Inventory | FG-Finish Good |  | Spares | Dental Chair-Spares | Dental Equiment | Main Location | 90330000 |  | FIFO | Anthos/Cefla | [8 empty] | 0 | 0 | 0 | 1 | 0 | 0 | [6 empty] | NOS | 1 |  | Cf/Dc/Sp/Anthos 3F Min.Inox Syringe Cord 97287000
IM00960 | Dental Chair Spares-Anthos-6 Instrument Lever Kit-91109291 |  |  | A Class | NOS | NOS | I-Inventory | FG-Finish Good |  | Spares | Dental Chair-Spares | Dental Equiment | Main Location | 90330000 |  | FIFO | Anthos/Cefla | [8 empty] | 0 | 0 | 0 | 1 | 0 | 0 | [6 empty] | NOS | 1 |  | CF/DC/SP/ANTHOS 6 INSTRUMENT LEVER KIT-91109291
IM00961 | Dental Chair Spares-Anthos- 6F Syr Grey Syl Tube-97281900 |  |  | A Class | NOS | NOS | I-Inventory | FG-Finish Good |  | Spares | Dental Chair-Spares | Dental Equiment | Main Location | 90330000 |  | FIFO | Anthos/Cefla | [5 empty] | .. |  |  | 0 | 0 | 0 | 1 | 0 | 0 | [6 empty] | NOS | 1 |  | Cf/Dc/Sp/Anthos 6F Syr Grey Syl Tube-97281900
IM00962 | Dental Chair Spares-Anthos- A2 Uplift Geared Motor 97214500 |  |  | A Class | NOS | NOS | I-Inventory | FG-Finish Good |  | Spares | Dental Chair-Spares | Dental Equiment | Main Location | 90330000 |  | FIFO | Anthos/Cefla | [8 empty] | 0 | 0 | 0 | 1 | 0 | 0 | [6 empty] | NOS | 1 |  | CF/DC/SP/ANTHOS A2 UPLIFT GEARED MOTOR 97214500
IM00963 | Dental Chair Spares-Anthos- A3 Chair Delivery Unit X-Ray Viewer Panel With Cover 97661144 |  |  | A Class | NOS | NOS | I-Inventory | FG-Finish Good |  | Spares | Dental Chair-Spares | Dental Equiment | Main Location | 90330000 |  | FIFO | Anthos/Cefla | [8 empty] | 0 | 0 | 0 | 1 | 0 | 0 | [6 empty] | NOS | 1 |  | CF/DC/SP/ANTHOS A3 CHAIR DELIVERY UNIT X-RAY VIEWER PANEL WITH COVER 97661144
IM00964 | Dental Chair Spares-Anthos- A3 Old Isol O.F Mm Sil Grey Tube-97230168 |  |  | A Class | NOS | NOS | I-Inventory | FG-Finish Good |  | Spares | Dental Chair-Spares | Dental Equiment | Main Location | 90330000 |  | FIFO | Anthos/Cefla | [8 empty] | 0 | 0 | 0 | 1 | 0 | 0 | [6 empty] | NOS | 1 |  | CF/DC/SP/ANTHOS A3 OLD ISOL O.F MM SIL GREY TUBE-97230168
IM00965 | Dental Chair Spares-Anthos- Air Heater Gr.Art. 320 -97281500 |  |  | A Class | NOS | NOS | I-Inventory | FG-Finish Good |  | Spares | Dental Chair-Spares | Dental Equiment | Main Location | 90330000 |  | FIFO | Anthos/Cefla | [8 empty] | 0 | 0 | 0 | 1 | 0 | 0 | [6 empty] | NOS | 1 |  | Cf/Dc/Sp/Anthos Air Heater Gr.Art. 320 -97281500
IM00966 | Dental Chair Spares-Anthos- Air Spray E.V Solenoid Valve-91103116 |  |  | A Class | NOS | NOS | I-Inventory | FG-Finish Good |  | Spares | Dental Chair-Spares | Dental Equiment | Main Location | 90330000 |  | FIFO | Anthos/Cefla | [8 empty] | 0 | 0 | 0 | 1 | 0 | 0 | [6 empty] | NOS | 1 |  | CF/DC/SP/ANTHOS AIR SPRAY E.V SOLENOID VALVE-91103116
IM00967 | Dental Chair Spares-Anthos- Backrest Uphol L 115-97900727 |  |  | A Class | NOS | NOS | I-Inventory | FG-Finish Good |  | Spares | Dental Chair-Spares | Dental Equiment | Main Location | 90330000 |  | FIFO | Anthos/Cefla | [8 empty] | 0 | 0 | 0 | 1 | 0 | 0 | [6 empty] | NOS | 1 |  | CF/DC/SP/ANTHOS BACKREST UPHOL L 115-97900727
IM00968 | Dental Chair Spares-Anthos- Chair 3 Way Syringe 95520271 |  |  | A Class | NOS | NOS | I-Inventory | FG-Finish Good |  | Spares | Dental Chair-Spares | Dental Equiment | Main Location | 90330000 |  | FIFO | Anthos/Cefla | [5 empty] | .. |  |  | 0 | 0 | 0 | 1 | 0 | 0 | [6 empty] | NOS | 1 |  | CF/DC/SP/ANTHOS CHAIR 3 WAY SYRINGE 95520271
IM00969 | Dental Chair Spares-Anthos- Chair 3F Way Syringe Handle-95529153 |  |  | A Class | NOS | NOS | I-Inventory | FG-Finish Good |  | Spares | Dental Chair-Spares | Dental Equiment | Main Location | 90330000 |  | FIFO | Anthos/Cefla | [5 empty] | .. |  |  | 0 | 0 | 0 | 1 | 0 | 0 | [6 empty] | NOS | 1 |  | CF/DC/SP/ANTHOS CHAIR 3F WAY SYRINGE HANDLE-95529153
IM00970 | Dental Chair Spares-Anthos- Chair Micro Motor-95520443 |  |  | A Class | NOS | NOS | I-Inventory | FG-Finish Good |  | Spares | Dental Chair-Spares | Dental Equiment | Main Location | 90330000 |  | FIFO | Anthos/Cefla | [8 empty] | 0 | 0 | 0 | 1 | 0 | 0 | [6 empty] | NOS | 1 |  | CF/DC/SP/ANTHOS CHAIR MICRO MOTOR-95520443
IM00971 | Dental Chair Spares-Anthos- Chair Movement Joystick Gr-91109024 |  |  | A Class | NOS | NOS | I-Inventory | FG-Finish Good |  | Spares | Dental Chair-Spares | Dental Equiment | Main Location | 90330000 |  | FIFO | Anthos/Cefla | [8 empty] | 0 | 0 | 0 | 1 | 0 | 0 | [6 empty] | NOS | 1 |  | Cf/Dc/Sp/Anthos Chair Movement Joystick GR-91109024
IM00972 | Dental Chair Spares-Anthos- Chair Sect Tubing L1400 Surgyc Mm15-95520458 |  |  | A Class | NOS | NOS | I-Inventory | FG-Finish Good |  | Spares | Dental Chair-Spares | Dental Equiment | Main Location | 90330000 |  | FIFO | Anthos/Cefla | [5 empty] | .. |  |  | 0 | 0 | 0 | 1 | 0 | 0 | [6 empty] | NOS | 1 |  | CF/DC/SP/ANTHOS CHAIR SECT TUBING L1400 SURGYC MM15-95520458
IM00973 | Dental Chair Spares-Anthos- Chair Suction Filter With Block-91109160 |  |  | A Class | NOS | NOS | I-Inventory | FG-Finish Good |  | Spares | Dental Chair-Spares | Dental Equiment | Main Location | 90330000 |  | FIFO | Anthos/Cefla | [8 empty] | 0 | 0 | 0 | 1 | 0 | 0 | [6 empty] | NOS | 1 |  | CF/DC/SP/ANTHOS CHAIR SUCTION FILTER WITH BLOCK-91109160
IM00974 | Dental Chair Spares-Anthos- Complete Syringe Tip 95520263 |  |  | A Class | NOS | NOS | I-Inventory | FG-Finish Good |  | Spares | Dental Chair-Spares | Dental Equiment | Main Location | 90330000 |  | FIFO | Anthos/Cefla | [8 empty] | 0 | 0 | 0 | 1 | 0 | 0 | [6 empty] | NOS | 1 |  | CF/DC/SP/ANTHOS COMPLETE SYRINGE TIP 95520263
IM00975 | Dental Chair Spares-Anthos- Connection Box Cover-97460740 |  |  | A Class | NOS | NOS | I-Inventory | FG-Finish Good |  | Spares | Dental Chair-Spares | Dental Equiment | Main Location | 90330000 |  | FIFO | Anthos/Cefla | [8 empty] | 0 | 0 | 0 | 1 | 0 | 0 | [6 empty] | NOS | 1 |  | Cf/Dc/Sp/Anthos Connection Box Cover-97460740
IM00976 | Dental Chair Spares-Anthos- Consolle Fix Tube-97466688 |  |  | A Class | NOS | NOS | I-Inventory | FG-Finish Good |  | Spares | Dental Chair-Spares | Dental Equiment | Main Location | 90330000 |  | FIFO | Anthos/Cefla | [8 empty] | 0 | 0 | 0 | 1 | 0 | 0 | [6 empty] | NOS | 1 |  | CF/DC/SP/ANTHOS CONSOLLE FIX TUBE-97466688
IM00977 | Dental Chair Spares-Anthos- Cover Of Mini 97290034 |  |  | A Class | NOS | NOS | I-Inventory | FG-Finish Good |  | Spares | Dental Chair-Spares | Dental Equiment | Main Location | 90330000 |  | FIFO | Anthos/Cefla | [8 empty] | 0 | 0 | 0 | 1 | 0 | 0 | [6 empty] | NOS | 1 |  | Cf/Dc/Sp/Anthos Cover of Mini 97290034
IM00978 | Dental Chair Spares-Anthos- C-U2 Integr. Control Board 97660555 |  |  | A Class | NOS | NOS | I-Inventory | FG-Finish Good |  | Spares | Dental Chair-Spares | Dental Equiment | Main Location | 90330000 |  | FIFO | Anthos/Cefla | [8 empty] | 0 | 0 | 0 | 1 | 0 | 0 | [6 empty] | NOS | 1 |  | CF/DC/SP/ANTHOS C-U2 INTEGR. CONTROL BOARD 97660555
IM00979 | Dental Chair Spares-Anthos- Delivery Unit Fork Fixing H.Fittings-97461226 |  |  | A Class | NOS | NOS | I-Inventory | FG-Finish Good |  | Spares | Dental Chair-Spares | Dental Equiment | Main Location | 90330000 |  | FIFO | Anthos/Cefla | [8 empty] | 0 | 0 | 0 | 1 | 0 | 0 | [6 empty] | NOS | 1 |  | CF/DC/SP/ANTHOS DELIVERY UNIT FORK FIXING H.FITTINGS-97461226
IM00980 | Dental Chair Spares-Anthos- Delivery Unit Kit Input Block-97461228 |  |  | A Class | NOS | NOS | I-Inventory | FG-Finish Good |  | Spares | Dental Chair-Spares | Dental Equiment | Main Location | 90330000 |  | FIFO | Anthos/Cefla | [8 empty] | 0 | 0 | 0 | 1 | 0 | 0 | [6 empty] | NOS | 1 |  | CF/DC/SP/ANTHOS DELIVERY UNIT KIT INPUT BLOCK-97461228
IM00981 | Dental Chair Spares-Anthos- Drainage Pump-97290031 |  |  | A Class | NOS | NOS | I-Inventory | FG-Finish Good |  | Spares | Dental Chair-Spares | Dental Equiment | Main Location | 90330000 |  | FIFO | Anthos/Cefla | [5 empty] | .. |  |  | 0 | 0 | 0 | 1 | 0 | 0 | [6 empty] | NOS | 1 |  | Cf/Dc/Sp/Anthos Drainage Pump-97290031
IM00982 | Dental Chair Spares-Anthos- Edi Lamp Bulb 97710135 |  |  | A Class | NOS | NOS | I-Inventory | FG-Finish Good |  | Spares | Dental Chair-Spares | Dental Equiment | Main Location | 90330000 |  | FIFO | Anthos/Cefla | [8 empty] | 0 | 0 | 0 | 1 | 0 | 0 | [6 empty] | NOS | 1 |  | CF/DC/SP/ANTHOS EDI LAMP BULB 97710135
IM00983 | Dental Chair Spares-Anthos- Eleca Curing Liught Cable-97660403 |  |  | A Class | NOS | NOS | I-Inventory | FG-Finish Good |  | Spares | Dental Chair-Spares | Dental Equiment | Main Location | 90330000 |  | FIFO | Anthos/Cefla | [8 empty] | 0 | 0 | 0 | 1 | 0 | 0 | [6 empty] | NOS | 1 |  | Cf/Dc/Sp/Anthos Eleca Curing Liught Cable-97660403
IM00984 | Dental Chair Spares-Anthos- Ev Gr Glass Basin Precam Whe 91109128 |  |  | A Class | NOS | NOS | I-Inventory | FG-Finish Good |  | Spares | Dental Chair-Spares | Dental Equiment | Main Location | 90330000 |  | FIFO | Anthos/Cefla | [8 empty] | 0 | 0 | 0 | 1 | 0 | 0 | [6 empty] | NOS | 1 |  | CF/DC/SP/ANTHOS EV GR GLASS BASIN PRECAM WHE 91109128
IM00985 | Dental Chair Spares-Anthos- Foot Control Base 91109124 |  |  | A Class | NOS | NOS | I-Inventory | FG-Finish Good |  | Spares | Dental Chair-Spares | Dental Equiment | Main Location | 90330000 |  | FIFO | Anthos/Cefla | [8 empty] | 0 | 0 | 0 | 1 | 0 | 0 | [6 empty] | NOS | 1 |  | Cf/Dc/Sp/Anthos Foot Control base 91109124
IM00986 | Dental Chair Spares-Anthos- Gaskit Kit Art 359-97281700 |  |  | A Class | NOS | NOS | I-Inventory | FG-Finish Good |  | Spares | Dental Chair-Spares | Dental Equiment | Main Location | 90330000 |  | FIFO | Anthos/Cefla | [8 empty] | 0 | 0 | 0 | 1 | 0 | 0 | [6 empty] | NOS | 1 |  | Cf/Dc/Sp/Anthos Gaskit Kit Art 359-97281700
IM00987 | Dental Chair Spares-Anthos- Gr. Terminale Grande-91109163 |  |  | A Class | NOS | NOS | I-Inventory | FG-Finish Good |  | Spares | Dental Chair-Spares | Dental Equiment | Main Location | 90330000 |  | FIFO | Anthos/Cefla | [8 empty] | 0 | 0 | 0 | 1 | 0 | 0 | [6 empty] | NOS | 1 |  | Cf/Dc/Sp/Anthos GR. Terminale Grande-91109163
IM00988 | Dental Chair Spares-Anthos- Inox M.L 6F Straight 3 Way Syringe-97285400 |  |  | A Class | NOS | NOS | I-Inventory | FG-Finish Good |  | Spares | Dental Chair-Spares | Dental Equiment | Main Location | 90330000 |  | FIFO | Anthos/Cefla | [8 empty] | 0 | 0 | 0 | 1 | 0 | 0 | [6 empty] | NOS | 1 |  | CF/DC/SP/ANTHOS INOX M.L 6F STRAIGHT 3 WAY SYRINGE-97285400
IM00989 | Dental Chair Spares-Anthos- Irrigation Tubing |  |  | A Class | NOS | NOS | I-Inventory | FG-Finish Good |  | Spares | Dental Chair-Spares | Dental Equiment | Main Location | 90330000 |  | FIFO | Anthos/Cefla | [5 empty] | .. |  |  | 0 | 0 | 0 | 1 | 0 | 0 | [6 empty] | NOS | 1 |  | Cf/Dc/Sp/Anthos Irrigation Tubing
IM00990 | Dental Chair Spares-Anthos- Joint Covering Plug-97461051 |  |  | A Class | NOS | NOS | I-Inventory | FG-Finish Good |  | Spares | Dental Chair-Spares | Dental Equiment | Main Location | 90330000 |  | FIFO | Anthos/Cefla | [8 empty] | 0 | 0 | 0 | 1 | 0 | 0 | [6 empty] | NOS | 1 |  | Cf/Dc/Sp/Anthos Joint Covering Plug-97461051
IM00991 | Dental Chair Spares-Anthos- Lampada Led Myray-95510005 |  |  | A Class | NOS | NOS | I-Inventory | FG-Finish Good |  | Spares | Dental Chair-Spares | Dental Equiment | Main Location | 90330000 |  | FIFO | Anthos/Cefla | [5 empty] | .. |  |  | 0 | 0 | 0 | 1 | 0 | 0 | [6 empty] | NOS | 1 |  | Cf/Dc/Sp/Anthos Lampada Led Myray-95510005
IM00992 | Dental Chair Spares-Anthos- Legrest Antivibrating Gr.91109350 |  |  | A Class | NOS | NOS | I-Inventory | FG-Finish Good |  | Spares | Dental Chair-Spares | Dental Equiment | Main Location | 90330000 |  | FIFO | Anthos/Cefla | [8 empty] | 0 | 0 | 0 | 1 | 0 | 0 | [6 empty] | NOS | 1 |  | CF/DC/SP/ANTHOS LEGREST ANTIVIBRATING GR.91109350
IM00993 | Dental Chair Spares-Anthos- Light Fan Gasket 97448700 |  |  | A Class | NOS | NOS | I-Inventory | FG-Finish Good |  | Spares | Dental Chair-Spares | Dental Equiment | Main Location | 90330000 |  | FIFO | Anthos/Cefla | [8 empty] | 0 | 0 | 0 | 1 | 0 | 0 | [6 empty] | NOS | 1 |  | CF/DC/SP/ANTHOS LIGHT FAN GASKET 97448700
IM00994 | Dental Chair Spares-Anthos- Light Metal Heat Guard-99919932 |  |  | A Class | NOS | NOS | I-Inventory | FG-Finish Good |  | Spares | Dental Chair-Spares | Dental Equiment | Main Location | 90330000 |  | FIFO | Anthos/Cefla | [8 empty] | 0 | 0 | 0 | 1 | 0 | 0 | [6 empty] | NOS | 1 |  | CF/DC/SP/ANTHOS LIGHT METAL HEAT GUARD-99919932
IM00995 | Dental Chair Spares-Anthos- Min. Inox Syringe Tip 97287400 |  |  | A Class | NOS | NOS | I-Inventory | FG-Finish Good |  | Spares | Dental Chair-Spares | Dental Equiment | Main Location | 90330000 |  | FIFO | Anthos/Cefla | [8 empty] | 0 | 0 | 0 | 1 | 0 | 0 | [6 empty] | NOS | 1 |  | Cf/Dc/Sp/Anthos Min. Inox Syringe Tip 97287400
IM00996 | Dental Chair Spares-Anthos- Min. Inox Syringe90 Shell 97287300 |  |  | A Class | NOS | NOS | I-Inventory | FG-Finish Good |  | Spares | Dental Chair-Spares | Dental Equiment | Main Location | 90330000 |  | FIFO | Anthos/Cefla | [8 empty] | 0 | 0 | 0 | 1 | 0 | 0 | [6 empty] | NOS | 1 |  | Cf/Dc/Sp/Anthos Min. Inox Syringe90 Shell 97287300
IM00997 | Dental Chair Spares-Anthos- Pat Chair Main Board- 97660578 |  |  | A Class | NOS | NOS | I-Inventory | FG-Finish Good |  | Spares | Dental Chair-Spares | Dental Equiment | Main Location | 90330000 |  | FIFO | Anthos/Cefla | [5 empty] | .. |  |  | 0 | 0 | 0 | 1 | 0 | 0 | [6 empty] | NOS | 1 |  | Cf/Dc/Sp/Anthos Pat Chair Main Board- 97660578
IM00998 | Dental Chair Spares-Anthos- Periodic Maintenance Kit--90019250 |  |  | A Class | NOS | NOS | I-Inventory | FG-Finish Good |  | Spares | Dental Chair-Spares | Dental Equiment | Main Location | 90330000 |  | FIFO | Anthos/Cefla | [8 empty] | 0 | 0 | 0 | 1 | 0 | 0 | [6 empty] | NOS | 1 |  | CF/DC/SP/ANTHOS PERIODIC MAINTENANCE KIT--90019250
IM00999 | Dental Chair Spares-Anthos- Sat.Scaler Grey Handpiece-97660328 |  |  | A Class | NOS | NOS | I-Inventory | FG-Finish Good |  | Spares | Dental Chair-Spares | Dental Equiment | Main Location | 90330000 |  | FIFO | Anthos/Cefla | [8 empty] | 0 | 0 | 0 | 1 | 0 | 0 | [6 empty] | NOS | 1 |  | Cf/Dc/Sp/Anthos Sat.Scaler Grey Handpiece-97660328
IM01000 | Dental Chair Spares-Anthos- Small Hose Microsw Act.-99916330 |  |  | A Class | NOS | NOS | I-Inventory | FG-Finish Good |  | Spares | Dental Chair-Spares | Dental Equiment | Main Location | 90330000 |  | FIFO | Anthos/Cefla | [8 empty] | 0 | 0 | 0 | 1 | 0 | 0 | [6 empty] | NOS | 1 |  | Cf/Dc/Sp/Anthos Small Hose Microsw Act.-99916330
IM01001 | Dental Chair Spares-Anthos- Small Hose Reductor-97460699 |  |  | A Class | NOS | NOS | I-Inventory | FG-Finish Good |  | Spares | Dental Chair-Spares | Dental Equiment | Main Location | 90330000 |  | FIFO | Anthos/Cefla | [8 empty] | 0 | 0 | 0 | 1 | 0 | 0 | [6 empty] | NOS | 1 |  | Cf/Dc/Sp/Anthos Small Hose Reductor-97460699
IM01002 | Dental Chair Spares-Anthos- Suction Filter-97461845 |  |  | A Class | NOS | NOS | I-Inventory | FG-Finish Good |  | Spares | Dental Chair-Spares | Dental Equiment | Main Location | 90330000 |  | FIFO | Anthos/Cefla | [8 empty] | 0 | 0 | 0 | 1 | 0 | 0 | [6 empty] | NOS | 1 |  | Cf/Dc/Sp/Anthos Suction Filter-97461845
IM01003 | Dental Chair Spares-Anthos- Syringe Min.Inox Taps-97287100 |  |  | A Class | NOS | NOS | I-Inventory | FG-Finish Good |  | Spares | Dental Chair-Spares | Dental Equiment | Main Location | 90330000 |  | FIFO | Anthos/Cefla | [8 empty] | 0 | 0 | 0 | 1 | 0 | 0 | [6 empty] | NOS | 1 |  | Cf/Dc/Sp/Anthos Syringe Min.Inox Taps-97287100
IM01004 | Dental Chair Spares-Anthos- Torodial Transformer 500Va-97750103 |  |  | A Class | NOS | NOS | I-Inventory | FG-Finish Good |  | Spares | Dental Chair-Spares | Dental Equiment | Main Location | 90330000 |  | FIFO | Anthos/Cefla | [8 empty] | 0 | 0 | 0 | 1 | 0 | 0 | [6 empty] | NOS | 1 |  | Cf/Dc/Sp/Anthos Torodial Transformer 500VA-97750103
IM01005 | Dental Chair Spares-Anthos- Toroidal Transformer 700Va-97750110 |  |  | A Class | NOS | NOS | I-Inventory | FG-Finish Good |  | Spares | Dental Chair-Spares | Dental Equiment | Main Location | 90330000 |  | FIFO | Anthos/Cefla | [8 empty] | 0 | 0 | 0 | 1 | 0 | 0 | [6 empty] | NOS | 1 |  | Cf/Dc/Sp/Anthos Toroidal Transformer 700VA-97750110
IM01006 | Dental Chair Spares-Anthos- Transparent Handpiece Support Protect Pad-97448900 |  |  | A Class | NOS | NOS | I-Inventory | FG-Finish Good |  | Spares | Dental Chair-Spares | Dental Equiment | Main Location | 90330000 |  | FIFO | Anthos/Cefla | [8 empty] | 0 | 0 | 0 | 1 | 0 | 0 | [6 empty] | NOS | 1 |  | CF/DC/SP/ANTHOS TRANSPARENT HANDPIECE SUPPORT PROTECT PAD-97448900
IM01007 | Dental Chair Spares-Anthos- Venus Trasnp. Prot. Gr-96601010 |  |  | A Class | NOS | NOS | I-Inventory | FG-Finish Good |  | Spares | Dental Chair-Spares | Dental Equiment | Main Location | 90330000 |  | FIFO | Anthos/Cefla | [8 empty] | 0 | 0 | 0 | 1 | 0 | 0 | [6 empty] | NOS | 1 |  | Cf/Dc/Sp/Anthos Venus Trasnp. Prot. Gr-96601010
IM01008 | Dental Chair Spares-Anthos--Arm Support Plug-97460695 |  |  | A Class | NOS | NOS | I-Inventory | FG-Finish Good |  | Spares | Dental Chair-Spares | Dental Equiment | Main Location | 90330000 |  | FIFO | Anthos/Cefla | [8 empty] | 0 | 0 | 0 | 1 | 0 | 0 | [6 empty] | NOS | 1 |  | Cf/Dc/Sp/Anthos-Arm Support Plug-97460695
IM01009 | Dental Chair Spares-Anthos-minilight Inox Syr. Tip-97285800 |  |  | A Class | NOS | NOS | I-Inventory | FG-Finish Good |  | Spares | Dental Chair-Spares | Dental Equiment | Main Location | 90330000 |  | FIFO | Anthos/Cefla | [8 empty] | 0 | 0 | 0 | 1 | 0 | 0 | [6 empty] | NOS | 1 |  | Cf/Dc/Sp/Anthosminilight Inox Syr. Tip-97285800
IM01010 | Dental Chair Spares-Anthos-Auxiliary Connection Board 97660299 |  |  | A Class | NOS | NOS | I-Inventory | FG-Finish Good |  | Spares | Dental Chair-Spares | Dental Equiment | Main Location | 90330000 |  | FIFO | Anthos/Cefla | [8 empty] | 0 | 0 | 0 | 1 | 0 | 0 | [6 empty] | NOS | 1 |  | Cf/Dc/Sp/Auxiliary Connection Board 97660299
IM01011 | Dental Chair Spares-Anthos-Barco 22Inch Screen 97901662 |  |  | A Class | NOS | NOS | I-Inventory | FG-Finish Good |  | Spares | Dental Chair-Spares | Dental Equiment | Main Location | 90330000 |  | FIFO | Anthos/Cefla | [8 empty] | 0 | 0 | 0 | 1 | 0 | 0 | [6 empty] | NOS | 1 |  | CF/DC/SP/BARCO 22INCH SCREEN 97901662
IM01012 | Dental Chair Spares-Anthos-Big Cannula Support Terminal 97461188 |  |  | A Class | NOS | NOS | I-Inventory | FG-Finish Good |  | Spares | Dental Chair-Spares | Dental Equiment | Main Location | 90330000 |  | FIFO | Anthos/Cefla | [8 empty] | 0 | 0 | 0 | 1 | 0 | 0 | [6 empty] | NOS | 1 |  | CF/DC/SP/BIG CANNULA SUPPORT TERMINAL 97461188
IM01013 | Dental Chair Spares-Anthos-Borco Monitor 22 Inch White 97901848 |  |  | A Class | NOS | NOS | I-Inventory | FG-Finish Good |  | Spares | Dental Chair-Spares | Dental Equiment | Main Location | 90330000 |  | FIFO | Anthos/Cefla | [8 empty] | 0 | 0 | 0 | 1 | 0 | 0 | [6 empty] | NOS | 1 |  | CF/DC/SP/BORCO MONITOR 22 INCH WHITE 97901848
IM01014 | Dental Chair Spares-Anthos-Brake Gr 91103103 |  |  | A Class | NOS | NOS | I-Inventory | FG-Finish Good |  | Spares | Dental Chair-Spares | Dental Equiment | Main Location | 90330000 |  | FIFO | Anthos/Cefla | [5 empty] | . |  |  | 0 | 0 | 0 | 1 | 0 | 0 | [6 empty] | NOS | 1 |  | CF/DC/SP/BRAKE GR 91103103
IM01015 | Dental Chair Spares-Anthos-C Con Fori Per Serie-2019-91109664 |  |  | A Class | NOS | NOS | I-Inventory | FG-Finish Good |  | Spares | Dental Chair-Spares | Dental Equiment | Main Location | 90330000 |  | FIFO | Anthos/Cefla | [8 empty] | 0 | 0 | 0 | 1 | 0 | 0 | [6 empty] | NOS | 1 |  | CF/DC/SP/C CON FORI PER SERIE-2019-91109664
IM01016 | Dental Chair Spares-Anthos-Cable Usb 2.0 Type A-B 3Mt-97522072 |  |  | A Class | NOS | NOS | I-Inventory | FG-Finish Good |  | Spares | Dental Chair-Spares | Dental Equiment | Main Location | 90330000 |  | FIFO | Anthos/Cefla | [8 empty] | 0 | 0 | 0 | 1 | 0 | 0 | [6 empty] | NOS | 1 |  | CF/DC/SP/CABLE USB 2.0 TYPE A-B 3MT-97522072
IM01017 | Dental Chair Spares-Anthos-Can Bus L- 2700 Mm Cable-97520409 |  |  | A Class | NOS | NOS | I-Inventory | FG-Finish Good |  | Spares | Dental Chair-Spares | Dental Equiment | Main Location | 90330000 |  | FIFO | Anthos/Cefla | [8 empty] | 0 | 0 | 0 | 1 | 0 | 0 | [6 empty] | NOS | 1 |  | CF/DC/SP/CAN BUS L- 2700 MM CABLE-97520409
IM01018 | Dental Chair Spares-Anthos-Cavo Hdmi L3 Mt Pz 97521822 |  |  | A Class | NOS | NOS | I-Inventory | FG-Finish Good |  | Spares | Dental Chair-Spares | Dental Equiment | Main Location | 90330000 |  | FIFO | Anthos/Cefla | [8 empty] | 0 | 0 | 0 | 1 | 0 | 0 | [6 empty] | NOS | 1 |  | CF/DC/SP/CAVO HDMI L3 MT PZ 97521822
IM01019 | Dental Chair Spares-Anthos-Cefla Apex Locator 90019004 |  |  | A Class | NOS | NOS | I-Inventory | FG-Finish Good |  | Spares | Dental Chair-Spares | Dental Equiment | Main Location | 90330000 |  | FIFO | Anthos/Cefla | [8 empty] | 0 | 0 | 0 | 1 | 0 | 0 | [6 empty] | NOS | 1 |  | CF/DC/SP/CEFLA APEX LOCATOR 90019004
IM01020 | Dental Chair Spares-Anthos-Cefla Apex Locator Hook F242S0100 |  |  | A Class | NOS | NOS | I-Inventory | FG-Finish Good |  | Spares | Dental Chair-Spares | Dental Equiment | Main Location | 90330000 |  | FIFO | Anthos/Cefla | [5 empty] | .. |  |  | 0 | 0 | 0 | 1 | 0 | 0 | [6 empty] | NOS | 1 |  | CF/DC/SP/CEFLA APEX LOCATOR HOOK F242S0100
IM01021 | Dental Chair Spares-Anthos-Cefla Apex Wire F242S1200 |  |  | A Class | NOS | NOS | I-Inventory | FG-Finish Good |  | Spares | Dental Chair-Spares | Dental Equiment | Main Location | 90330000 |  | FIFO | Anthos/Cefla | [5 empty] | .. |  |  | 0 | 0 | 0 | 1 | 0 | 0 | [6 empty] | NOS | 1 |  | CF/DC/SP/CEFLA APEX WIRE F242S1200
IM01022 | Dental Chair Spares-Anthos-Cefla Apex-Kit 69004 V1.0 |  |  | A Class | NOS | NOS | I-Inventory | FG-Finish Good |  | Spares | Dental Chair-Spares | Dental Equiment | Main Location | 90330000 |  | FIFO | Anthos/Cefla | [8 empty] | 0 | 0 | 0 | 1 | 0 | 0 | [6 empty] | NOS | 1 |  | CF/DC/SP/CEFLA APEX-KIT 69004 V1.0
IM01023 | Dental Chair Spares-Anthos-Cefla Asymetric Tray Holder 90010190 |  |  | A Class | NOS | NOS | I-Inventory | FG-Finish Good |  | Spares | Dental Chair-Spares | Dental Equiment | Main Location | 90330000 |  | FIFO | Anthos/Cefla | [8 empty] | 0 | 0 | 0 | 1 | 0 | 0 | [6 empty] | NOS | 1 |  | CF/DC/SP/CEFLA ASYMETRIC TRAY HOLDER 90010190
IM01024 | Dental Chair Spares-Anthos-Cefla Az Z Hub Cover- 97461829 |  |  | A Class | NOS | NOS | I-Inventory | FG-Finish Good |  | Spares | Dental Chair-Spares | Dental Equiment | Main Location | 90330000 |  | FIFO | Anthos/Cefla | [8 empty] | 0 | 0 | 0 | 1 | 0 | 0 | [6 empty] | NOS | 1 |  | CF/DC/SP/CEFLA AZ Z HUB COVER- 97461829
IM01025 | Dental Chair Spares-Anthos-Cefla Backrest Rear Cover 97461885 |  |  | A Class | NOS | NOS | I-Inventory | FG-Finish Good |  | Spares | Dental Chair-Spares | Dental Equiment | Main Location | 90330000 |  | FIFO | Anthos/Cefla | [8 empty] | 0 | 0 | 0 | 1 | 0 | 0 | [6 empty] | NOS | 1 |  | CF/DC/SP/CEFLA BACKREST REAR COVER 97461885
IM01026 | Dental Chair Spares-Anthos-Cefla Backrest Seat Upholstery 199 Grey Visco 97992388 |  |  | A Class | NOS | NOS | I-Inventory | FG-Finish Good |  | Spares | Dental Chair-Spares | Dental Equiment | Main Location | 90330000 |  | FIFO | Anthos/Cefla | [8 empty] | 0 | 0 | 0 | 1 | 0 | 0 | [6 empty] | NOS | 1 |  | CF/DC/SP/CEFLA BACKREST SEAT UPHOLSTERY 199 GREY VISCO 97992388
IM01027 | Dental Chair Spares-Anthos-Cefla Big Size Complete Terminal-91109166 |  |  | A Class | NOS | NOS | I-Inventory | FG-Finish Good |  | Spares | Dental Chair-Spares | Dental Equiment | Main Location | 90330000 |  | FIFO | Anthos/Cefla | [8 empty] | 0 | 0 | 0 | 1 | 0 | 0 | [6 empty] | NOS | 1 |  | CF/DC/SP/CEFLA BIG SIZE COMPLETE TERMINAL-91109166
IM01028 | Dental Chair Spares-Anthos-Cefla Big Tray Transp.Protection 97448400 |  |  | A Class | NOS | NOS | I-Inventory | FG-Finish Good |  | Spares | Dental Chair-Spares | Dental Equiment | Main Location | 90330000 |  | FIFO | Anthos/Cefla | [8 empty] | 0 | 0 | 0 | 1 | 0 | 0 | [6 empty] | NOS | 1 |  | CF/DC/SP/CEFLA BIG TRAY TRANSP.PROTECTION 97448400
IM01029 | Dental Chair Spares-Anthos-Cefla Bowl Fixing Elements 99922257 |  |  | A Class | NOS | NOS | I-Inventory | FG-Finish Good |  | Spares | Dental Chair-Spares | Dental Equiment | Main Location | 90330000 |  | FIFO | Anthos/Cefla | [8 empty] | 0 | 0 | 0 | 1 | 0 | 0 | [6 empty] | NOS | 1 |  | CF/DC/SP/CEFLA BOWL FIXING ELEMENTS 99922257
IM01030 | Dental Chair Spares-Anthos-Cefla Cart Arm Cover-97461250 |  |  | A Class | NOS | NOS | I-Inventory | FG-Finish Good |  | Spares | Dental Chair-Spares | Dental Equiment | Main Location | 90330000 |  | FIFO | Anthos/Cefla | [8 empty] | 0 | 0 | 0 | 1 | 0 | 0 | [6 empty] | NOS | 1 |  | CF/DC/SP/CEFLA CART ARM COVER-97461250
IM01031 | Dental Chair Spares-Anthos-Cefla Cart Column Cap 97461251 |  |  | A Class | NOS | NOS | I-Inventory | FG-Finish Good |  | Spares | Dental Chair-Spares | Dental Equiment | Main Location | 90330000 |  | FIFO | Anthos/Cefla | [8 empty] | 0 | 0 | 0 | 1 | 0 | 0 | [6 empty] | NOS | 1 |  | CF/DC/SP/CEFLA CART COLUMN CAP 97461251
IM01032 | Dental Chair Spares-Anthos-Cefla Cord No Sez L1200 Turb Midw Fo 95520332 |  |  | A Class | NOS | NOS | I-Inventory | FG-Finish Good |  | Spares | Dental Chair-Spares | Dental Equiment | Main Location | 90330000 |  | FIFO | Anthos/Cefla | [5 empty] | .. |  |  | 0 | 0 | 0 | 1 | 0 | 0 | [6 empty] | NOS | 1 |  | CF/DC/SP/CEFLA CORD NO SEZ L1200 TURB MIDW FO 95520332
IM01033 | Dental Chair Spares-Anthos-Cefla Cup Grid Inox D65 97900990 |  |  | A Class | NOS | NOS | I-Inventory | FG-Finish Good |  | Spares | Dental Chair-Spares | Dental Equiment | Main Location | 90330000 |  | FIFO | Anthos/Cefla | [8 empty] | 0 | 0 | 0 | 1 | 0 | 0 | [6 empty] | NOS | 1 |  | CF/DC/SP/CEFLA CUP GRID INOX D65 97900990
IM01034 | Dental Chair Spares-Anthos-Cefla Cu-Pz6 Anthos Handpiece 91106502 |  |  | A Class | NOS | NOS | I-Inventory | FG-Finish Good |  | Spares | Dental Chair-Spares | Dental Equiment | Main Location | 90330000 |  | FIFO | Anthos/Cefla | [8 empty] | 0 | 0 | 0 | 1 | 0 | 0 | [6 empty] | NOS | 1 |  | CF/DC/SP/CEFLA CU-PZ6 ANTHOS HANDPIECE 91106502
IM01035 | Dental Chair Spares-Anthos-Cefla Dental Pulsangt Carter 91109462 |  |  | A Class | NOS | NOS | I-Inventory | FG-Finish Good |  | Spares | Dental Chair-Spares | Dental Equiment | Main Location | 90330000 |  | FIFO | Anthos/Cefla | [8 empty] | 0 | 0 | 0 | 1 | 0 | 0 | [6 empty] | NOS | 1 |  | CF/DC/SP/CEFLA DENTAL PULSANGT CARTER 91109462
IM01036 | Dental Chair Spares-Anthos-Cefla Electr.Syst Mikro Instrum Modu 97520659 |  |  | A Class | NOS | NOS | I-Inventory | FG-Finish Good |  | Spares | Dental Chair-Spares | Dental Equiment | Main Location | 90330000 |  | FIFO | Anthos/Cefla | [8 empty] | 0 | 0 | 0 | 1 | 0 | 0 | [6 empty] | NOS | 1 |  | CF/DC/SP/CEFLA ELECTR.SYST MIKRO INSTRUM MODU 97520659
IM01037 | Dental Chair Spares-Anthos-Cefla Fixed Connector Ferrule 97463113 |  |  | A Class | NOS | NOS | I-Inventory | FG-Finish Good |  | Spares | Dental Chair-Spares | Dental Equiment | Main Location | 90330000 |  | FIFO | Anthos/Cefla | [8 empty] | 0 | 0 | 0 | 1 | 0 | 0 | [6 empty] | NOS | 1 |  | CF/DC/SP/CEFLA FIXED CONNECTOR FERRULE 97463113
IM01038 | Dental Chair Spares-Anthos-Cefla Fixed Connector Syringe New 97230337 |  |  | A Class | NOS | NOS | I-Inventory | FG-Finish Good |  | Spares | Dental Chair-Spares | Dental Equiment | Main Location | 90330000 |  | FIFO | Anthos/Cefla | [8 empty] | 0 | 0 | 0 | 1 | 0 | 0 | [6 empty] | NOS | 1 |  | CF/DC/SP/CEFLA FIXED CONNECTOR SYRINGE NEW 97230337
IM01039 | Dental Chair Spares-Anthos-Cefla Full Touch Cont Complete Supp-91109276 |  |  | A Class | NOS | NOS | I-Inventory | FG-Finish Good |  | Spares | Dental Chair-Spares | Dental Equiment | Main Location | 90330000 |  | FIFO | Anthos/Cefla | [8 empty] | 0 | 0 | 0 | 1 | 0 | 0 | [6 empty] | NOS | 1 |  | CF/DC/SP/CEFLA FULL TOUCH CONT COMPLETE SUPP-91109276
IM01040 | Dental Chair Spares-Anthos-Cefla Gr Cons Full Touch Contin-97661232 |  |  | A Class | NOS | NOS | I-Inventory | FG-Finish Good |  | Spares | Dental Chair-Spares | Dental Equiment | Main Location | 90330000 |  | FIFO | Anthos/Cefla | [8 empty] | 0 | 0 | 0 | 1 | 0 | 0 | [6 empty] | NOS | 1 |  | CF/DC/SP/CEFLA GR CONS FULL TOUCH CONTIN-97661232
IM01041 | Dental Chair Spares-Anthos-Cefla Hub 4 Porte Usb 2.0 97660671 |  |  | A Class | NOS | NOS | I-Inventory | FG-Finish Good |  | Spares | Dental Chair-Spares | Dental Equiment | Main Location | 90330000 |  | FIFO | Anthos/Cefla | [8 empty] | 0 | 0 | 0 | 1 | 0 | 0 | [6 empty] | NOS | 1 |  | CF/DC/SP/CEFLA HUB 4 PORTE USB 2.0 97660671
IM01042 | Dental Chair Spares-Anthos-Cefla Instrument Liver Gear-97460850 |  |  | A Class | NOS | NOS | I-Inventory | FG-Finish Good |  | Spares | Dental Chair-Spares | Dental Equiment | Main Location | 90330000 |  | FIFO | Anthos/Cefla | [8 empty] | 0 | 0 | 0 | 1 | 0 | 0 | [6 empty] | NOS | 1 |  | CF/DC/SP/CEFLA INSTRUMENT LIVER GEAR-97460850
IM01043 | Dental Chair Spares-Anthos-Cefla Kit 5 Eyes Protect-Led-97660718 |  |  | A Class | NOS | NOS | I-Inventory | FG-Finish Good |  | Spares | Dental Chair-Spares | Dental Equiment | Main Location | 90330000 |  | FIFO | Anthos/Cefla | [8 empty] | 0 | 0 | 0 | 1 | 0 | 0 | [6 empty] | NOS | 1 |  | CF/DC/SP/CEFLA KIT 5 EYES PROTECT-LED-97660718
IM01044 | Dental Chair Spares-Anthos-Cefla Large Hose Suction Micro Switch 99916331 |  |  | A Class | NOS | NOS | I-Inventory | FG-Finish Good |  | Spares | Dental Chair-Spares | Dental Equiment | Main Location | 90330000 |  | FIFO | Anthos/Cefla | [8 empty] | 0 | 0 | 0 | 1 | 0 | 0 | [6 empty] | NOS | 1 |  | CF/DC/SP/CEFLA LARGE HOSE SUCTION MICRO SWITCH 99916331
IM01045 | Dental Chair Spares-Anthos-Cefla Lite Green Int Cover Protection 97440047 |  |  | A Class | NOS | NOS | I-Inventory | FG-Finish Good |  | Spares | Dental Chair-Spares | Dental Equiment | Main Location | 90330000 |  | FIFO | Anthos/Cefla | [8 empty] | 0 | 0 | 0 | 1 | 0 | 0 | [6 empty] | NOS | 1 |  | CF/DC/SP/CEFLA LITE GREEN INT COVER PROTECTION 97440047
IM01046 | Dental Chair Spares-Anthos-Cefla Lite Green Small Tray Protection 97440048 |  |  | A Class | NOS | NOS | I-Inventory | FG-Finish Good |  | Spares | Dental Chair-Spares | Dental Equiment | Main Location | 90330000 |  | FIFO | Anthos/Cefla | [8 empty] | 0 | 0 | 0 | 1 | 0 | 0 | [6 empty] | NOS | 1 |  | CF/DC/SP/CEFLA LITE GREEN SMALL TRAY PROTECTION 97440048
IM01047 | Dental Chair Spares-Anthos-Cefla Lower Cover Assistant Table 97460667 |  |  | A Class | NOS | NOS | I-Inventory | FG-Finish Good |  | Spares | Dental Chair-Spares | Dental Equiment | Main Location | 90330000 |  | FIFO | Anthos/Cefla | [8 empty] | 0 | 0 | 0 | 1 | 0 | 0 | [6 empty] | NOS | 1 |  | CF/DC/SP/CEFLA LOWER COVER ASSISTANT TABLE 97460667
IM01048 | Dental Chair Spares-Anthos-Cefla Micro Switch Holder 97461215 |  |  | A Class | NOS | NOS | I-Inventory | FG-Finish Good |  | Spares | Dental Chair-Spares | Dental Equiment | Main Location | 90330000 |  | FIFO | Anthos/Cefla | [8 empty] | 0 | 0 | 0 | 1 | 0 | 0 | [6 empty] | NOS | 1 |  | CF/DC/SP/CEFLA MICRO SWITCH HOLDER 97461215
IM01049 | Dental Chair Spares-Anthos-Cefla Micro Switch Holder Fixing Sheel 99921627 |  |  | A Class | NOS | NOS | I-Inventory | FG-Finish Good |  | Spares | Dental Chair-Spares | Dental Equiment | Main Location | 90330000 |  | FIFO | Anthos/Cefla | [8 empty] | 0 | 0 | 0 | 1 | 0 | 0 | [6 empty] | NOS | 1 |  | CF/DC/SP/CEFLA MICRO SWITCH HOLDER FIXING SHEEL 99921627
IM01050 | Dental Chair Spares-Anthos-Cefla Mm Control Board 97661150 |  |  | A Class | NOS | NOS | I-Inventory | FG-Finish Good |  | Spares | Dental Chair-Spares | Dental Equiment | Main Location | 90330000 |  | FIFO | Anthos/Cefla | [8 empty] | 0 | 0 | 0 | 1 | 0 | 0 | [6 empty] | NOS | 1 |  | CF/DC/SP/CEFLA MM CONTROL BOARD 97661150
IM01051 | Dental Chair Spares-Anthos-Cefla Potentiometer Pin 99970126 |  |  | A Class | NOS | NOS | I-Inventory | FG-Finish Good |  | Spares | Dental Chair-Spares | Dental Equiment | Main Location | 90330000 |  | FIFO | Anthos/Cefla | [8 empty] | 0 | 0 | 0 | 1 | 0 | 0 | [6 empty] | NOS | 1 |  | CF/DC/SP/CEFLA POTENTIOMETER PIN 99970126
IM01052 | Dental Chair Spares-Anthos-Cefla Pro Tips Syringe Tips 97270125 |  |  | A Class | NOS | NOS | I-Inventory | FG-Finish Good |  | Spares | Dental Chair-Spares | Dental Equiment | Main Location | 90330000 |  | FIFO | Anthos/Cefla | [8 empty] | 0 | 0 | 0 | 1 | 0 | 0 | [6 empty] | NOS | 1 |  | CF/DC/SP/CEFLA PRO TIPS SYRINGE TIPS 97270125
IM01053 | Dental Chair Spares-Anthos-Cefla Removable Handle Sheel 97461835 |  |  | A Class | NOS | NOS | I-Inventory | FG-Finish Good |  | Spares | Dental Chair-Spares | Dental Equiment | Main Location | 90330000 |  | FIFO | Anthos/Cefla | [8 empty] | 0 | 0 | 0 | 1 | 0 | 0 | [6 empty] | NOS | 1 |  | CF/DC/SP/CEFLA REMOVABLE HANDLE SHEEL 97461835
IM01054 | Dental Chair Spares-Anthos-Cefla Screw Aut Tc Cro D3S Px8 51537012 |  |  | A Class | NOS | NOS | I-Inventory | FG-Finish Good |  | Spares | Dental Chair-Spares | Dental Equiment | Main Location | 90330000 |  | FIFO | Anthos/Cefla | [8 empty] | 0 | 0 | 0 | 1 | 0 | 0 | [6 empty] | NOS | 1 |  | CF/DC/SP/CEFLA SCREW AUT TC CRO D3S PX8 51537012
IM01055 | Dental Chair Spares-Anthos-Cefla Side Button Assembly 97461411 |  |  | A Class | NOS | NOS | I-Inventory | FG-Finish Good |  | Spares | Dental Chair-Spares | Dental Equiment | Main Location | 90330000 |  | FIFO | Anthos/Cefla | [8 empty] | 0 | 0 | 0 | 1 | 0 | 0 | [6 empty] | NOS | 1 |  | CF/DC/SP/CEFLA SIDE BUTTON ASSEMBLY 97461411
IM01056 | Dental Chair Spares-Anthos-Cefla Small Seat Assist Module 97461222 |  |  | A Class | NOS | NOS | I-Inventory | FG-Finish Good |  | Spares | Dental Chair-Spares | Dental Equiment | Main Location | 90330000 |  | FIFO | Anthos/Cefla | [8 empty] | 0 | 0 | 0 | 1 | 0 | 0 | [6 empty] | NOS | 1 |  | CF/DC/SP/CEFLA SMALL SEAT ASSIST MODULE 97461222
IM01057 | Dental Chair Spares-Anthos-Cefla Standard Optical Fiber 08Mm-60030402 |  |  | A Class | NOS | NOS | I-Inventory | FG-Finish Good |  | Spares | Dental Chair-Spares | Dental Equiment | Main Location | 90330000 |  | FIFO | Anthos/Cefla | [8 empty] | 0 | 0 | 0 | 1 | 0 | 0 | [6 empty] | NOS | 1 |  | CF/DC/SP/CEFLA STANDARD OPTICAL FIBER 08MM-60030402
IM01058 | Dental Chair Spares-Anthos-Cefla Starter Kit Syringe 2012 97270149 |  |  | A Class | NOS | NOS | I-Inventory | FG-Finish Good |  | Spares | Dental Chair-Spares | Dental Equiment | Main Location | 90330000 |  | FIFO | Anthos/Cefla | [8 empty] | 0 | 0 | 0 | 1 | 0 | 0 | [6 empty] | NOS | 1 |  | CF/DC/SP/CEFLA STARTER KIT SYRINGE 2012 97270149
IM01059 | Dental Chair Spares-Anthos-Cefla Suct.Hose D-11-5-L-1600 No Me 97901123 |  |  | A Class | NOS | NOS | I-Inventory | TG-Trading Good |  | Spares | Dental Chair-Spares | Dental Equiment | Main Location | 90330000 |  | FIFO | Anthos/Cefla | [8 empty] | 0 | 0 | 0 | 1 | 0 | 0 | [6 empty] | NOS | 1 |  | CF/DC/SP/CEFLA SUCT.HOSE D-11-5-L-1600 NO ME 97901123
IM01060 | Dental Chair Spares-Anthos-Cefla Suct.Hose D-7-L-1600 No Met 97901122 |  |  | A Class | NOS | NOS | I-Inventory | FG-Finish Good |  | Spares | Dental Chair-Spares | Dental Equiment | Main Location | 90330000 |  | FIFO | Anthos/Cefla | [8 empty] | 0 | 0 | 0 | 1 | 0 | 0 | [6 empty] | NOS | 1 |  | CF/DC/SP/CEFLA SUCT.HOSE D-7-L-1600 NO MET 97901122
IM01061 | Dental Chair Spares-Anthos-Cefla Upper Cover Assistant Table 97460668 |  |  | A Class | NOS | NOS | I-Inventory | FG-Finish Good |  | Spares | Dental Chair-Spares | Dental Equiment | Main Location | 90330000 |  | FIFO | Anthos/Cefla | [8 empty] | 0 | 0 | 0 | 1 | 0 | 0 | [6 empty] | NOS | 1 |  | CF/DC/SP/CEFLA UPPER COVER ASSISTANT TABLE 97460668
IM01062 | Dental Chair Spares-Anthos-Cefla Venus E Lamp Complete Head V91100514 |  |  | A Class | NOS | NOS | I-Inventory | FG-Finish Good |  | Spares | Dental Chair-Spares | Dental Equiment | Main Location | 90330000 |  | FIFO | Anthos/Cefla | [8 empty] | 0 | 0 | 0 | 1 | 0 | 0 | [6 empty] | NOS | 1 |  | CF/DC/SP/CEFLA VENUS E LAMP COMPLETE HEAD V91100514
IM01063 | Dental Chair Spares-Anthos-Cefla Vga Exit Cable 97521844 |  |  | A Class | NOS | NOS | I-Inventory | FG-Finish Good |  | Spares | Dental Chair-Spares | Dental Equiment | Main Location | 90330000 |  | FIFO | Anthos/Cefla | [8 empty] | 0 | 0 | 0 | 1 | 0 | 0 | [6 empty] | NOS | 1 |  | CF/DC/SP/CEFLA VGA EXIT CABLE 97521844
IM01064 | Dental Chair Spares-Anthos-Cefla Z Axix Joint 97461828 |  |  | A Class | NOS | NOS | I-Inventory | FG-Finish Good |  | Spares | Dental Chair-Spares | Dental Equiment | Main Location | 90330000 |  | FIFO | Anthos/Cefla | [8 empty] | 0 | 0 | 0 | 1 | 0 | 0 | [6 empty] | NOS | 1 |  | CF/DC/SP/CEFLA Z AXIX JOINT 97461828
IM01065 | Dental Chair Spares-Anthos-Chair Backrest Upholstery Light Blue 94016900 |  |  | A Class | NOS | NOS | I-Inventory | FG-Finish Good |  | Spares | Dental Chair-Spares | Dental Equiment | Main Location | 90330000 |  | FIFO | Anthos/Cefla | [8 empty] | 0 | 0 | 0 | 1 | 0 | 0 | [6 empty] | NOS | 1 |  | CF/DC/SP/CHAIR BACKREST UPHOLSTERY LIGHT BLUE 94016900
IM01066 | Dental Chair Spares-Anthos-Chair Backrest Upholstery S Visco 194 Venet Red-97992361 |  |  | A Class | NOS | NOS | I-Inventory | FG-Finish Good |  | Spares | Dental Chair-Spares | Dental Equiment | Main Location | 90330000 |  | FIFO | Anthos/Cefla | [8 empty] | 0 | 0 | 0 | 1 | 0 | 0 | [6 empty] | NOS | 1 |  | CF/DC/SP/CHAIR BACKREST UPHOLSTERY S VISCO 194 VENET RED-97992361
IM01067 | Dental Chair Spares-Anthos-Chair Potentiom El.Dev 97520709 |  |  | A Class | NOS | NOS | I-Inventory | FG-Finish Good |  | Spares | Dental Chair-Spares | Dental Equiment | Main Location | 90330000 |  | FIFO | Anthos/Cefla | [8 empty] | 0 | 0 | 0 | 1 | 0 | 0 | [6 empty] | NOS | 1 |  | CF/DC/SP/CHAIR POTENTIOM EL.DEV 97520709
IM01068 | Dental Chair Spares-Anthos-Cl.R Foot Control Gr.91104940 |  |  | A Class | NOS | NOS | I-Inventory | FG-Finish Good |  | Spares | Dental Chair-Spares | Dental Equiment | Main Location | 90330000 |  | FIFO | Anthos/Cefla | [8 empty] | 0 | 0 | 0 | 1 | 0 | 0 | [6 empty] | NOS | 1 |  | CF/DC/SP/CL.R FOOT CONTROL GR.91104940
IM01069 | Dental Chair Spares-Anthos-Collect Cannula Gr 1 Filter 91105181 |  |  | A Class | NOS | NOS | I-Inventory | FG-Finish Good |  | Spares | Dental Chair-Spares | Dental Equiment | Main Location | 90330000 |  | FIFO | Anthos/Cefla | [8 empty] | 0 | 0 | 0 | 1 | 0 | 0 | [6 empty] | NOS | 1 |  | CF/DC/SP/COLLECT CANNULA GR 1 FILTER 91105181
IM01070 | Dental Chair Spares-Anthos-Compens Washer D 21X28 S03-53122012 |  |  | A Class | NOS | NOS | I-Inventory | FG-Finish Good |  | Spares | Dental Chair-Spares | Dental Equiment | Main Location | 90330000 |  | FIFO | Anthos/Cefla | [8 empty] | 0 | 0 | 0 | 1 | 0 | 0 | [6 empty] | NOS | 1 |  | CF/DC/SP/COMPENS WASHER D 21X28 S03-53122012
IM01071 | Dental Chair Spares-Anthos-Complete Std Foot Control 91104540 |  |  | A Class | NOS | NOS | I-Inventory | FG-Finish Good |  | Spares | Dental Chair-Spares | Dental Equiment | Main Location | 90330000 |  | FIFO | Anthos/Cefla | [8 empty] | 0 | 0 | 0 | 1 | 0 | 0 | [6 empty] | NOS | 1 |  | CF/DC/SP/COMPLETE STD FOOT CONTROL 91104540
IM01072 | Dental Chair Spares-Anthos-Connect Box Board Lite 97660773 |  |  | A Class | NOS | NOS | I-Inventory | FG-Finish Good |  | Spares | Dental Chair-Spares | Dental Equiment | Main Location | 90330000 |  | FIFO | Anthos/Cefla | [8 empty] | 0 | 0 | 0 | 1 | 0 | 0 | [6 empty] | NOS | 1 |  | CF/DC/SP/CONNECT BOX BOARD LITE 97660773
IM01073 | Dental Chair Spares-Anthos-Connecting Box Board 97660169 |  |  | A Class | NOS | NOS | I-Inventory | FG-Finish Good |  | Spares | Dental Chair-Spares | Dental Equiment | Main Location | 90330000 |  | FIFO | Anthos/Cefla | [8 empty] | 0 | 0 | 0 | 1 | 0 | 0 | [6 empty] | NOS | 1 |  | CF/DC/SP/CONNECTING BOX BOARD 97660169
IM01074 | Dental Chair Spares-Anthos-Cont 2013 Lcd Console Group 97661145 |  |  | A Class | NOS | NOS | I-Inventory | FG-Finish Good |  | Spares | Dental Chair-Spares | Dental Equiment | Main Location | 90330000 |  | FIFO | Anthos/Cefla | [8 empty] | 0 | 0 | 0 | 1 | 0 | 0 | [6 empty] | NOS | 1 |  | CF/DC/SP/CONT 2013 LCD CONSOLE GROUP 97661145
IM01075 | Dental Chair Spares-Anthos-Continental Console Group 97661144 |  |  | A Class | NOS | NOS | I-Inventory | FG-Finish Good |  | Spares | Dental Chair-Spares | Dental Equiment | Main Location | 90330000 |  | FIFO | Anthos/Cefla | [8 empty] | 0 | 0 | 0 | 1 | 0 | 0 | [6 empty] | NOS | 1 |  | CF/DC/SP/CONTINENTAL CONSOLE GROUP 97661144
IM01076 | Dental Chair Spares-Anthos-Coperchio Serbatoi Serie 3000 Pz 91109109 |  |  | A Class | NOS | NOS | I-Inventory | FG-Finish Good |  | Spares | Dental Chair-Spares | Dental Equiment | Main Location | 90330000 |  | FIFO | Anthos/Cefla | [8 empty] | 0 | 0 | 0 | 1 | 0 | 0 | [6 empty] | NOS | 1 |  | CF/DC/SP/COPERCHIO SERBATOI SERIE 3000 PZ 91109109
IM01077 | Dental Chair Spares-Anthos-Cord Sez L1400C U2 Hd 95520509 |  |  | A Class | NOS | NOS | I-Inventory | FG-Finish Good |  | Spares | Dental Chair-Spares | Dental Equiment | Main Location | 90330000 |  | FIFO | Anthos/Cefla | [8 empty] | 0 | 0 | 0 | 1 | 0 | 0 | [6 empty] | NOS | 1 |  | CF/DC/SP/CORD SEZ L1400C U2 HD 95520509
IM01078 | Dental Chair Spares-Anthos-Cupsider Bowl Gasket 50 X 72 |  |  | A Class | NOS | NOS | I-Inventory | FG-Finish Good |  | Spares | Dental Chair-Spares | Dental Equiment | Main Location | 90330000 |  | FIFO | Anthos/Cefla | [8 empty] | 0 | 0 | 0 | 1 | 0 | 0 | [6 empty] | NOS | 1 |  | CF/DC/SP/CUPSIDER BOWL GASKET 50 X 72
IM01079 | Dental Chair Spares-Anthos-Cuspidor Bowl Connt 97461136 |  |  | A Class | NOS | NOS | I-Inventory | FG-Finish Good |  | Spares | Dental Chair-Spares | Dental Equiment | Main Location | 90330000 |  | FIFO | Anthos/Cefla | [8 empty] | 0 | 0 | 0 | 1 | 0 | 0 | [6 empty] | NOS | 1 |  | CF/DC/SP/CUSPIDOR BOWL CONNT 97461136
IM01080 | Dental Chair Spares-Anthos-Dent Foot Ctrl Sup 97521386 |  |  | A Class | NOS | NOS | I-Inventory | FG-Finish Good |  | Spares | Dental Chair-Spares | Dental Equiment | Main Location | 90330000 |  | FIFO | Anthos/Cefla | [8 empty] | 0 | 0 | 0 | 1 | 0 | 0 | [6 empty] | NOS | 1 |  | CF/DC/SP/DENT FOOT CTRL SUP 97521386
IM01081 | Dental Chair Spares-Anthos-Dent Multi Fuctional Foot Control 91105140 |  |  | A Class | NOS | NOS | I-Inventory | FG-Finish Good |  | Spares | Dental Chair-Spares | Dental Equiment | Main Location | 90330000 |  | FIFO | Anthos/Cefla | [8 empty] | 0 | 0 | 0 | 1 | 0 | 0 | [6 empty] | NOS | 1 |  | CF/DC/SP/DENT MULTI FUCTIONAL FOOT CONTROL 91105140
IM01082 | Dental Chair Spares-Anthos-Dent Touch Board 97661234 |  |  | A Class | NOS | NOS | I-Inventory | FG-Finish Good |  | Spares | Dental Chair-Spares | Dental Equiment | Main Location | 90330000 |  | FIFO | Anthos/Cefla | [8 empty] | 0 | 0 | 0 | 1 | 0 | 0 | [6 empty] | NOS | 1 |  | CF/DC/SP/DENT TOUCH BOARD 97661234
IM01083 | Dental Chair Spares-Anthos-Dent Venus Led Opt 91109244 |  |  | A Class | NOS | NOS | I-Inventory | FG-Finish Good |  | Spares | Dental Chair-Spares | Dental Equiment | Main Location | 90330000 |  | FIFO | Anthos/Cefla | [8 empty] | 0 | 0 | 0 | 1 | 0 | 0 | [6 empty] | NOS | 1 |  | CF/DC/SP/DENT VENUS LED OPT 91109244
IM01084 | Dental Chair Spares-Anthos-Dental 6F Angled Syringe Handle 95529154 |  |  | A Class | NOS | NOS | I-Inventory | FG-Finish Good |  | Spares | Dental Chair-Spares | Dental Equiment | Main Location | 90330000 |  | FIFO | Anthos/Cefla | [8 empty] | 0 | 0 | 0 | 1 | 0 | 0 | [6 empty] | NOS | 1 |  | CF/DC/SP/DENTAL 6F ANGLED SYRINGE HANDLE 95529154
IM01085 | Dental Chair Spares-Anthos-Dental Ctrl Board Venus Lamp 97660841 |  |  | A Class | NOS | NOS | I-Inventory | FG-Finish Good |  | Spares | Dental Chair-Spares | Dental Equiment | Main Location | 90330000 |  | FIFO | Anthos/Cefla | [8 empty] | 0 | 0 | 0 | 1 | 0 | 0 | [6 empty] | NOS | 1 |  | CF/DC/SP/DENTAL CTRL BOARD VENUS LAMP 97660841
IM01086 | Dental Chair Spares-Anthos-Dental Dynamom.Wrench Piezo Fr300R101 |  |  | A Class | NOS | NOS | I-Inventory | FG-Finish Good |  | Spares | Dental Chair-Spares | Dental Equiment | Main Location | 90330000 |  | FIFO | Anthos/Cefla | [8 empty] | 0 | 0 | 0 | 1 | 0 | 0 | [6 empty] | NOS | 1 |  | CF/DC/SP/DENTAL DYNAMOM.WRENCH PIEZO FR300R101
IM01087 | Dental Chair Spares-Anthos-Dental Elect Syst Micro Instrum Laser 97520972 |  |  | A Class | NOS | NOS | I-Inventory | FG-Finish Good |  | Spares | Dental Chair-Spares | Dental Equiment | Main Location | 90330000 |  | FIFO | Anthos/Cefla | [8 empty] | 0 | 0 | 0 | 1 | 0 | 0 | [6 empty] | NOS | 1 |  | CF/DC/SP/DENTAL ELECT SYST MICRO INSTRUM LASER 97520972
IM01088 | Dental Chair Spares-Anthos-Dental Foot Control 91104340 |  |  | A Class | NOS | NOS | I-Inventory | FG-Finish Good |  | Spares | Dental Chair-Spares | Dental Equiment | Main Location | 90330000 |  | FIFO | Anthos/Cefla | [8 empty] | 0 | 0 | 0 | 1 | 0 | 0 | [6 empty] | NOS | 1 |  | CF/DC/SP/DENTAL FOOT CONTROL 91104340
IM01089 | Dental Chair Spares-Anthos-Dental Glass Cuspidor Bowl Gr 91109118 |  |  | A Class | NOS | NOS | I-Inventory | FG-Finish Good |  | Spares | Dental Chair-Spares | Dental Equiment | Main Location | 90330000 |  | FIFO | Anthos/Cefla | [8 empty] | 0 | 0 | 0 | 1 | 0 | 0 | [6 empty] | NOS | 1 |  | CF/DC/SP/DENTAL GLASS CUSPIDOR BOWL GR 91109118
IM01090 | Dental Chair Spares-Anthos-Dental Instr Lever Base Cover 97460835 |  |  | A Class | NOS | NOS | I-Inventory | FG-Finish Good |  | Spares | Dental Chair-Spares | Dental Equiment | Main Location | 90330000 |  | FIFO | Anthos/Cefla | [8 empty] | 0 | 0 | 0 | 1 | 0 | 0 | [6 empty] | NOS | 1 |  | CF/DC/SP/DENTAL INSTR LEVER BASE COVER 97460835
IM01091 | Dental Chair Spares-Anthos-Dental Legrest Antivibrating Gr.91109350 |  |  | A Class | NOS | NOS | I-Inventory | FG-Finish Good |  | Spares | Dental Chair-Spares | Dental Equiment | Main Location | 90330000 |  | FIFO | Anthos/Cefla | [8 empty] | 0 | 0 | 0 | 1 | 0 | 0 | [6 empty] | NOS | 1 |  | CF/DC/SP/DENTAL LEGREST ANTIVIBRATING GR.91109350
IM01092 | Dental Chair Spares-Anthos-Dental O Ring 1,78X29,87 97366100 |  |  | A Class | NOS | NOS | I-Inventory | FG-Finish Good |  | Spares | Dental Chair-Spares | Dental Equiment | Main Location | 90330000 |  | FIFO | Anthos/Cefla | [8 empty] | 0 | 0 | 0 | 1 | 0 | 0 | [6 empty] | NOS | 1 |  | CF/DC/SP/DENTAL O RING 1,78X29,87 97366100
IM01093 | Dental Chair Spares-Anthos-Dental O Ring2056 97362500 |  |  | A Class | NOS | NOS | I-Inventory | FG-Finish Good |  | Spares | Dental Chair-Spares | Dental Equiment | Main Location | 90330000 |  | FIFO | Anthos/Cefla | [8 empty] | 0 | 0 | 0 | 1 | 0 | 0 | [6 empty] | NOS | 1 |  | CF/DC/SP/DENTAL O RING2056 97362500
IM01094 | Dental Chair Spares-Anthos-Dental O Ring281 97363700 |  |  | A Class | NOS | NOS | I-Inventory | FG-Finish Good |  | Spares | Dental Chair-Spares | Dental Equiment | Main Location | 90330000 |  | FIFO | Anthos/Cefla | [8 empty] | 0 | 0 | 0 | 1 | 0 | 0 | [6 empty] | NOS | 1 |  | CF/DC/SP/DENTAL O RING281 97363700
IM01095 | Dental Chair Spares-Anthos-Dental Pneumatic Microswitch 97290056 |  |  | A Class | NOS | NOS | I-Inventory | FG-Finish Good |  | Spares | Dental Chair-Spares | Dental Equiment | Main Location | 90330000 |  | FIFO | Anthos/Cefla | [8 empty] | 0 | 0 | 0 | 1 | 0 | 0 | [6 empty] | NOS | 1 |  | CF/DC/SP/DENTAL PNEUMATIC MICROSWITCH 97290056
IM01096 | Dental Chair Spares-Anthos-Dental Table Support 99921000 |  |  | A Class | NOS | NOS | I-Inventory | FG-Finish Good |  | Spares | Dental Chair-Spares | Dental Equiment | Main Location | 90330000 |  | FIFO | Anthos/Cefla | [8 empty] | 0 | 0 | 0 | 1 | 0 | 0 | [6 empty] | NOS | 1 |  | CF/DC/SP/DENTAL TABLE SUPPORT 99921000
IM01097 | Dental Chair Spares-Anthos-Dental Type C1 Tip F680C2700 |  |  | A Class | NOS | NOS | I-Inventory | FG-Finish Good |  | Spares | Dental Chair-Spares | Dental Equiment | Main Location | 90330000 |  | FIFO | Anthos/Cefla | [8 empty] | 0 | 0 | 0 | 1 | 0 | 0 | [6 empty] | NOS | 1 |  | CF/DC/SP/DENTAL TYPE C1 TIP F680C2700
IM01098 | Dental Chair Spares-Anthos-Dental Type C2 Tip F680C2800 |  |  | A Class | NOS | NOS | I-Inventory | FG-Finish Good |  | Spares | Dental Chair-Spares | Dental Equiment | Main Location | 90330000 |  | FIFO | Anthos/Cefla | [8 empty] | 0 | 0 | 0 | 1 | 0 | 0 | [6 empty] | NOS | 1 |  | CF/DC/SP/DENTAL TYPE C2 TIP F680C2800
IM01099 | Dental Chair Spares-Anthos-Dentists Module Arm Plug 97461022 |  |  | A Class | NOS | NOS | I-Inventory | FG-Finish Good |  | Spares | Dental Chair-Spares | Dental Equiment | Main Location | 90330000 |  | FIFO | Anthos/Cefla | [8 empty] | 0 | 0 | 0 | 1 | 0 | 0 | [6 empty] | NOS | 1 |  | CF/DC/SP/DENTISTS MODULE ARM PLUG 97461022
IM01100 | Dental Chair Spares-Anthos-Disposable Protection Sleev (50Pcs) |  |  | A Class | NOS | NOS | I-Inventory | FG-Finish Good |  | Spares | Dental Chair-Spares | Dental Equiment | Main Location | 90330000 |  | FIFO | Anthos/Cefla | [8 empty] | 0 | 0 | 0 | 1 | 0 | 0 | [6 empty] | NOS | 1 |  | CF/DC/SP/DISPOSABLE PROTECTION SLEEV (50PCS)
IM01101 | Dental Chair Spares-Anthos-El Sys Multimedia L4-97522439 |  |  | A Class | NOS | NOS | I-Inventory | FG-Finish Good |  | Spares | Dental Chair-Spares | Dental Equiment | Main Location | 90330000 |  | FIFO | Anthos/Cefla | [8 empty] | 0 | 0 | 0 | 1 | 0 | 0 | [6 empty] | NOS | 1 |  | CF/DC/SP/EL SYS MULTIMEDIA L4-97522439
IM01102 | Dental Chair Spares-Anthos-Fan Control Of Lux Lamp-97710139 |  |  | A Class | NOS | NOS | I-Inventory | FG-Finish Good |  | Spares | Dental Chair-Spares | Dental Equiment | Main Location | 90330000 |  | FIFO | Anthos/Cefla | [8 empty] | 0 | 0 | 0 | 1 | 0 | 0 | [6 empty] | NOS | 1 |  | CF/DC/SP/FAN CONTROL OF LUX LAMP-97710139
IM01103 | Dental Chair Spares-Anthos-Fitting For Med 91109430 |  |  | A Class | NOS | NOS | I-Inventory | FG-Finish Good |  | Spares | Dental Chair-Spares | Dental Equiment | Main Location | 90330000 |  | FIFO | Anthos/Cefla | [8 empty] | 0 | 0 | 0 | 1 | 0 | 0 | [6 empty] | NOS | 1 |  | CF/DC/SP/FITTING FOR MED 91109430
IM01104 | Dental Chair Spares-Anthos-Fix Handle Oring 2.62X9.1.19-97373300 |  |  | A Class | NOS | NOS | I-Inventory | FG-Finish Good |  | Spares | Dental Chair-Spares | Dental Equiment | Main Location | 90330000 |  | FIFO | Anthos/Cefla | [8 empty] | 0 | 0 | 0 | 1 | 0 | 0 | [6 empty] | NOS | 1 |  | CF/DC/SP/FIX HANDLE ORING 2.62X9.1.19-97373300
IM01105 | Dental Chair Spares-Anthos-Fixing Pin Tray Holder-99921620 |  |  | A Class | NOS | NOS | I-Inventory | FG-Finish Good |  | Spares | Dental Chair-Spares | Dental Equiment | Main Location | 90330000 |  | FIFO | Anthos/Cefla | [8 empty] | 0 | 0 | 0 | 1 | 0 | 0 | [6 empty] | NOS | 1 |  | CF/DC/SP/FIXING PIN TRAY HOLDER-99921620
IM01106 | Dental Chair Spares-Anthos-Gen.Switch Supply Cable 97520334 |  |  | A Class | NOS | NOS | I-Inventory | FG-Finish Good |  | Spares | Dental Chair-Spares | Dental Equiment | Main Location | 90330000 |  | FIFO | Anthos/Cefla | [8 empty] | 0 | 0 | 0 | 1 | 0 | 0 | [6 empty] | NOS | 1 |  | CF/DC/SP/GEN.SWITCH SUPPLY CABLE 97520334
IM01107 | Dental Chair Spares-Anthos-Ghiera D 20X1 Autobl-52900023 |  |  | A Class | NOS | NOS | I-Inventory | FG-Finish Good |  | Spares | Dental Chair-Spares | Dental Equiment | Main Location | 90330000 |  | FIFO | Anthos/Cefla | [8 empty] | 0 | 0 | 0 | 1 | 0 | 0 | [6 empty] | NOS | 1 |  | CF/DC/SP/GHIERA D 20X1 AUTOBL-52900023
IM01108 | Dental Chair Spares-Anthos-Gr Cons Full Touch Multim Int-97662199 |  |  | A Class | NOS | NOS | I-Inventory | FG-Finish Good |  | Spares | Dental Chair-Spares | Dental Equiment | Main Location | 90330000 |  | FIFO | Anthos/Cefla | [8 empty] | 0 | 0 | 0 | 1 | 0 | 0 | [6 empty] | NOS | 1 |  | CF/DC/SP/GR CONS FULL TOUCH MULTIM INT-97662199
IM01109 | Dental Chair Spares-Anthos-Gr Ie Alim Scheda Tavolet 91102426 |  |  | A Class | NOS | NOS | I-Inventory | FG-Finish Good |  | Spares | Dental Chair-Spares | Dental Equiment | Main Location | 90330000 |  | FIFO | Anthos/Cefla | [8 empty] | 0 | 0 | 0 | 1 | 0 | 0 | [6 empty] | NOS | 1 |  | CF/DC/SP/GR IE ALIM SCHEDA TAVOLET 91102426
IM01110 | Dental Chair Spares-Anthos-Gr. Coperchio Precamera Serb 2 Pz 91109126 |  |  | A Class | NOS | NOS | I-Inventory | FG-Finish Good |  | Spares | Dental Chair-Spares | Dental Equiment | Main Location | 90330000 |  | FIFO | Anthos/Cefla | [8 empty] | 0 | 0 | 0 | 1 | 0 | 0 | [6 empty] | NOS | 1 |  | CF/DC/SP/GR. COPERCHIO PRECAMERA SERB 2 PZ 91109126
IM01111 | Dental Chair Spares-Anthos-Sp/Syringe Valve Body Kit 95509132 |  |  | A Class | NOS | NOS | I-Inventory | FG-Finish Good |  | Spares | Dental Chair-Spares | Dental Equiment | Main Location | 90330000 |  | FIFO | Anthos/Cefla | [8 empty] | 0 | 0 | 0 | 1 | 0 | 0 | [6 empty] | NOS | 1 |  | CF/DC/AC/SP/SYRINGE VALVE BODY KIT 95509132
IM01112 | Dental Chair Spares-Anthos-Gr.Backrest Potentiometer Hold 92209082 |  |  | A Class | NOS | NOS | I-Inventory | FG-Finish Good |  | Spares | Dental Chair-Spares | Dental Equiment | Main Location | 90330000 |  | FIFO | Anthos/Cefla | [8 empty] | 0 | 0 | 0 | 1 | 0 | 0 | [6 empty] | NOS | 1 |  | CF/DC/SP/GR.BACKREST POTENTIOMETER HOLD 92209082
IM01113 | Dental Chair Spares-Anthos-Gr.Collett.Cann.2 Filtri 91105387 |  |  | A Class | NOS | NOS | I-Inventory | FG-Finish Good |  | Spares | Dental Chair-Spares | Dental Equiment | Main Location | 90330000 |  | FIFO | Anthos/Cefla | [8 empty] | 0 | 0 | 0 | 1 | 0 | 0 | [6 empty] | NOS | 1 |  | CF/DC/SP/GR.COLLETT.CANN.2 FILTRI 91105387
IM01114 | Dental Chair Spares-Anthos-Gr.Fan Of Lux Lamp-97710138 |  |  | A Class | NOS | NOS | I-Inventory | FG-Finish Good |  | Spares | Dental Chair-Spares | Dental Equiment | Main Location | 90330000 |  | FIFO | Anthos/Cefla | [8 empty] | 0 | 0 | 0 | 1 | 0 | 0 | [6 empty] | NOS | 1 |  | CF/DC/SP/GR.FAN OF LUX LAMP-97710138
IM01115 | Dental Chair Spares-Anthos-Gray Flat Cl Sheath D=25 97549000 |  |  | A Class | NOS | NOS | I-Inventory | FG-Finish Good |  | Spares | Dental Chair-Spares | Dental Equiment | Main Location | 90330000 |  | FIFO | Anthos/Cefla | [5 empty] | . |  |  | 0 | 0 | 0 | 1 | 0 | 0 | [6 empty] | NOS | 1 |  | CF/DC/SP/GRAY FLAT CL SHEATH D=25 97549000
IM01116 | Dental Chair Spares-Anthos-Green Bipolar Switch 97600112 |  |  | A Class | NOS | NOS | I-Inventory | FG-Finish Good |  | Spares | Dental Chair-Spares | Dental Equiment | Main Location | 90330000 |  | FIFO | Anthos/Cefla | [8 empty] | 0 | 0 | 0 | 1 | 0 | 0 | [6 empty] | NOS | 1 |  | CF/DC/SP/GREEN BIPOLAR SWITCH 97600112
IM01117 | Dental Chair Spares-Anthos-Handle Support-99918650 |  |  | A Class | NOS | NOS | I-Inventory | FG-Finish Good |  | Spares | Dental Chair-Spares | Dental Equiment | Main Location | 90330000 |  | FIFO | Anthos/Cefla | [8 empty] | 0 | 0 | 0 | 1 | 0 | 0 | [6 empty] | NOS | 1 |  | CF/DC/SP/HANDLE SUPPORT-99918650
IM01118 | Dental Chair Spares-Anthos-Imp El Can Bus L600Mm 97521831 |  |  | A Class | NOS | NOS | I-Inventory | FG-Finish Good |  | Spares | Dental Chair-Spares | Dental Equiment | Main Location | 90330000 |  | FIFO | Anthos/Cefla | [8 empty] | 0 | 0 | 0 | 1 | 0 | 0 | [6 empty] | NOS | 1 |  | CF/DC/SP/IMP EL CAN BUS L600MM 97521831
IM01119 | Dental Chair Spares-Anthos-Imp.El.Alim.Monitor 97521631 |  |  | A Class | NOS | NOS | I-Inventory | FG-Finish Good |  | Spares | Dental Chair-Spares | Dental Equiment | Main Location | 90330000 |  | FIFO | Anthos/Cefla | [8 empty] | 0 | 0 | 0 | 1 | 0 | 0 | [6 empty] | NOS | 1 |  | CF/DC/SP/IMP.EL.ALIM.MONITOR 97521631
IM01120 | Dental Chair Spares-Anthos-Instxr Module E.Sy Cable 97526200 |  |  | A Class | NOS | NOS | I-Inventory | FG-Finish Good |  | Spares | Dental Chair-Spares | Dental Equiment | Main Location | 90330000 |  | FIFO | Anthos/Cefla | [8 empty] | 0 | 0 | 0 | 1 | 0 | 0 | [6 empty] | NOS | 1 |  | CF/DC/SP/INSTxR MODULE E.SY CABLE 97526200
IM01121 | Dental Chair Spares-Anthos-Kisar Evol Butt. Panel Card-97660292 |  |  | A Class | NOS | NOS | I-Inventory | FG-Finish Good |  | Spares | Dental Chair-Spares | Dental Equiment | Main Location | 90330000 |  | FIFO | Anthos/Cefla | [8 empty] | 0 | 0 | 0 | 1 | 0 | 0 | [6 empty] | NOS | 1 |  | Cf/Dc/Sp/Kisar Evol Butt. Panel Card-97660292
IM01122 | Dental Chair Spares-Anthos-Kit Update Leve E Rullini-91109630 |  |  | A Class | NOS | NOS | I-Inventory | FG-Finish Good |  | Spares | Dental Chair-Spares | Dental Equiment | Main Location | 90330000 |  | FIFO | Anthos/Cefla | [8 empty] | 0 | 0 | 0 | 1 | 0 | 0 | [6 empty] | NOS | 1 |  | CF/DC/SP/KIT UPDATE LEVE E RULLINI-91109630
IM01123 | Dental Chair Spares-Anthos-Low Suction Tubing 97540205 |  |  | A Class | NOS | NOS | I-Inventory | FG-Finish Good |  | Spares | Dental Chair-Spares | Dental Equiment | Main Location | 90330000 |  | FIFO | Anthos/Cefla | [8 empty] | 0 | 0 | 0 | 1 | 0 | 0 | [6 empty] | NOS | 1 |  | CF/DC/SP/LOW SUCTION TUBING 97540205
IM01124 | Dental Chair Spares-Anthos-Mc3 Mm Tubing -97230288 |  |  | A Class | NOS | NOS | I-Inventory | FG-Finish Good |  | Spares | Dental Chair-Spares | Dental Equiment | Main Location | 90330000 |  | FIFO | Anthos/Cefla | [8 empty] | 0 | 0 | 0 | 1 | 0 | 0 | [6 empty] | NOS | 1 |  | CF/DC/SP/MC3 MM TUBING -97230288
IM01125 | Dental Chair Spares-Anthos-Mm Cc Control Board -97660617 |  |  | A Class | NOS | NOS | I-Inventory | FG-Finish Good |  | Spares | Dental Chair-Spares | Dental Equiment | Main Location | 90330000 |  | FIFO | Anthos/Cefla | [8 empty] | 0 | 0 | 0 | 1 | 0 | 0 | [6 empty] | NOS | 1 |  | CF/DC/SP/MM CC CONTROL BOARD -97660617
IM01126 | Dental Chair Spares-Anthos-Monitor Supply Board 97661467 |  |  | A Class | NOS | NOS | I-Inventory | FG-Finish Good |  | Spares | Dental Chair-Spares | Dental Equiment | Main Location | 90330000 |  | FIFO | Anthos/Cefla | [8 empty] | 0 | 0 | 0 | 1 | 0 | 0 | [6 empty] | NOS | 1 |  | CF/DC/SP/MONITOR SUPPLY BOARD 97661467
IM01127 | Dental Chair Spares-Anthos-No Met.Suct.Hose D=11,5 L1800-97900963 |  |  | A Class | NOS | NOS | I-Inventory | FG-Finish Good |  | Spares | Dental Chair-Spares | Dental Equiment | Main Location | 90330000 |  | FIFO | Anthos/Cefla | [8 empty] | 0 | 0 | 0 | 1 | 0 | 0 | [6 empty] | NOS | 1 |  | Cf/Dc/Sp/No Met.Suct.Hose D=11,5 L1800-97900963
IM01128 | Dental Chair Spares-Anthos-No Sect 3F Syringe L1200 Hose-95520335 |  |  | A Class | NOS | NOS | I-Inventory | FG-Finish Good |  | Spares | Dental Chair-Spares | Dental Equiment | Main Location | 90330000 |  | FIFO | Anthos/Cefla | [8 empty] | 0 | 0 | 0 | 1 | 0 | 0 | [6 empty] | NOS | 1 |  | CF/DC/SP/NO SECT 3F SYRINGE L1200 HOSE-95520335
IM01129 | Dental Chair Spares-Anthos-Ntc Sensor Connect El System-97520527 |  |  | A Class | NOS | NOS | I-Inventory | FG-Finish Good |  | Spares | Dental Chair-Spares | Dental Equiment | Main Location | 90330000 |  | FIFO | Anthos/Cefla | [8 empty] | 0 | 0 | 0 | 1 | 0 | 0 | [6 empty] | NOS | 1 |  | CF/DC/SP/NTC SENSOR CONNECT EL SYSTEM-97520527
IM01130 | Dental Chair Spares-Anthos-O Ring E 106-97361200 |  |  | A Class | NOS | NOS | I-Inventory | FG-Finish Good |  | Spares | Dental Chair-Spares | Dental Equiment | Main Location | 90330000 |  | FIFO | Anthos/Cefla | [8 empty] | 0 | 0 | 0 | 1 | 0 | 0 | [6 empty] | NOS | 1 |  | CF/DC/SP/O RING E 106-97361200
IM01131 | Dental Chair Spares-Anthos-Or 3.53X58,74 Nbr 70 97374400 |  |  | A Class | NOS | NOS | I-Inventory | FG-Finish Good |  | Spares | Dental Chair-Spares | Dental Equiment | Main Location | 90330000 |  | FIFO | Anthos/Cefla | [8 empty] | 0 | 0 | 0 | 1 | 0 | 0 | [6 empty] | NOS | 1 |  | CF/DC/SP/OR 3.53X58,74 NBR 70 97374400
IM01132 | Dental Chair Spares-Anthos-O-Ring Kit Cannula Connection 91109331 |  |  | A Class | NOS | NOS | I-Inventory | FG-Finish Good |  | Spares | Dental Chair-Spares | Dental Equiment | Main Location | 90330000 |  | FIFO | Anthos/Cefla | [8 empty] | 0 | 0 | 0 | 1 | 0 | 0 | [6 empty] | NOS | 1 |  | CF/DC/SP/O-RING KIT CANNULA CONNECTION 91109331
IM01133 | Dental Chair Spares-Anthos-Pantoger Front Lower Casing 97461043 |  |  | A Class | NOS | NOS | I-Inventory | FG-Finish Good |  | Spares | Dental Chair-Spares | Dental Equiment | Main Location | 90330000 |  | FIFO | Anthos/Cefla | [8 empty] | 0 | 0 | 0 | 1 | 0 | 0 | [6 empty] | NOS | 1 |  | CF/DC/SP/PANTOGER FRONT LOWER CASING 97461043
IM01134 | Dental Chair Spares-Anthos-Parabolic Glass Of Lux Lamp -97710137 |  |  | A Class | NOS | NOS | I-Inventory | FG-Finish Good |  | Spares | Dental Chair-Spares | Dental Equiment | Main Location | 90330000 |  | FIFO | Anthos/Cefla | [8 empty] | 0 | 0 | 0 | 1 | 0 | 0 | [6 empty] | NOS | 1 |  | CF/DC/SP/PARABOLIC GLASS OF LUX LAMP -97710137
IM01135 | Dental Chair Spares-Anthos-Peroxy Ag 1000Ml 97190006 |  |  | A Class | NOS | NOS | I-Inventory | FG-Finish Good |  | Spares | Dental Chair-Spares | Dental Equiment | Main Location | 90330000 |  | FIFO | Anthos/Cefla | [8 empty] | 0 | 0 | 0 | 1 | 0 | 0 | [6 empty] | NOS | 1 |  | CF/DC/SP/PEROXY AG 1000ML 97190006
IM01136 | Dental Chair Spares-Anthos-Pinion Gear For Potentiometer 97460704 |  |  | A Class | NOS | NOS | I-Inventory | FG-Finish Good |  | Spares | Dental Chair-Spares | Dental Equiment | Main Location | 90330000 |  | FIFO | Anthos/Cefla | [8 empty] | 0 | 0 | 0 | 1 | 0 | 0 | [6 empty] | NOS | 1 |  | CF/DC/SP/PINION GEAR FOR POTENTIOMETER 97460704
IM01137 | Dental Chair Spares-Anthos-Pneum Micro Switch Gr-91109271 |  |  | A Class | NOS | NOS | I-Inventory | FG-Finish Good |  | Spares | Dental Chair-Spares | Dental Equiment | Main Location | 90330000 |  | FIFO | Anthos/Cefla | [8 empty] | 0 | 0 | 0 | 1 | 0 | 0 | [6 empty] | NOS | 1 |  | CF/DC/SP/PNEUM MICRO SWITCH GR-91109271
IM01138 | Dental Chair Spares-Anthos-Potentiom. Pin Eye 97460332 |  |  | A Class | NOS | NOS | I-Inventory | FG-Finish Good |  | Spares | Dental Chair-Spares | Dental Equiment | Main Location | 90330000 |  | FIFO | Anthos/Cefla | [8 empty] | 0 | 0 | 0 | 1 | 0 | 0 | [6 empty] | NOS | 1 |  | CF/DC/SP/POTENTIOM. PIN EYE 97460332
IM01139 | Dental Chair Spares-Anthos-Proportional Ev Tt-97720254 |  |  | A Class | NOS | NOS | I-Inventory | FG-Finish Good |  | Spares | Dental Chair-Spares | Dental Equiment | Main Location | 90330000 |  | FIFO | Anthos/Cefla | [8 empty] | 0 | 0 | 0 | 1 | 0 | 0 | [6 empty] | NOS | 1 |  | CF/DC/SP/PROPORTIONAL EV TT-97720254
IM01140 | Dental Chair Spares-Anthos-Puls.Tav.Assist.2013 97620232 |  |  | A Class | NOS | NOS | I-Inventory | FG-Finish Good |  | Spares | Dental Chair-Spares | Dental Equiment | Main Location | 90330000 |  | FIFO | Anthos/Cefla | [8 empty] | 0 | 0 | 0 | 1 | 0 | 0 | [6 empty] | NOS | 1 |  | CF/DC/SP/PULS.TAV.ASSIST.2013 97620232
IM01141 | Dental Chair Spares-Anthos-Safety Thermostat-97733800 |  |  | A Class | NOS | NOS | I-Inventory | FG-Finish Good |  | Spares | Dental Chair-Spares | Dental Equiment | Main Location | 90330000 |  | FIFO | Anthos/Cefla | [8 empty] | 0 | 0 | 0 | 1 | 0 | 0 | [6 empty] | NOS | 1 |  | CF/DC/SP/SAFETY THERMOSTAT-97733800
IM01142 | Dental Chair Spares-Anthos-Sch. Tavol. Medico Lite 2015 Pz 97661546 |  |  | A Class | NOS | NOS | I-Inventory | FG-Finish Good |  | Spares | Dental Chair-Spares | Dental Equiment | Main Location | 90330000 |  | FIFO | Anthos/Cefla | [8 empty] | 0 | 0 | 0 | 1 | 0 | 0 | [6 empty] | NOS | 1 |  | CF/DC/SP/SCH. TAVOL. MEDICO LITE 2015 PZ 97661546
IM01143 | Dental Chair Spares-Anthos-Scheda Idrico Lite 2013 Pz 97661125 |  |  | A Class | NOS | NOS | I-Inventory | FG-Finish Good |  | Spares | Dental Chair-Spares | Dental Equiment | Main Location | 90330000 |  | FIFO | Anthos/Cefla | [8 empty] | 0 | 0 | 0 | 1 | 0 | 0 | [6 empty] | NOS | 1 |  | CF/DC/SP/SCHEDA IDRICO LITE 2013 PZ 97661125
IM01144 | Dental Chair Spares-Anthos-Scheda Vrp Tav Medico -97661874 |  |  | A Class | NOS | NOS | I-Inventory | FG-Finish Good |  | Spares | Dental Chair-Spares | Dental Equiment | Main Location | 90330000 |  | FIFO | Anthos/Cefla | [8 empty] | 0 | 0 | 0 | 1 | 0 | 0 | [6 empty] | NOS | 1 |  | CF/DC/SP/SCHEDA VRP TAV MEDICO -97661874
IM01145 | Dental Chair Spares-Anthos-Screw Tcei M4X14 8.8-51232144 |  |  | A Class | NOS | NOS | I-Inventory | FG-Finish Good |  | Spares | Dental Chair-Spares | Dental Equiment | Main Location | 90330000 |  | FIFO | Anthos/Cefla | [8 empty] | 0 | 0 | 0 | 1 | 0 | 0 | [6 empty] | NOS | 1 |  | CF/DC/SP/SCREW TCEI M4X14 8.8-51232144
IM01146 | Dental Chair Spares-Anthos-Seat Potentiometer Gr. 92201111 |  |  | A Class | NOS | NOS | I-Inventory | FG-Finish Good |  | Spares | Dental Chair-Spares | Dental Equiment | Main Location | 90330000 |  | FIFO | Anthos/Cefla | [8 empty] | 0 | 0 | 0 | 1 | 0 | 0 | [6 empty] | NOS | 1 |  | CF/DC/SP/SEAT POTENTIOMETER GR. 92201111
IM01147 | Dental Chair Spares-Anthos-Sectionable Nozzle 95520612 |  |  | A Class | NOS | NOS | I-Inventory | FG-Finish Good |  | Spares | Dental Chair-Spares | Dental Equiment | Main Location | 90330000 |  | FIFO | Anthos/Cefla | [8 empty] | 0 | 0 | 0 | 1 | 0 | 0 | [6 empty] | NOS | 1 |  | CF/DC/SP/SECTIONABLE NOZZLE 95520612
IM01148 | Dental Chair Spares-Anthos-Small Cannula Support Terminal 97461189 |  |  | A Class | NOS | NOS | I-Inventory | FG-Finish Good |  | Spares | Dental Chair-Spares | Dental Equiment | Main Location | 90330000 |  | FIFO | Anthos/Cefla | [8 empty] | 0 | 0 | 0 | 1 | 0 | 0 | [6 empty] | NOS | 1 |  | CF/DC/SP/SMALL CANNULA SUPPORT TERMINAL 97461189
IM01149 | Dental Chair Spares-Anthos-Straight Tubes Gr. D11 X 2.3M 97540196 |  |  | A Class | NOS | NOS | I-Inventory | FG-Finish Good |  | Spares | Dental Chair-Spares | Dental Equiment | Main Location | 90330000 |  | FIFO | Anthos/Cefla | [8 empty] | 0 | 0 | 0 | 1 | 0 | 0 | [6 empty] | NOS | 1 |  | CF/DC/SP/STRAIGHT TUBES GR. D11 X 2.3M 97540196
IM01150 | Dental Chair Spares-Anthos-Straight Tubes Gr. D17,5X2.3M 97540197 |  |  | A Class | NOS | NOS | I-Inventory | FG-Finish Good |  | Spares | Dental Chair-Spares | Dental Equiment | Main Location | 90330000 |  | FIFO | Anthos/Cefla | [8 empty] | 0 | 0 | 0 | 1 | 0 | 0 | [6 empty] | NOS | 1 |  | CF/DC/SP/STRAIGHT TUBES GR. D17,5X2.3M 97540197
IM01151 | Dental Chair Spares-Anthos-Syring Tubing 3F L 1400Mm-95520205 |  |  | A Class | NOS | NOS | I-Inventory | FG-Finish Good |  | Spares | Dental Chair-Spares | Dental Equiment | Main Location | 90330000 |  | FIFO | Anthos/Cefla | [8 empty] | 0 | 0 | 0 | 1 | 0 | 0 | [6 empty] | NOS | 1 |  | CF/DC/SP/SYRING TUBING 3F L 1400MM-95520205
IM01152 | Dental Chair Spares-Anthos-Tabel Main Board-97660303 |  |  | A Class | NOS | NOS | I-Inventory | FG-Finish Good |  | Spares | Dental Chair-Spares | Dental Equiment | Main Location | 90330000 |  | FIFO | Anthos/Cefla | [8 empty] | 0 | 0 | 0 | 1 | 0 | 0 | [6 empty] | NOS | 1 |  | Cf/Dc/Sp/Tabel Main Board-97660303
IM01153 | Dental Chair Spares-Anthos-Table B Mm Cable-97520360 |  |  | A Class | NOS | NOS | I-Inventory | FG-Finish Good |  | Spares | Dental Chair-Spares | Dental Equiment | Main Location | 90330000 |  | FIFO | Anthos/Cefla | [8 empty] | 0 | 0 | 0 | 1 | 0 | 0 | [6 empty] | NOS | 1 |  | CF/DC/SP/TABLE B MM CABLE-97520360
IM01154 | Dental Chair Spares-Anthos-Table Handle-97460643 |  |  | A Class | NOS | NOS | I-Inventory | FG-Finish Good |  | Spares | Dental Chair-Spares | Dental Equiment | Main Location | 90330000 |  | FIFO | Anthos/Cefla | [8 empty] | 0 | 0 | 0 | 1 | 0 | 0 | [6 empty] | NOS | 1 |  | CF/DC/SP/TABLE HANDLE-97460643
IM01155 | Dental Chair Spares-Anthos-Tank Junction Gr With Probe 91105859 |  |  | A Class | NOS | NOS | I-Inventory | FG-Finish Good |  | Spares | Dental Chair-Spares | Dental Equiment | Main Location | 90330000 |  | FIFO | Anthos/Cefla | [8 empty] | 0 | 0 | 0 | 1 | 0 | 0 | [6 empty] | NOS | 1 |  | CF/DC/SP/TANK JUNCTION GR WITH PROBE 91105859
IM01156 | Dental Chair Spares-Anthos-Tank Junction Gr.Without Probe 91109464 |  |  | A Class | NOS | NOS | I-Inventory | FG-Finish Good |  | Spares | Dental Chair-Spares | Dental Equiment | Main Location | 90330000 |  | FIFO | Anthos/Cefla | [8 empty] | 0 | 0 | 0 | 1 | 0 | 0 | [6 empty] | NOS | 1 |  | CF/DC/SP/TANK JUNCTION GR.WITHOUT PROBE 91109464
IM01157 | Dental Chair Spares-Anthos-T-Led Ring Nuts Unit-95510090 |  |  | A Class | NOS | NOS | I-Inventory | FG-Finish Good |  | Spares | Dental Chair-Spares | Dental Equiment | Main Location | 90330000 |  | FIFO | Anthos/Cefla | [8 empty] | 0 | 0 | 0 | 1 | 0 | 0 | [6 empty] | NOS | 1 |  | CF/DC/SP/T-LED RING NUTS UNIT-95510090
IM01158 | Dental Chair Spares-Anthos-Tray Holder Gr 91109053 |  |  | A Class | NOS | NOS | I-Inventory | FG-Finish Good |  | Spares | Dental Chair-Spares | Dental Equiment | Main Location | 90330000 |  | FIFO | Anthos/Cefla | [8 empty] | 0 | 0 | 0 | 1 | 0 | 0 | [6 empty] | NOS | 1 |  | CF/DC/SP/TRAY HOLDER GR 91109053
IM01159 | Dental Chair Spares-Anthos-Ultrasound Non Sect Hose L1200-95520321 |  |  | A Class | NOS | NOS | I-Inventory | FG-Finish Good |  | Spares | Dental Chair-Spares | Dental Equiment | Main Location | 90330000 |  | FIFO | Anthos/Cefla | [8 empty] | 0 | 0 | 0 | 1 | 0 | 0 | [6 empty] | NOS | 1 |  | CF/DC/SP/ULTRASOUND NON SECT HOSE L1200-95520321
IM01160 | Dental Chair Spares-Anthos-Upholstery Fixing Clamp 97440044 |  |  | A Class | NOS | NOS | I-Inventory | FG-Finish Good |  | Spares | Dental Chair-Spares | Dental Equiment | Main Location | 90330000 |  | FIFO | Anthos/Cefla | [8 empty] | 0 | 0 | 0 | 1 | 0 | 0 | [6 empty] | NOS | 1 |  | CF/DC/SP/UPHOLSTERY FIXING CLAMP 97440044
IM01161 | Dental Chair Spares-Anthos- 1/8 Junct. Disch. Faucet-97285500 |  |  | A Class | NOS | NOS | I-Inventory | FG-Finish Good |  | Spares | Dental Chair-Spares | Dental Equiment | Main Location | 90330000 |  | FIFO | Anthos/Cefla | [8 empty] | 0 | 0 | 0 | 1 | 0 | 0 | [6 empty] | NOS | 1 |  | CF/DC/SP/ 1/8 JUNCT. DISCH. FAUCET-97285500
IM01162 | Dental Chair Spares-Anthos-U-Pz6 Anthos Scaler 95529094 |  |  | A Class | NOS | NOS | I-Inventory | FG-Finish Good |  | Spares | Dental Chair-Spares | Dental Equiment | Main Location | 90330000 |  | FIFO | Anthos/Cefla | [8 empty] | 0 | 0 | 0 | 1 | 0 | 0 | [6 empty] | NOS | 1 |  | Cf/Dc/Sp/U-PZ6 Anthos Scaler 95529094
IM01163 | Dental Chair Spares-Anthos-Usb Pc-Cbl 1,8Mt-97522512 |  |  | A Class | NOS | NOS | I-Inventory | FG-Finish Good |  | Spares | Dental Chair-Spares | Dental Equiment | Main Location | 90330000 |  | FIFO | Anthos/Cefla | [8 empty] | 0 | 0 | 0 | 1 | 0 | 0 | [6 empty] | NOS | 1 |  | CF/DC/SP/USB PC-CBL 1,8MT-97522512
IM01164 | Dental Chair Spares-Anthos-Valve Manual Gr.By Pass 91109325 |  |  | A Class | NOS | NOS | I-Inventory | FG-Finish Good |  | Spares | Dental Chair-Spares | Dental Equiment | Main Location | 90330000 |  | FIFO | Anthos/Cefla | [8 empty] | 0 | 0 | 0 | 1 | 0 | 0 | [6 empty] | NOS | 1 |  | CF/DC/SP/VALVE MANUAL GR.BY PASS 91109325
IM01165 | Dental Chair Spares-Anthos-Victor Cable Gr.For Foot Control V91100524 |  |  | A Class | NOS | NOS | I-Inventory | FG-Finish Good |  | Spares | Dental Chair-Spares | Dental Equiment | Main Location | 90330000 |  | FIFO | Anthos/Cefla | [8 empty] | 0 | 0 | 0 | 1 | 0 | 0 | [6 empty] | NOS | 1 |  | CF/DC/SP/VICTOR CABLE GR.FOR FOOT CONTROL V91100524
IM01166 | Dental Chair Spares-Anthos-Victor Chair Cable V97520105 |  |  | A Class | NOS | NOS | I-Inventory | FG-Finish Good |  | Spares | Dental Chair-Spares | Dental Equiment | Main Location | 90330000 |  | FIFO | Anthos/Cefla | [8 empty] | 0 | 0 | 0 | 1 | 0 | 0 | [6 empty] | NOS | 1 |  | CF/DC/SP/VICTOR CHAIR CABLE V97520105
IM01167 | Dental Chair Spares-Anthos-Victor Chair Foot Control Lower Rubber Part |  |  | A Class | NOS | NOS | I-Inventory | FG-Finish Good |  | Spares | Dental Chair-Spares | Dental Equiment | Main Location | 90330000 |  | FIFO | Anthos/Cefla | [8 empty] | 0 | 0 | 0 | 1 | 0 | 0 | [6 empty] | NOS | 1 |  | CF/DC/SP/VICTOR CHAIR FOOT CONTROL LOWER RUBBER PART
IM01168 | Dental Chair Spares-Anthos-Victor Potentiometer Cable V91100533 |  |  | A Class | NOS | NOS | I-Inventory | FG-Finish Good |  | Spares | Dental Chair-Spares | Dental Equiment | Main Location | 90330000 |  | FIFO | Anthos/Cefla | [8 empty] | 0 | 0 | 0 | 1 | 0 | 0 | [6 empty] | NOS | 1 |  | CF/DC/SP/VICTOR POTENTIOMETER CABLE V91100533
IM01169 | Dental Chair Spares-Anthos-Washer D 20X28 S1-53104089 |  |  | A Class | NOS | NOS | I-Inventory | FG-Finish Good |  | Spares | Dental Chair-Spares | Dental Equiment | Main Location | 90330000 |  | FIFO | Anthos/Cefla | [8 empty] | 0 | 0 | 0 | 1 | 0 | 0 | [6 empty] | NOS | 1 |  | CF/DC/SP/WASHER D 20X28 S1-53104089
IM01170 | Dental Chair Spares- Cefla Anthos-Dentist Asst. Chair Backrest Support GR |  |  | A Class | NOS | NOS | I-Inventory | FG-Finish Good |  | Spares | Dental Chair-Spares | Dental Equiment | Main Location | 90330000 |  | FIFO | Anthos/Cefla | [8 empty] | 0 | 0 | 0 | 1 | 0 | 0 | [6 empty] | NOS | 1 |  | CF/DS/SP/DENTIST ASST. CHAIR BACKREST SUPPORT GR
IM01171 | Dental Chair Spares- Cefla Anthos-Dentist Asst. Chair Backrest Upholstery Cover 97460721 |  |  | A Class | NOS | NOS | I-Inventory | FG-Finish Good |  | Spares | Dental Chair-Spares | Dental Equiment | Main Location | 90330000 |  | FIFO | Anthos/Cefla | [8 empty] | 0 | 0 | 0 | 1 | 0 | 0 | [6 empty] | NOS | 1 |  | CF/DS/SP/DENTIST ASST. CHAIR BACKREST UPHOLSTERY COVER 97460721
IM01172 | Dental Chair Spares- Cefla Anthos-Dentist Asst. Chair Backrest Upholstery Medite Blue 106 97901076 |  |  | A Class | NOS | NOS | I-Inventory | FG-Finish Good |  | Spares | Dental Chair-Spares | Dental Equiment | Main Location | 90330000 |  | FIFO | Anthos/Cefla | [8 empty] | 0 | 0 | 0 | 1 | 0 | 0 | [6 empty] | NOS | 1 |  | CF/DS/SP/DENTIST ASST. CHAIR BACKREST UPHOLSTERY MEDITE BLUE 106 97901076
IM01173 | Dental Chair Spares- Cefla Anthos-Dentist Asst. Chair Gas Spring 97815149 |  |  | A Class | NOS | NOS | I-Inventory | FG-Finish Good |  | Spares | Dental Chair-Spares | Dental Equiment | Main Location | 90330000 |  | FIFO | Anthos/Cefla | [8 empty] | 0 | 0 | 0 | 1 | 0 | 0 | [6 empty] | NOS | 1 |  | CF/DS/SP/DENTIST ASST. CHAIR GAS SPRING 97815149
IM01174 | Dental Chair Spares- Cefla Anthos-Dentist Asst. Chair Seat Base Mechanism |  |  | A Class | NOS | NOS | I-Inventory | FG-Finish Good |  | Spares | Dental Chair-Spares | Dental Equiment | Main Location | 90330000 |  | FIFO | Anthos/Cefla | [8 empty] | 0 | 0 | 0 | 1 | 0 | 0 | [6 empty] | NOS | 1 |  | CF/DS/SP/DENTIST ASST. CHAIR SEAT BASE MECHANISM
IM01175 | Dental Chair Spares- Cefla Anthos-Dentist Asst. Chair Seat Lower Upholstery Cover |  |  | A Class | NOS | NOS | I-Inventory | FG-Finish Good |  | Spares | Dental Chair-Spares | Dental Equiment | Main Location | 90330000 |  | FIFO | Anthos/Cefla | [8 empty] | 0 | 0 | 0 | 1 | 0 | 0 | [6 empty] | NOS | 1 |  | CF/DS/SP/DENTIST ASST. CHAIR SEAT LOWER UPHOLSTERY COVER
IM01176 | Dental Chair Spares- Cefla Anthos-Dentist Asst. Chair Seat Upholstery Meditrran Blue 106 97901076 |  |  | A Class | NOS | NOS | I-Inventory | FG-Finish Good |  | Spares | Dental Chair-Spares | Dental Equiment | Main Location | 90330000 |  | FIFO | Anthos/Cefla | [8 empty] | 0 | 0 | 0 | 1 | 0 | 0 | [6 empty] | NOS | 1 |  | CF/DS/SP/DENTIST ASST. CHAIR SEAT UPHOLSTERY MEDITRRAN BLUE 106 97901076
IM01177 | Dental Chair Spares- Cefla Anthos-Dentist Asst. Chair Spring Cover Bellowr 97174400 |  |  | A Class | NOS | NOS | I-Inventory | FG-Finish Good |  | Spares | Dental Chair-Spares | Dental Equiment | Main Location | 90330000 |  | FIFO | Anthos/Cefla | [8 empty] | 0 | 0 | 0 | 1 | 0 | 0 | [6 empty] | NOS | 1 |  | CF/DS/SP/DENTIST ASST. CHAIR SPRING COVER BELLOWR 97174400
IM01178 | Dental Chair Spares- Cefla Anthos-Dentist Asst. Chair Wheel 97173900 |  |  | A Class | NOS | NOS | I-Inventory | FG-Finish Good |  | Spares | Dental Chair-Spares | Dental Equiment | Main Location | 90330000 |  | FIFO | Anthos/Cefla | [8 empty] | 0 | 0 | 0 | 1 | 0 | 0 | [6 empty] | NOS | 1 |  | CF/DS/SP/DENTIST ASST. CHAIR WHEEL 97173900
IM01179 | Dental Chair Spares-Anthos-5F Luzz Syr Tap Body Art. 316/C-97280600 |  |  | A Class | NOS | NOS | I-Inventory | FG-Finish Good |  | Spares | Dental Chair-Spares | Dental Equiment | Main Location | 90330000 |  | FIFO | Anthos/Cefla | [8 empty] | 0 | 0 | 0 | 1 | 0 | 0 | [6 empty] | NOS | 1 |  | Cf/Dc/Sp/5F Luzz Syr Tap Body Art. 316/C-97280600
IM01180 | Dental Chair Spares-Anthos- Chair Sect Tubing Scaler F/O L1400-91106307 |  |  | A Class | NOS | NOS | I-Inventory | FG-Finish Good |  | Spares | Dental Chair-Spares | Dental Equiment | Main Location | 90330000 |  | FIFO | Anthos/Cefla | [8 empty] | 0 | 0 | 0 | 1 | 0 | 0 | [6 empty] | NOS | 1 |  | CF/DC/SP/ANTHOS CHAIR SECT TUBING SCALER F/O L1400-91106307
IM01181 | Dental Chair Spares-Anthos-Cefla/Light Reflector V97840000 |  |  | A Class | NOS | NOS | I-Inventory | FG-Finish Good |  | Spares | Dental Chair-Spares | Dental Equiment | Main Location | 90330000 |  | FIFO | Anthos/Cefla | [8 empty] | 0 | 0 | 0 | 1 | 0 | 0 | [6 empty] | NOS | 1 |  | CF/DC/SP/CEFLA/LIGHT REFLECTOR V97840000
IM01182 | Dental Chair Spares-Anthos-Gr. Pistone Ridutt. Acqua/Aria Pz 97290120 |  |  | A Class | NOS | NOS | I-Inventory | FG-Finish Good |  | Spares | Dental Chair-Spares | Dental Equiment | Main Location | 90330000 |  | FIFO | Anthos/Cefla | [8 empty] | 0 | 0 | 0 | 1 | 0 | 0 | [6 empty] | NOS | 1 |  | CF/DC/SP/GR. PISTONE RIDUTT. ACQUA/ARIA PZ 97290120
IM01183 | Dental Chair Spares-Anthos-Upper/Rear Dentist Module Co-97461071 |  |  | A Class | NOS | NOS | I-Inventory | FG-Finish Good |  | Spares | Dental Chair-Spares | Dental Equiment | Main Location | 90330000 |  | FIFO | Anthos/Cefla | [8 empty] | 0 | 0 | 0 | 1 | 0 | 0 | [6 empty] | NOS | 1 |  | CF/DC/SP/UPPER/REAR DENTIST MODULE CO-97461071
IM01184 | Dental Chair Spares-Nanhai Aspire-Chair Delivery Unit PCB-0A800-05-108-01 |  |  | A Class | NOS | NOS | I-Inventory | FG-Finish Good |  | Spares | Dental Chair-Spares | Dental Equiment | Main Location | 90330000 |  | FIFO | Nanhai | [8 empty] | 0 | 0 | 0 | 1 | 0 | 0 | [6 empty] | NOS | 1 |  | CHC SPARE -ASPIRE CHAIR DELIVERY UNIT PCB-0A800-05-108-01
IM01185 | Dental Chair Spares-Nanhai Aspire-Chair Spring For Light Arm-Light-04-104-00 |  |  | A Class | NOS | NOS | I-Inventory | FG-Finish Good |  | Spares | Dental Chair-Spares | Dental Equiment | Main Location | 90330000 |  | FIFO | Nanhai | [8 empty] | 0 | 0 | 0 | 1 | 0 | 0 | [6 empty] | NOS | 1 |  | CHC SPARE ASPIRE CHAIR SPRING FOR LIGHT ARM-Light-04-104-00
IM01186 | Dental Chair Spares-Nanhai Aspire-Chair Utility Tray |  |  | A Class | NOS | NOS | I-Inventory | FG-Finish Good |  | Spares | Dental Chair-Spares | Dental Equiment | Main Location | 90330000 |  | FIFO | Nanhai | [8 empty] | 0 | 0 | 0 | 1 | 0 | 0 | [6 empty] | NOS | 1 |  | CHC SPARE -ASPIRE CHAIR UTILY TRAY
IM01187 | Dental Chair Spares-Nanhai Aspire-Floor Box Hose Pipe Srew -0A800-06-011-A20 |  |  | A Class | NOS | NOS | I-Inventory | FG-Finish Good |  | Spares | Dental Chair-Spares | Dental Equiment | Main Location | 90330000 |  | FIFO | Nanhai | [8 empty] | 0 | 0 | 0 | 1 | 0 | 0 | [6 empty] | NOS | 1 |  | CHC SPARE ASPIRE FLOOR BOX HOSE PIPE SREW -0A800-06-011-A20
IM01188 | Dental Chair Spares-Nanhai Aspire-Screw For Spittoon-Light-08-005-00 |  |  | A Class | NOS | NOS | I-Inventory | FG-Finish Good |  | Spares | Dental Chair-Spares | Dental Equiment | Main Location | 90330000 |  | FIFO | Nanhai | [8 empty] | 0 | 0 | 0 | 1 | 0 | 0 | [6 empty] | NOS | 1 |  | CHC SPARE ASPIRE SCREW FOR SPITTOON-Light-08-005-00
IM01189 | Dental Chair Spares-Nanhai Aspire-Seal Gaskit For Spittoon-000Qb-00-167-01 |  |  | A Class | NOS | NOS | I-Inventory | FG-Finish Good |  | Spares | Dental Chair-Spares | Dental Equiment | Main Location | 90330000 |  | FIFO | Nanhai | [8 empty] | 0 | 0 | 0 | 1 | 0 | 0 | [6 empty] | NOS | 1 |  | CHC SPARE ASPIRE SEAL GASKIT FOR SPITTOON-000QB-00-167-01
IM01190 | Chc Spare-Aspaire Chair Headrest Pillow Support |  |  | A Class | NOS | NOS | I-Inventory | FG-Finish Good |  | Spares | Dental Chair-Spares | Dental Equiment | Main Location | 90330000 |  | FIFO | Nanhai | [8 empty] | 0 | 0 | 0 | 1 | 0 | 0 | [6 empty] | NOS | 1 |  | CHC SPARE-ASPAIRE CHAIR HEADREST PILLOW SUPPORT
IM01191 | Dental Chair Spares-Nanhai Aspire- 3 Shape Tee -000QB-00-015-03 |  |  | A Class | NOS | NOS | I-Inventory | FG-Finish Good |  | Spares | Dental Chair-Spares | Dental Equiment | Main Location | 90330000 |  | FIFO | Nanhai | [8 empty] | 0 | 0 | 0 | 1 | 0 | 0 | [6 empty] | NOS | 1 |  | CHC SPARE-ASPIRE 3 SHAPE TEE -000QB-00-015-03
IM01192 | Dental Chair Spares-Nanhai Aspire- Air Box Manifold Block-000QB-00-026-07 |  |  | A Class | NOS | NOS | I-Inventory | FG-Finish Good |  | Spares | Dental Chair-Spares | Dental Equiment | Main Location | 90330000 |  | FIFO | Nanhai | [8 empty] | 0 | 0 | 0 | 1 | 0 | 0 | [6 empty] | NOS | 1 |  | CHC SPARE-ASPIRE AIR BOX MANIFOLD BLOCK-000QB-00-026-07
IM01193 | Dental Chair Spares-Nanhai Aspire- Bottle O-Ring-0528B-01-009-00 |  |  | A Class | NOS | NOS | I-Inventory | FG-Finish Good |  | Spares | Dental Chair-Spares | Dental Equiment | Main Location | 90330000 |  | FIFO | Nanhai | [8 empty] | 0 | 0 | 0 | 1 | 0 | 0 | [6 empty] | NOS | 1 |  | CHC SPARE-ASPIRE BOTTLE O-RING-0528B-01-009-00
IM01194 | Dental Chair Spares-Nanhai Aspire- Chair 3 In 1 Valve-YH-00047 |  |  | A Class | NOS | NOS | I-Inventory | FG-Finish Good |  | Spares | Dental Chair-Spares | Dental Equiment | Main Location | 90330000 |  | FIFO | Nanhai | [8 empty] | 0 | 0 | 0 | 1 | 0 | 0 | [6 empty] | NOS | 1 |  | CHC SPARE-ASPIRE CHAIR 3 IN 1 VALVE-YH-00047
IM01195 | Dental Chair Spares-Nanhai Aspire- Chair 6 Way Water Valve-000Qb-00-017-01 |  |  | A Class | NOS | NOS | I-Inventory | FG-Finish Good |  | Spares | Dental Chair-Spares | Dental Equiment | Main Location | 90330000 |  | FIFO | Nanhai | [8 empty] | 0 | 0 | 0 | 1 | 0 | 0 | [6 empty] | NOS | 1 |  | CHC SPARE-ASPIRE CHAIR 6 WAY WATER VALVE-000QB-00-017-01
IM01196 | Dental Chair Spares-Nanhai Aspire- Chair Air Cylinder-000Qb-00-102-01 |  |  | A Class | NOS | NOS | I-Inventory | FG-Finish Good |  | Spares | Dental Chair-Spares | Dental Equiment | Main Location | 90330000 |  | FIFO | Nanhai | [8 empty] | 0 | 0 | 0 | 1 | 0 | 0 | [6 empty] | NOS | 1 |  | CHC SPARE-ASPIRE CHAIR AIR CYLINDER-000QB-00-102-01
IM01197 | Dental Chair Spares-Nanhai Aspire- Chair Backrest Motor-000Qb-00-106-XY |  |  | A Class | NOS | NOS | I-Inventory | FG-Finish Good |  | Spares | Dental Chair-Spares | Dental Equiment | Main Location | 90330000 |  | FIFO | Nanhai | [8 empty] | 0 | 0 | 0 | 1 | 0 | 0 | [6 empty] | NOS | 1 |  | CHC SPARE-ASPIRE CHAIR BACKREST MOTOR-000QB-00-106-XY
IM01198 | Dental Chair Spares-Nanhai Aspire- Chair Base Floor Back Cover-0A800-01-104-01 |  |  | A Class | NOS | NOS | I-Inventory | FG-Finish Good |  | Spares | Dental Chair-Spares | Dental Equiment | Main Location | 90330000 |  | FIFO | Nanhai | [8 empty] | 0 | 0 | 0 | 1 | 0 | 0 | [6 empty] | NOS | 1 |  | CHC SPARE-ASPIRE CHAIR BASE FLOOR BACK COVER-0A800-01-104-01
IM01199 | Dental Chair Spares-Nanhai Aspire- Chair Delivery Unit Arm |  |  | A Class | NOS | NOS | I-Inventory | FG-Finish Good |  | Spares | Dental Chair-Spares | Dental Equiment | Main Location | 90330000 |  | FIFO | Nanhai | [8 empty] | 0 | 0 | 0 | 1 | 0 | 0 | [6 empty] | NOS | 1 |  | CHC SPARE-ASPIRE CHAIR DELIVERY UNIT ARM
IM01200 | Dental Chair Spares-Nanhai Aspire- Chair Delivery Unit Arm With Pneumatic Switch (New Arm) |  |  | A Class | NOS | NOS | I-Inventory | FG-Finish Good |  | Spares | Dental Chair-Spares | Dental Equiment | Main Location | 90330000 |  | FIFO | Nanhai | [8 empty] | 0 | 0 | 0 | 1 | 0 | 0 | [6 empty] | NOS | 1 |  | CHC SPARE-ASPIRE CHAIR DELIVERY UNIT ARM WITH PNEUMATIC SWITCH (NEW ARM)
IM01201 | Dental Chair Spares-Nanhai Aspire- Chair Delivery Unit PCB Sticker-0A800-05-107-A13 |  |  | A Class | NOS | NOS | I-Inventory | FG-Finish Good |  | Spares | Dental Chair-Spares | Dental Equiment | Main Location | 90330000 |  | FIFO | Nanhai | [8 empty] | 0 | 0 | 0 | 1 | 0 | 0 | [6 empty] | NOS | 1 |  | CHC SPARE-ASPIRE CHAIR DELIVERY UNIT PCB STICKER-0A800-05-107-A13
IM01202 | Dental Chair Spares-Nanhai Aspire- Chair Double 5 Pin Connector Wire |  |  | A Class | NOS | NOS | I-Inventory | FG-Finish Good |  | Spares | Dental Chair-Spares | Dental Equiment | Main Location | 90330000 |  | FIFO | Nanhai | [5 empty] | . |  |  | 0 | 0 | 0 | 1 | 0 | 0 | [6 empty] | NOS | 1 |  | CHC SPARE-ASPIRE CHAIR DOUBLE 5 PIN CONNECTOR WIRE
IM01203 | Dental Chair Spares-Nanhai Aspire- Chair Floor Box Cover-A2000-06-101-03 |  |  | A Class | NOS | NOS | I-Inventory | FG-Finish Good |  | Spares | Dental Chair-Spares | Dental Equiment | Main Location | 90330000 |  | FIFO | Nanhai | [8 empty] | 0 | 0 | 0 | 1 | 0 | 0 | [6 empty] | NOS | 1 |  | CHC SPARE-ASPIRE CHAIR FLOOR BOX COVER-A2000-06-101-03
IM01204 | Dental Chair Spares-Nanhai Aspire- Chair Foot Control Main Wire |  |  | A Class | NOS | NOS | I-Inventory | FG-Finish Good |  | Spares | Dental Chair-Spares | Dental Equiment | Main Location | 90330000 |  | FIFO | Nanhai | [8 empty] | 0 | 0 | 0 | 1 | 0 | 0 | [6 empty] | NOS | 1 |  | CHC SPARE-ASPIRE CHAIR FOOT CONTROL MAIN WIRE
IM01205 | Dental Chair Spares-Nanhai Aspire- Chair Foot Control Switch |  |  | A Class | NOS | NOS | I-Inventory | FG-Finish Good |  | Spares | Dental Chair-Spares | Dental Equiment | Main Location | 90330000 |  | FIFO | Nanhai | [8 empty] | 0 | 0 | 0 | 1 | 0 | 0 | [6 empty] | NOS | 1 |  | CHC SPARE-ASPIRE CHAIR FOOT CONTROL SWITCH
IM01206 | Dental Chair Spares-Nanhai Aspire- Chair Headrest Cover-0A800-01-108-01 |  |  | A Class | NOS | NOS | I-Inventory | FG-Finish Good |  | Spares | Dental Chair-Spares | Dental Equiment | Main Location | 90330000 |  | FIFO | Nanhai | [8 empty] | 0 | 0 | 0 | 1 | 0 | 0 | [6 empty] | NOS | 1 |  | CHC SPARE-ASPIRE CHAIR HEADREST COVER-0A800-01-108-01
IM01207 | Dental Chair Spares-Nanhai Aspire- Chair High Suction Valve-000Qb-00-032-01 |  |  | A Class | NOS | NOS | I-Inventory | FG-Finish Good |  | Spares | Dental Chair-Spares | Dental Equiment | Main Location | 90330000 |  | FIFO | Nanhai | [8 empty] | 0 | 0 | 0 | 1 | 0 | 0 | [6 empty] | NOS | 1 |  | CHC SPARE-ASPIRE CHAIR HIGH SUCTION VALVE-000QB-00-032-01
IM01208 | Dental Chair Spares-Nanhai Aspire- Chair Led Light PCB |  |  | A Class | NOS | NOS | I-Inventory | FG-Finish Good |  | Spares | Dental Chair-Spares | Dental Equiment | Main Location | 90330000 |  | FIFO | Nanhai | [8 empty] | 0 | 0 | 0 | 1 | 0 | 0 | [6 empty] | NOS | 1 |  | CHC SPARE-ASPIRE CHAIR LED LIGHT PCB
IM01209 | Dental Chair Spares-Nanhai Aspire- Chair Led Light Sensor |  |  | A Class | NOS | NOS | I-Inventory | FG-Finish Good |  | Spares | Dental Chair-Spares | Dental Equiment | Main Location | 90330000 |  | FIFO | Nanhai | [8 empty] | 0 | 0 | 0 | 1 | 0 | 0 | [6 empty] | NOS | 1 |  | CHC SPARE-ASPIRE CHAIR LED LIGHT SENSOR
IM01210 | Dental Chair Spares-Nanhai Aspire- Chair Left Side Cover-0A800-01-119-01 |  |  | A Class | NOS | NOS | I-Inventory | FG-Finish Good |  | Spares | Dental Chair-Spares | Dental Equiment | Main Location | 90330000 |  | FIFO | Nanhai | [8 empty] | 0 | 0 | 0 | 1 | 0 | 0 | [6 empty] | NOS | 1 |  | CHC SPARE-ASPIRE CHAIR LEFT SIDE COVER-0A800-01-119-01
IM01211 | Dental Chair Spares-Nanhai Aspire- Chair Left Side Handrest Arm-0A800-01-013-01 |  |  | A Class | NOS | NOS | I-Inventory | FG-Finish Good |  | Spares | Dental Chair-Spares | Dental Equiment | Main Location | 90330000 |  | FIFO | Nanhai | [8 empty] | 0 | 0 | 0 | 1 | 0 | 0 | [6 empty] | NOS | 1 |  | CHC SPARE-ASPIRE CHAIR LEFT SIDE HANDREST ARM-0A800-01-013-01
IM01212 | Dental Chair Spares-Nanhai Aspire- Chair Lift Side Cover Lid Decoration Cover-0A800-01-121-01 |  |  | A Class | NOS | NOS | I-Inventory | FG-Finish Good |  | Spares | Dental Chair-Spares | Dental Equiment | Main Location | 90330000 |  | FIFO | Nanhai | [8 empty] | 0 | 0 | 0 | 1 | 0 | 0 | [6 empty] | NOS | 1 |  | CHC SPARE-ASPIRE CHAIR LIFT SIDE COVER LID DECORATION COVER-0A800-01-121-01
IM01213 | Dental Chair Spares-Nanhai Aspire- Chair Main Board Of Water Unit-000Qb-00-114-XY |  |  | A Class | NOS | NOS | I-Inventory | FG-Finish Good |  | Spares | Dental Chair-Spares | Dental Equiment | Main Location | 90330000 |  | FIFO | Nanhai | [5 empty] | . |  |  | 0 | 0 | 0 | 1 | 0 | 0 | [6 empty] | NOS | 1 |  | CHC SPARE-ASPIRE CHAIR MAIN BOARD OF WATER UNIT-000QB-00-114-XY
IM01214 | Dental Chair Spares-Nanhai Aspire- Chair Main PCB-000Qb-00-103-XY |  |  | A Class | NOS | NOS | I-Inventory | FG-Finish Good |  | Spares | Dental Chair-Spares | Dental Equiment | Main Location | 90330000 |  | FIFO | Nanhai | [8 empty] | 0 | 0 | 0 | 1 | 0 | 0 | [6 empty] | NOS | 1 |  | CHC SPARE-ASPIRE CHAIR MAIN PCB-000QB-00-103-XY
IM01215 | Dental Chair Spares-Nanhai Aspire- Chair Motor Limit Switch-000Qb-00-140-XY |  |  | A Class | NOS | NOS | I-Inventory | FG-Finish Good |  | Spares | Dental Chair-Spares | Dental Equiment | Main Location | 90330000 |  | FIFO | Nanhai | [8 empty] | 0 | 0 | 0 | 1 | 0 | 0 | [6 empty] | NOS | 1 |  | CHC SPARE-ASPIRE CHAIR MOTOR LIMIT SWITCH-000QB-00-140-XY
IM01216 | Dental Chair Spares-Nanhai Aspire- Chair On And Off Switch-000Qb-00-143-02 |  |  | A Class | NOS | NOS | I-Inventory | FG-Finish Good |  | Spares | Dental Chair-Spares | Dental Equiment | Main Location | 90330000 |  | FIFO | Nanhai | [8 empty] | 0 | 0 | 0 | 1 | 0 | 0 | [6 empty] | NOS | 1 |  | CHC SPARE-ASPIRE CHAIR ON AND OFF SWITCH-000QB-00-143-02
IM01217 | Dental Chair Spares-Nanhai Aspire- Chair Power Cord-000Qb-00-260-02 |  |  | A Class | NOS | NOS | I-Inventory | FG-Finish Good |  | Spares | Dental Chair-Spares | Dental Equiment | Main Location | 90330000 |  | FIFO | Nanhai | [8 empty] | 0 | 0 | 0 | 1 | 0 | 0 | [6 empty] | NOS | 1 |  | CHC SPARE-ASPIRE CHAIR POWER CORD-000QB-00-260-02
IM01218 | Dental Chair Spares-Nanhai Aspire- Chair Right Side Cover-0A800-01-118-01 |  |  | A Class | NOS | NOS | I-Inventory | FG-Finish Good |  | Spares | Dental Chair-Spares | Dental Equiment | Main Location | 90330000 |  | FIFO | Nanhai | [8 empty] | 0 | 0 | 0 | 1 | 0 | 0 | [6 empty] | NOS | 1 |  | CHC SPARE-ASPIRE CHAIR RIGHT SIDE COVER-0A800-01-118-01
IM01219 | Dental Chair Spares-Nanhai Aspire- Chair Right Side Handrest Arm-0A800-01-014-01 |  |  | A Class | NOS | NOS | I-Inventory | FG-Finish Good |  | Spares | Dental Chair-Spares | Dental Equiment | Main Location | 90330000 |  | FIFO | Nanhai | [8 empty] | 0 | 0 | 0 | 1 | 0 | 0 | [6 empty] | NOS | 1 |  | CHC SPARE-ASPIRE CHAIR RIGHT SIDE HANDREST ARM-0A800-01-014-01
IM01220 | Dental Chair Spares-Nanhai Aspire- Chair Seat Uphostery Lower Cover -0A800-01-127-01 |  |  | A Class | NOS | NOS | I-Inventory | FG-Finish Good |  | Spares | Dental Chair-Spares | Dental Equiment | Main Location | 90330000 |  | FIFO | Nanhai | [8 empty] | 0 | 0 | 0 | 1 | 0 | 0 | [6 empty] | NOS | 1 |  | CHC SPARE-ASPIRE CHAIR SEAT UPHOSTERY LOWER COVER -0A800-01-127-01
IM01221 | Dental Chair Spares-Nanhai Aspire- Chair Small Fixer-000Qb-00-036-03 |  |  | A Class | NOS | NOS | I-Inventory | FG-Finish Good |  | Spares | Dental Chair-Spares | Dental Equiment | Main Location | 90330000 |  | FIFO | Nanhai | [8 empty] | 0 | 0 | 0 | 1 | 0 | 0 | [6 empty] | NOS | 1 |  | CHC SPARE-ASPIRE CHAIR SMALL FIXER-000QB-00-036-03
IM01222 | Dental Chair Spares-Nanhai Aspire- Chair Spittoon Base Lower Cover0528B-07-012-05 |  |  | A Class | NOS | NOS | I-Inventory | FG-Finish Good |  | Spares | Dental Chair-Spares | Dental Equiment | Main Location | 90330000 |  | FIFO | Nanhai | [8 empty] | 0 | 0 | 0 | 1 | 0 | 0 | [6 empty] | NOS | 1 |  | CHC SPARE-ASPIRE CHAIR SPITTOON BASE LOWER COVER0528B-07-012-05
IM01223 | Dental Chair Spares-Nanhai Aspire- Chair Spittoon Base Lower Cover-0528B-07-012-05 |  |  | A Class | NOS | NOS | I-Inventory | FG-Finish Good |  | Spares | Dental Chair-Spares | Dental Equiment | Main Location | 90330000 |  | FIFO | Nanhai | [8 empty] | 0 | 0 | 0 | 1 | 0 | 0 | [6 empty] | NOS | 1 |  | CHC SPARE-ASPIRE CHAIR SPITTOON BASE LOWER COVER-0528B-07-012-05
IM01224 | Dental Chair Spares-Nanhai Aspire- Chair Spittoon Base Upper Cover-0528B-07-012-04 |  |  | A Class | NOS | NOS | I-Inventory | FG-Finish Good |  | Spares | Dental Chair-Spares | Dental Equiment | Main Location | 90330000 |  | FIFO | Nanhai | [8 empty] | 0 | 0 | 0 | 1 | 0 | 0 | [6 empty] | NOS | 1 |  | CHC SPARE-ASPIRE CHAIR SPITTOON BASE UPPER COVER-0528B-07-012-04
IM01225 | Dental Chair Spares-Nanhai Aspire- Chair Spittoon Nozzle Cap |  |  | A Class | NOS | NOS | I-Inventory | FG-Finish Good |  | Spares | Dental Chair-Spares | Dental Equiment | Main Location | 90330000 |  | FIFO | Nanhai | [8 empty] | 0 | 0 | 0 | 1 | 0 | 0 | [6 empty] | NOS | 1 |  | CHC SPARE-ASPIRE CHAIR SPITTOON NOZZLE CAP
IM01226 | Dental Chair Spares-Nanhai Aspire- Chair Suction Filter |  |  | A Class | NOS | NOS | I-Inventory | FG-Finish Good |  | Spares | Dental Chair-Spares | Dental Equiment | Main Location | 90330000 |  | FIFO | Nanhai | [8 empty] | 0 | 0 | 0 | 1 | 0 | 0 | [6 empty] | NOS | 1 |  | CHC SPARE-ASPIRE CHAIR SUCTION FILTER
IM01227 | Dental Chair Spares-Nanhai Aspire- Chair Up Down Motor Lower Lid--0A800-01-103-01 |  |  | A Class | NOS | NOS | I-Inventory | FG-Finish Good |  | Spares | Dental Chair-Spares | Dental Equiment | Main Location | 90330000 |  | FIFO | Nanhai | [8 empty] | 0 | 0 | 0 | 1 | 0 | 0 | [6 empty] | NOS | 1 |  | CHC SPARE-ASPIRE CHAIR UP DOWN MOTOR LOWER LID--0A800-01-103-01
IM01228 | Dental Chair Spares-Nanhai Aspire- Chair Up Down Motor Upper Lid-0A800-01-102-01 |  |  | A Class | NOS | NOS | I-Inventory | FG-Finish Good |  | Spares | Dental Chair-Spares | Dental Equiment | Main Location | 90330000 |  | FIFO | Nanhai | [8 empty] | 0 | 0 | 0 | 1 | 0 | 0 | [6 empty] | NOS | 1 |  | CHC SPARE-ASPIRE CHAIR UP DOWN MOTOR UPPER LID-0A800-01-102-01
IM01229 | Dental Chair Spares-Nanhai Aspire- Chair Up Down Motor-000Qb-00-107-XY |  |  | A Class | NOS | NOS | I-Inventory | FG-Finish Good |  | Spares | Dental Chair-Spares | Dental Equiment | Main Location | 90330000 |  | FIFO | Nanhai | [8 empty] | 0 | 0 | 0 | 1 | 0 | 0 | [6 empty] | NOS | 1 |  | CHC SPARE-ASPIRE CHAIR UP DOWN MOTOR-000QB-00-107-XY
IM01230 | Dental Chair Spares-Nanhai Aspire- Chairlight Arm-000Qb-00-031-01 |  |  | A Class | NOS | NOS | I-Inventory | FG-Finish Good |  | Spares | Dental Chair-Spares | Dental Equiment | Main Location | 90330000 |  | FIFO | Nanhai | [8 empty] | 0 | 0 | 0 | 1 | 0 | 0 | [6 empty] | NOS | 1 |  | CHC SPARE-ASPIRE CHAIRLIGHT ARM-000QB-00-031-01
IM01231 | Dental Chair Spares-Nanhai Aspire- Cover For Backrest-0A800-01-107-01 |  |  | A Class | NOS | NOS | I-Inventory | FG-Finish Good |  | Spares | Dental Chair-Spares | Dental Equiment | Main Location | 90330000 |  | FIFO | Nanhai | [5 empty] | . |  |  | 0 | 0 | 0 | 1 | 0 | 0 | [6 empty] | NOS | 1 |  | CHC SPARE-ASPIRE COVER FOR BACKREST-0A800-01-107-01
IM01232 | Dental Chair Spares-Nanhai Aspire- Cover For Connector Pole-A2000-01-111-01 |  |  | A Class | NOS | NOS | I-Inventory | FG-Finish Good |  | Spares | Dental Chair-Spares | Dental Equiment | Main Location | 90330000 |  | FIFO | Nanhai | [8 empty] | 0 | 0 | 0 | 1 | 0 | 0 | [6 empty] | NOS | 1 |  | CHC SPARE-ASPIRE COVER FOR CONNECTOR POLE-A2000-01-111-01
IM01233 | Dental Chair Spares-Nanhai Aspire- Delivery Unit Arm Instrument Cap-0B280-04-105-A20 |  |  | A Class | NOS | NOS | I-Inventory | FG-Finish Good |  | Spares | Dental Chair-Spares | Dental Equiment | Main Location | 90330000 |  | FIFO | Nanhai | [8 empty] | 0 | 0 | 0 | 1 | 0 | 0 | [6 empty] | NOS | 1 |  | CHC SPARE-ASPIRE DELIVERY UNIT ARM INSTRUMENT CAP-0B280-04-105-A20
IM01234 | Dental Chair Spares-Nanhai Aspire- Delivery Unit Lower Support-000QB-00-036-02 |  |  | A Class | NOS | NOS | I-Inventory | FG-Finish Good |  | Spares | Dental Chair-Spares | Dental Equiment | Main Location | 90330000 |  | FIFO | Nanhai | [8 empty] | 0 | 0 | 0 | 1 | 0 | 0 | [6 empty] | NOS | 1 |  | CHC SPARE-ASPIRE DELIVERY UNIT LOWER SUPPORT-000QB-00-036-02
IM01235 | Dental Chair Spares-Nanhai Aspire- Floor Box Rubber Foot -000QB-00-224-01 |  |  | A Class | NOS | NOS | I-Inventory | FG-Finish Good |  | Spares | Dental Chair-Spares | Dental Equiment | Main Location | 90330000 |  | FIFO | Nanhai | [8 empty] | 0 | 0 | 0 | 1 | 0 | 0 | [6 empty] | NOS | 1 |  | CHC SPARE-ASPIRE FLOOR BOX RUBBER FOOT -000QB-00-224-01
IM01236 | Dental Chair Spares-Nanhai Aspire- High Suction Cannula |  |  | A Class | NOS | NOS | I-Inventory | FG-Finish Good |  | Spares | Dental Chair-Spares | Dental Equiment | Main Location | 90330000 |  | FIFO | Nanhai | [8 empty] | 0 | 0 | 0 | 1 | 0 | 0 | [6 empty] | NOS | 1 |  | CHC SPARE-ASPIRE HIGH SUCTION CANNULA
IM01237 | Dental Chair Spares-Nanhai Aspire- High Suction Cannula Lock Lever |  |  | A Class | NOS | NOS | I-Inventory | FG-Finish Good |  | Spares | Dental Chair-Spares | Dental Equiment | Main Location | 90330000 |  | FIFO | Nanhai | [8 empty] | 0 | 0 | 0 | 1 | 0 | 0 | [6 empty] | NOS | 1 |  | CHC SPARE-ASPIRE HIGH SUCTION CANNULA LOCK LEVER
IM01238 | Dental Chair Spares-Nanhai Aspire- Low Suction Cannula |  |  | A Class | NOS | NOS | I-Inventory | FG-Finish Good |  | Spares | Dental Chair-Spares | Dental Equiment | Main Location | 90330000 |  | FIFO | Nanhai | [8 empty] | 0 | 0 | 0 | 1 | 0 | 0 | [6 empty] | NOS | 1 |  | CHC SPARE-ASPIRE LOW SUCTION CANNULA
IM01239 | Dental Chair Spares-Nanhai Aspire- Low Suction Cannula Lock Lever |  |  | A Class | NOS | NOS | I-Inventory | FG-Finish Good |  | Spares | Dental Chair-Spares | Dental Equiment | Main Location | 90330000 |  | FIFO | Nanhai | [8 empty] | 0 | 0 | 0 | 1 | 0 | 0 | [6 empty] | NOS | 1 |  | CHC SPARE-ASPIRE LOW SUCTION CANNULA LOCK LEVER
IM01240 | Dental Chair Spares-Nanhai Aspire- Low Suction Valve-000QB-00-033-01 |  |  | A Class | NOS | NOS | I-Inventory | FG-Finish Good |  | Spares | Dental Chair-Spares | Dental Equiment | Main Location | 90330000 |  | FIFO | Nanhai | [8 empty] | 0 | 0 | 0 | 1 | 0 | 0 | [6 empty] | NOS | 1 |  | CHC SPARE-ASPIRE LOW SUCTION VALVE-000QB-00-033-01
IM01241 | Dental Chair Spares-Nanhai Aspire- Normal Close Valve-000QB-00-026-10 |  |  | A Class | NOS | NOS | I-Inventory | FG-Finish Good |  | Spares | Dental Chair-Spares | Dental Equiment | Main Location | 90330000 |  | FIFO | Nanhai | [5 empty] | .. |  |  | 0 | 0 | 0 | 1 | 0 | 0 | [6 empty] | NOS | 1 |  | CHC SPARE-ASPIRE NORMAL CLOSE VALVE-000QB-00-026-10
IM01242 | Dental Chair Spares-Nanhai Aspire- Retraction Valve |  |  | A Class | NOS | NOS | I-Inventory | FG-Finish Good |  | Spares | Dental Chair-Spares | Dental Equiment | Main Location | 90330000 |  | FIFO | Nanhai | [5 empty] | . |  |  | 0 | 0 | 0 | 1 | 0 | 0 | [6 empty] | NOS | 1 |  | CHC SPARE-ASPIRE RETRACTION VALVE
IM01243 | Dental Chair Spares-Nanhai Aspire- Side Box Steel Plate-0A700-02-003-00 |  |  | A Class | NOS | NOS | I-Inventory | FG-Finish Good |  | Spares | Dental Chair-Spares | Dental Equiment | Main Location | 90330000 |  | FIFO | Nanhai | [5 empty] | . |  |  | 0 | 0 | 0 | 1 | 0 | 0 | [6 empty] | NOS | 1 |  | CHC SPARE-ASPIRE SIDE BOX STEEL PLATE-0A700-02-003-00
IM01244 | Dental Chair Spares-Nanhai Aspire- Spitoon-0528B-07-026-01 |  |  | A Class | NOS | NOS | I-Inventory | FG-Finish Good |  | Spares | Dental Chair-Spares | Dental Equiment | Main Location | 90330000 |  | FIFO | Nanhai | [8 empty] | 0 | 0 | 0 | 1 | 0 | 0 | [6 empty] | NOS | 1 |  | CHC SPARE-ASPIRE SPITOON-0528B-07-026-01
IM01245 | Dental Chair Spares-Nanhai Aspire- Spittioon Assembly Nut-0Light-00-000-04 |  |  | A Class | NOS | NOS | I-Inventory | FG-Finish Good |  | Spares | Dental Chair-Spares | Dental Equiment | Main Location | 90330000 |  | FIFO | Nanhai | [8 empty] | 0 | 0 | 0 | 1 | 0 | 0 | [6 empty] | NOS | 1 |  | CHC SPARE-ASPIRE SPITTIOON ASSEMBLY NUT-0Light-00-000-04
IM01246 | Dental Chair Spares-Nanhai Aspire- Spitton Water Nozzle-000Qb-00-111-10 |  |  | A Class | NOS | NOS | I-Inventory | FG-Finish Good |  | Spares | Dental Chair-Spares | Dental Equiment | Main Location | 90330000 |  | FIFO | Nanhai | [5 empty] | .. |  |  | 0 | 0 | 0 | 1 | 0 | 0 | [6 empty] | NOS | 1 |  | CHC SPARE-ASPIRE SPITTON WATER NOZZLE-000QB-00-111-10
IM01247 | Dental Chair Spares-Nanhai Aspire- Suit For Cuspidor-0A700-09-001-01 |  |  | A Class | NOS | NOS | I-Inventory | FG-Finish Good |  | Spares | Dental Chair-Spares | Dental Equiment | Main Location | 90330000 |  | FIFO | Nanhai | [8 empty] | 0 | 0 | 0 | 1 | 0 | 0 | [6 empty] | NOS | 1 |  | CHC SPARE-ASPIRE SUIT FOR CUSPIDOR-0A700-09-001-01
IM01248 | Dental Chair Spares-Nanhai Aspire- Valve For Tank-0528B-07-012-03 |  |  | A Class | NOS | NOS | I-Inventory | FG-Finish Good |  | Spares | Dental Chair-Spares | Dental Equiment | Main Location | 90330000 |  | FIFO | Nanhai | [5 empty] | . |  |  | 0 | 0 | 0 | 1 | 0 | 0 | [6 empty] | NOS | 1 |  | CHC SPARE-ASPIRE VALVE FOR TANK-0528B-07-012-03
IM01249 | Dental Chair Spares-Nanhai Aspire- Water Bottle Holder |  |  | A Class | NOS | NOS | I-Inventory | FG-Finish Good |  | Spares | Dental Chair-Spares | Dental Equiment | Main Location | 90330000 |  | FIFO | Nanhai | [8 empty] | 0 | 0 | 0 | 1 | 0 | 0 | [6 empty] | NOS | 1 |  | CHC SPARE-ASPIRE WATER BOTTLE HOLDER
IM01250 | Dental Chair Spares-Nanhai Aspire- Water Bottle Nozzle -0Light-00-000-06 |  |  | A Class | NOS | NOS | I-Inventory | FG-Finish Good |  | Spares | Dental Chair-Spares | Dental Equiment | Main Location | 90330000 |  | FIFO | Nanhai | [8 empty] | 0 | 0 | 0 | 1 | 0 | 0 | [6 empty] | NOS | 1 |  | CHC SPARE-ASPIRE WATER BOTTLE NOZZLE -0Light-00-000-06
IM01251 | Dental Chair Spares-Nanhai Aspire- Water Bottle-000QB-00-034-03 |  |  | A Class | NOS | NOS | I-Inventory | FG-Finish Good |  | Spares | Dental Chair-Spares | Dental Equiment | Main Location | 90330000 |  | FIFO | Nanhai | [5 empty] | . |  |  | 0 | 0 | 0 | 1 | 0 | 0 | [6 empty] | NOS | 1 |  | CHC SPARE-ASPIRE WATER BOTTLE-000QB-00-034-03
IM01252 | Dental Chair Spares-Nanhai Aspire- Water Changed Valve-000QB-00-022-01 |  |  | A Class | NOS | NOS | I-Inventory | FG-Finish Good |  | Spares | Dental Chair-Spares | Dental Equiment | Main Location | 90330000 |  | FIFO | Nanhai | [8 empty] | 0 | 0 | 0 | 1 | 0 | 0 | [6 empty] | NOS | 1 |  | CHC SPARE-ASPIRE WATER CHANGED VALVE-000QB-00-022-01
IM01253 | Dental Chair Spares-Nanhai Aspire- Water Changed Valve-000QB-07-001-01 |  |  | A Class | NOS | NOS | I-Inventory | FG-Finish Good |  | Spares | Dental Chair-Spares | Dental Equiment | Main Location | 90330000 |  | FIFO | Nanhai | [8 empty] | 0 | 0 | 0 | 1 | 0 | 0 | [6 empty] | NOS | 1 |  | CHC SPARE-ASPIRE WATER CHANGED VALVE-000QB-07-001-01
IM01254 | Dental Chair Spares-Nanhai Aspire- Water Controller-000QB-00-024-01 |  |  | A Class | NOS | NOS | I-Inventory | FG-Finish Good |  | Spares | Dental Chair-Spares | Dental Equiment | Main Location | 90330000 |  | FIFO | Nanhai | [5 empty] | CF/SP/BOWL DRAIN MUSHR 97943700 |  |  | 0 | 0 | 0 | 1 | 0 | 0 | [6 empty] | NOS | 1 |  | CHC SPARE-ASPIRE WATER CONTROLLER-000QB-00-024-01
IM01255 | Dental Chair Spares-Nanhai Aspire- Water Filter Nozzle-000QB-00-178-04 |  |  | A Class | NOS | NOS | I-Inventory | FG-Finish Good |  | Spares | Dental Chair-Spares | Dental Equiment | Main Location | 90330000 |  | FIFO | Nanhai | [8 empty] | 0 | 0 | 0 | 1 | 0 | 0 | [6 empty] | NOS | 1 |  | CHC SPARE-ASPIRE WATER FILTER NOZZLE-000QB-00-178-04
IM01256 | Dental Chair Spares-Nanhai Aspire- Water Seat For Nozzle-000QB-00-111-14 |  |  | A Class | NOS | NOS | I-Inventory | FG-Finish Good |  | Spares | Dental Chair-Spares | Dental Equiment | Main Location | 90330000 |  | FIFO | Nanhai | [8 empty] | 0 | 0 | 0 | 1 | 0 | 0 | [6 empty] | NOS | 1 |  | CHC SPARE-ASPIRE WATER SEAT FOR NOZZLE-000QB-00-111-14
IM01257 | Dental Chair Spares-Nanhai Aspire- Air On/Off Switch-000QB-00-081-01 |  |  | A Class | NOS | NOS | I-Inventory | FG-Finish Good |  | Spares | Dental Chair-Spares | Dental Equiment | Main Location | 90330000 |  | FIFO | Nanhai | [8 empty] | 0 | 0 | 0 | 1 | 0 | 0 | [6 empty] | NOS | 1 |  | CHC SPARE-ASPIRE AIR ON/OFF SWITCH-000QB-00-081-01
IM01258 | Dental Chair Spares-Nanhai Aspire- D/U Lower Cover-0528B-01-010-06 |  |  | A Class | NOS | NOS | I-Inventory | FG-Finish Good |  | Spares | Dental Chair-Spares | Dental Equiment | Main Location | 90330000 |  | FIFO | Nanhai | [8 empty] | 0 | 0 | 0 | 1 | 0 | 0 | [6 empty] | NOS | 1 |  | CHC SPARE-ASPIRE D/U LOWER COVER-0528B-01-010-06
IM01259 | Dental Chair Spares-Nanhai Aspire- D/U Upper Cover-0528B-01-010-05 |  |  | A Class | NOS | NOS | I-Inventory | FG-Finish Good |  | Spares | Dental Chair-Spares | Dental Equiment | Main Location | 90330000 |  | FIFO | Nanhai | [8 empty] | 0 | 0 | 0 | 1 | 0 | 0 | [6 empty] | NOS | 1 |  | CHC SPARE-ASPIRE D/U UPPER COVER-0528B-01-010-05
IM01260 | Dental Chair Spares-Power Keen- Star-Upholstery Rexin Yello #6 |  |  | A Class | NOS | NOS | I-Inventory | FG-Finish Good |  | Spares | Dental Chair-Spares | Dental Equiment | Main Location | 90184900 |  | FIFO | Power Keen | [8 empty] | 0 | 0 | 0 | 1 | 0 | 0 | [6 empty] | NOS | 1 |  | PK/AC/UP/POWER KEEN/UPHOL./REXIN YELLOW # 6
IM01261 | Dental Chair Spares- Power Keen-Star- Assistant Arm PCB |  |  | A Class | NOS | NOS | I-Inventory | FG-Finish Good |  | Spares | Dental Chair-Spares | Dental Equiment | Main Location | 90330000 |  | FIFO | Power Keen | [8 empty] | 0 | 0 | 0 | 1 | 0 | 0 | [6 empty] | NOS | 1 |  | Pk/Sp/Powerkeen Assistant Arm PCB
IM01262 | Dental Chair Spares- Power Keen-Star- Delivery Unit PCB |  |  | A Class | NOS | NOS | I-Inventory | FG-Finish Good |  | Spares | Dental Chair-Spares | Dental Equiment | Main Location | 90330000 |  | FIFO | Power Keen | [8 empty] | 0 | 0 | 0 | 1 | 0 | 0 | [6 empty] | NOS | 1 |  | Power Keen-Delivery Unit Pcb
IM01263 | Dental Chair Spares-Anthos-Assistance Table Board/Tray 97660201 |  |  | A Class | NOS | NOS | I-Inventory | FG-Finish Good |  | Spares | Dental Chair-Spares | Dental Equiment | Main Location | 90330000 |  | FIFO | Anthos/Cefla | [8 empty] | 0 | 0 | 0 | 1 | 0 | 0 | [6 empty] | NOS | 1 |  | Cf/Sp/Assistance Table Board/Tray 97660201
IM01264 | Dental Chair Spares-Anthos-Cefla Control Board Blower/Valve 97660565 |  |  | A Class | NOS | NOS | I-Inventory | FG-Finish Good |  | Spares | Dental Chair-Spares | Dental Equiment | Main Location | 90330000 |  | FIFO | Anthos/Cefla | [8 empty] | 0 | 0 | 0 | 1 | 0 | 0 | [6 empty] | NOS | 1 |  | CF/SP/CEFLA CONTROL BOARD BLOWER/VALVE 97660565
IM01265 | Dental Chair Spares-Anthos-Digit Pedal Base Board 97660442/C |  |  | A Class | NOS | NOS | I-Inventory | FG-Finish Good |  | Spares | Dental Chair-Spares | Dental Equiment | Main Location | 90330000 |  | FIFO | Anthos/Cefla | [8 empty] | 0 | 0 | 0 | 1 | 0 | 0 | [6 empty] | NOS | 1 |  | Cf/Sp/Digit Pedal Base Board 97660442/C
IM01266 | Dental Chair Spares-Anthos-Extender/Repeater Homi 97661499 |  |  | A Class | NOS | NOS | I-Inventory | FG-Finish Good |  | Spares | Dental Chair-Spares | Dental Equiment | Main Location | 90330000 |  | FIFO | Anthos/Cefla | [8 empty] | 0 | 0 | 0 | 1 | 0 | 0 | [6 empty] | NOS | 1 |  | CF/SP/EXTENDER/REPEATER HOMI 97661499
IM01267 | Dental Chair Spares-Anthos-Full Touch Int Gr/W/Cover 91109251 |  |  | A Class | NOS | NOS | I-Inventory | FG-Finish Good |  | Spares | Dental Chair-Spares | Dental Equiment | Main Location | 90330000 |  | FIFO | Anthos/Cefla | [8 empty] | 0 | 0 | 0 | 1 | 0 | 0 | [6 empty] | NOS | 1 |  | CF/SP/FULL TOUCH INT GR/W/COVER 91109251
IM01268 | Dental Chair Spares-Anthos-Handle W/O Pneumatic Brake 97466079 |  |  | A Class | NOS | NOS | I-Inventory | FG-Finish Good |  | Spares | Dental Chair-Spares | Dental Equiment | Main Location | 90330000 |  | FIFO | Anthos/Cefla | [8 empty] | 0 | 0 | 0 | 1 | 0 | 0 | [6 empty] | NOS | 1 |  | Cf/Sp/Handle w/o Pneumatic Brake 97466079
IM01269 | Dental Chair Spares-Anthos-Pcb 97660177/C |  |  | A Class | NOS | NOS | I-Inventory | FG-Finish Good |  | Spares | Dental Chair-Spares | Dental Equiment | Main Location | 90330000 |  | FIFO | Anthos/Cefla | [8 empty] | 0 | 0 | 0 | 1 | 0 | 0 | [6 empty] | NOS | 1 |  | Cf/Sp/Pcb 97660177/C
IM01270 | Dental Chair Spares-Anthos-Pcb 97700230/97700231 |  |  | A Class | NOS | NOS | I-Inventory | FG-Finish Good |  | Spares | Dental Chair-Spares | Dental Equiment | Main Location | 90330000 |  | FIFO | Anthos/Cefla | [8 empty] | 0 | 0 | 0 | 1 | 0 | 0 | [6 empty] | NOS | 1 |  | Cf/Sp/Pcb 97700230/97700231
IM01271 | Dental Chair Spares-Anthos-Safety Valve 1/8 97290098 |  |  | A Class | NOS | NOS | I-Inventory | FG-Finish Good |  | Spares | Dental Chair-Spares | Dental Equiment | Main Location | 90330000 |  | FIFO | Anthos/Cefla | [5 empty] | . |  |  | 0 | 0 | 0 | 1 | 0 | 0 | [6 empty] | NOS | 1 |  | CF/SP/SAFETY VALVE 1/8 97290098
IM01272 | Dental Chair Spares-Anthos-Victor-Vx86/ Backrest Arch V91100530 |  |  | A Class | NOS | NOS | I-Inventory | FG-Finish Good |  | Spares | Dental Chair-Spares | Dental Equiment | Main Location | 90330000 |  | FIFO | Anthos/Cefla | [8 empty] | 0 | 0 | 0 | 1 | 0 | 0 | [6 empty] | NOS | 1 |  | VICTOR/DC/SP/VX86/ BACKREST ARCH V91100530
IM01273 | Dental Chair Spares-Anthos-Shell Hub For Hydric Arm-99922247 |  |  | A Class | NOS | NOS | I-Inventory | FG-Finish Good |  | Spares | Dental Chair-Spares | Dental Equiment | Main Location | 94016900 |  | FIFO | Anthos/Cefla | [8 empty] | 0 | 0 | 0 | 1 | 0 | 0 | [6 empty] | NOS | 1 |  | CF/DU/SP/SHELL HUB FOR HYDRIC ARM-99922247
IM01274 | Dental Chair Spares-Anthos-Victor Doctor Console Board V97660046 |  |  | A Class | NOS | NOS | I-Inventory | FG-Finish Good |  | Spares | Dental Chair-Spares | Dental Equiment | Main Location | 90330000 |  | FIFO | Anthos/Cefla | [8 empty] | 0 | 0 | 0 | 1 | 0 | 0 | [6 empty] | NOS | 1 |  | CF/DU/SP/VICTOR DOCTOR CONSOLE BOARD V97660046
IM01275 | Dental Chair Spares-Anthos-Lconn-Anthogyr L Connector Tubing |  |  | A Class | NOS | NOS | I-Inventory | FG-Finish Good |  | Spares | Dental Chair-Spares | Dental Equiment | Main Location | 90330000 |  | FIFO | Anthos/Cefla | [5 empty] | . |  |  | 0 | 0 | 0 | 1 | 0 | 0 | [6 empty] | NOS | 1 |  | Cf/Itl/Ac/LConn-Anthogyr L Connector Tubing
IM01276 | Dental Chair Spares-Anthos-Yconn-Anthogyr Y Connector Tubing |  |  | A Class | NOS | NOS | I-Inventory | FG-Finish Good |  | Spares | Dental Chair-Spares | Dental Equiment | Main Location | 90330000 |  | FIFO | Anthos/Cefla | [8 empty] | 0 | 0 | 0 | 1 | 0 | 0 | [6 empty] | NOS | 1 |  | Cf/Ity/Ac/YConn-Anthogyr Y Connector Tubing
IM01277 | Dental Chair Spares-Anthos-Confident Suction Pcb 14 |  |  | A Class | NOS | NOS | I-Inventory | FG-Finish Good |  | Spares | Dental Chair-Spares | Dental Equiment | Main Location | 90330000 |  | FIFO | Anthos/Cefla | [8 empty] | 0 | 0 | 0 | 1 | 0 | 0 | [6 empty] | NOS | 1 |  | CF/LU/SP/CONFIDENT SUCTION PCB 14
IM01278 | Dental Chair Spares-Anthos-Lamp Potentiom El.System-97520525 |  |  | A Class | NOS | NOS | I-Inventory | FG-Finish Good |  | Spares | Dental Chair-Spares | Dental Equiment | Main Location | 90330000 |  | FIFO | Anthos/Cefla | [8 empty] | 0 | 0 | 0 | 1 | 0 | 0 | [6 empty] | NOS | 1 |  | CF/LU/SP/LAMP POTENTIOM EL.SYSTEM-97520525
IM01279 | Dental Chair Spares-Anthos-Anthogyr Mendibals |  |  | A Class | NOS | NOS | I-Inventory | FG-Finish Good |  | Spares | Dental Chair-Spares | Dental Equiment | Main Location | 90330000 |  | FIFO | Anthos/Cefla | [8 empty] | 0 | 0 | 0 | 1 | 0 | 0 | [6 empty] | NOS | 1 |  | Cf/Sc/Sp/Anthogyr Mendibals
IM01280 | Dental Chair Spares-Anthos-Cefla Satelec Scaler Tip C1 |  |  | A Class | NOS | NOS | I-Inventory | FG-Finish Good |  | Spares | Dental Chair-Spares | Dental Equiment | Main Location | 90330000 |  | FIFO | Anthos/Cefla | [8 empty] | 0 | 0 | 0 | 1 | 0 | 0 | [6 empty] | NOS | 1 |  | CF/SC/SP/CEFLA SATELEC SCALER TIP C1
IM01281 | Dental Chair Spares-Anthos-Scaler Handpiece U-Pz6 95520288 |  |  | A Class | NOS | NOS | I-Inventory | FG-Finish Good |  | Spares | Dental Chair-Spares | Dental Equiment | Main Location | 90330000 |  | FIFO | Anthos/Cefla | [8 empty] | 0 | 0 | 0 | 1 | 0 | 0 | [6 empty] | NOS | 1 |  | CF/SC/SP/SCALER HANDPIECE U-PZ6 95520288
IM01282 | Dental Chair Spares-Anthos- Backrest Spring 97815196 |  |  | A Class | NOS | NOS | I-Inventory | FG-Finish Good |  | Spares | Dental Chair-Spares | Dental Equiment | Main Location | 90330000 |  | FIFO | Anthos/Cefla | [8 empty] | 0 | 0 | 0 | 1 | 0 | 0 | [6 empty] | NOS | 1 |  | CF/SP/ BACKREST SPRING 97815196
IM01283 | Dental Chair Spares-Anthos- F.O. Piezon Scaler H.P.-97660197 |  |  | A Class | NOS | NOS | I-Inventory | FG-Finish Good |  | Spares | Dental Chair-Spares | Dental Equiment | Main Location | 90330000 |  | FIFO | Anthos/Cefla | [8 empty] | 0 | 0 | 0 | 1 | 0 | 0 | [6 empty] | NOS | 1 |  | Cf/Sp/ F.O. Piezon Scaler H.P.-97660197
IM01284 | Dental Chair Spares-Anthos- Lite 2013 Connec. Box Board 97661196 |  |  | A Class | NOS | NOS | I-Inventory | FG-Finish Good |  | Spares | Dental Chair-Spares | Dental Equiment | Main Location | 90330000 |  | FIFO | Anthos/Cefla | [5 empty] | . |  |  | 0 | 0 | 0 | 1 | 0 | 0 | [6 empty] | NOS | 1 |  | CF/SP/ LITE 2013 CONNEC. BOX BOARD 97661196
IM01285 | Dental Chair Spares-Anthos-2 Ed Water Spray E Valve 97720157 |  |  | A Class | NOS | NOS | I-Inventory | FG-Finish Good |  | Spares | Dental Chair-Spares | Dental Equiment | Main Location | 90330000 |  | FIFO | Anthos/Cefla | [8 empty] | 0 | 0 | 0 | 1 | 0 | 0 | [6 empty] | NOS | 1 |  | Cf/Sp/2 ED Water Spray E Valve 97720157
IM01286 | Dental Chair Spares-Anthos-24 Volt Dc Solenoid Valve |  |  | A Class | NOS | NOS | I-Inventory | FG-Finish Good |  | Spares | Dental Chair-Spares | Dental Equiment | Main Location | 90330000 |  | FIFO | Anthos/Cefla | [8 empty] | 0 | 0 | 0 | 1 | 0 | 0 | [6 empty] | NOS | 1 |  | Cf/Sp/24 Volt DC Solenoid Valve
IM01287 | Dental Chair Spares-Anthos-3 Ways Solenoid Valve 97720120 |  |  | A Class | NOS | NOS | I-Inventory | FG-Finish Good |  | Spares | Dental Chair-Spares | Dental Equiment | Main Location | 90330000 |  | FIFO | Anthos/Cefla | [5 empty] | . |  |  | 0 | 0 | 0 | 1 | 0 | 0 | [6 empty] | NOS | 1 |  | Cf/Sp/3 Ways Solenoid Valve 97720120
IM01288 | Dental Chair Spares-Anthos-3F Non Sect. Straight Syr. Sp 95520270 |  |  | A Class | NOS | NOS | I-Inventory | FG-Finish Good |  | Spares | Dental Chair-Spares | Dental Equiment | Main Location | 90330000 |  | FIFO | Anthos/Cefla | [8 empty] | 0 | 0 | 0 | 1 | 0 | 0 | [6 empty] | NOS | 1 |  | CF/SP/3F NON SECT. STRAIGHT SYR. SP 95520270
IM01289 | Dental Chair Spares-Anthos-3F Sect. Intern. Syringe Body 97289000 |  |  | A Class | NOS | NOS | I-Inventory | FG-Finish Good |  | Spares | Dental Chair-Spares | Dental Equiment | Main Location | 90330000 |  | FIFO | Anthos/Cefla | [8 empty] | 0 | 0 | 0 | 1 | 0 | 0 | [6 empty] | NOS | 1 |  | Cf/Sp/3F Sect. Intern. Syringe Body 97289000
IM01290 | Dental Chair Spares-Anthos-3F Section Syringe Shell 97289600 |  |  | A Class | NOS | NOS | I-Inventory | FG-Finish Good |  | Spares | Dental Chair-Spares | Dental Equiment | Main Location | 90330000 |  | FIFO | Anthos/Cefla | [8 empty] | 0 | 0 | 0 | 1 | 0 | 0 | [6 empty] | NOS | 1 |  | Cf/Sp/3F Section Syringe Shell 97289600
IM01291 | Dental Chair Spares-Anthos-4-30 Cm 5V Optical 97600128 |  |  | A Class | NOS | NOS | I-Inventory | FG-Finish Good |  | Spares | Dental Chair-Spares | Dental Equiment | Main Location | 90330000 |  | FIFO | Anthos/Cefla | [8 empty] | 0 | 0 | 0 | 1 | 0 | 0 | [6 empty] | NOS | 1 |  | CF/SP/4-30 CM 5V OPTICAL 97600128
IM01292 | Dental Chair Spares-Anthos-55E 12W Lamp 97710003 |  |  | A Class | NOS | NOS | I-Inventory | FG-Finish Good |  | Spares | Dental Chair-Spares | Dental Equiment | Main Location | 90330000 |  | FIFO | Anthos/Cefla | [8 empty] | 0 | 0 | 0 | 1 | 0 | 0 | [6 empty] | NOS | 1 |  | Cf/Sp/55E 12W Lamp 97710003
IM01293 | Dental Chair Spares-Anthos-6F Sect. Syringe Inter Body 97289400 |  |  | A Class | NOS | NOS | I-Inventory | FG-Finish Good |  | Spares | Dental Chair-Spares | Dental Equiment | Main Location | 90330000 |  | FIFO | Anthos/Cefla | [5 empty] | . |  |  | 0 | 0 | 0 | 1 | 0 | 0 | [6 empty] | NOS | 1 |  | Cf/Sp/6F Sect. Syringe Inter Body 97289400
IM01294 | Dental Chair Spares-Anthos-6F Section Ab Syringe Shell 97289200 |  |  | A Class | NOS | NOS | I-Inventory | FG-Finish Good |  | Spares | Dental Chair-Spares | Dental Equiment | Main Location | 90330000 |  | FIFO | Anthos/Cefla | [8 empty] | 0 | 0 | 0 | 1 | 0 | 0 | [6 empty] | NOS | 1 |  | CF/SP/6F Section AB Syringe Shell 97289200
IM01295 | Dental Chair Spares-Anthos-80* Norm Close 97734000 |  |  | A Class | NOS | NOS | I-Inventory | FG-Finish Good |  | Spares | Dental Chair-Spares | Dental Equiment | Main Location | 90330000 |  | FIFO | Anthos/Cefla | [8 empty] | 0 | 0 | 0 | 1 | 0 | 0 | [6 empty] | NOS | 1 |  | Cf/Sp/80* Norm Close 97734000
IM01296 | Dental Chair Spares-Anthos-A3 Plus Assist. Table Board 97620123 |  |  | A Class | NOS | NOS | I-Inventory | FG-Finish Good |  | Spares | Dental Chair-Spares | Dental Equiment | Main Location | 90330000 |  | FIFO | Anthos/Cefla | [8 empty] | 0 | 0 | 0 | 1 | 0 | 0 | [6 empty] | NOS | 1 |  | Cf/Sp/A3 Plus Assist. Table Board 97620123
IM01297 | Dental Chair Spares-Anthos-A6 Plus Assis Table Button Str 97620109 |  |  | A Class | NOS | NOS | I-Inventory | FG-Finish Good |  | Spares | Dental Chair-Spares | Dental Equiment | Main Location | 90330000 |  | FIFO | Anthos/Cefla | [8 empty] | 0 | 0 | 0 | 1 | 0 | 0 | [6 empty] | NOS | 1 |  | Cf/Sp/A6 Plus Assis Table Button STR 97620109
IM01298 | Dental Chair Spares-Anthos-A7 Plus Assis Table Button Str 97620102 |  |  | A Class | NOS | NOS | I-Inventory | FG-Finish Good |  | Spares | Dental Chair-Spares | Dental Equiment | Main Location | 90330000 |  | FIFO | Anthos/Cefla | [8 empty] | 0 | 0 | 0 | 1 | 0 | 0 | [6 empty] | NOS | 1 |  | Cf/Sp/A7 Plus Assis Table Button STR 97620102
IM01299 | Dental Chair Spares-Anthos-Adapt. From D117 To D11 Cannula 97461891 |  |  | A Class | NOS | NOS | I-Inventory | FG-Finish Good |  | Spares | Dental Chair-Spares | Dental Equiment | Main Location | 90330000 |  | FIFO | Anthos/Cefla | [8 empty] | 0 | 0 | 0 | 1 | 0 | 0 | [6 empty] | NOS | 1 |  | Cf/Sp/Adapt. From D117 to D11 Cannula 97461891
IM01300 | Dental Chair Spares-Anthos-Adapter For Saliva Suction 97466430 |  |  | A Class | NOS | NOS | I-Inventory | FG-Finish Good |  | Spares | Dental Chair-Spares | Dental Equiment | Main Location | 90330000 |  | FIFO | Anthos/Cefla | [8 empty] | 0 | 0 | 0 | 1 | 0 | 0 | [6 empty] | NOS | 1 |  | CF/SP/ADAPTER FOR SALIVA SUCTION 97466430
IM01301 | Dental Chair Spares-Anthos-Air Filter Plus Pilot Valve 97290115 |  |  | A Class | NOS | NOS | I-Inventory | FG-Finish Good |  | Spares | Dental Chair-Spares | Dental Equiment | Main Location | 90330000 |  | FIFO | Anthos/Cefla | [8 empty] | 0 | 0 | 0 | 1 | 0 | 0 | [6 empty] | NOS | 1 |  | Cf/Sp/Air Filter Plus Pilot Valve 97290115
IM01302 | Dental Chair Spares-Anthos-Air Main Ev Supply El System-97520407 |  |  | A Class | NOS | NOS | I-Inventory | FG-Finish Good |  | Spares | Dental Chair-Spares | Dental Equiment | Main Location | 90330000 |  | FIFO | Anthos/Cefla | [8 empty] | 0 | 0 | 0 | 1 | 0 | 0 | [6 empty] | NOS | 1 |  | Cf/Sp/Air Main EV Supply EL System-97520407
IM01303 | Dental Chair Spares-Anthos-Air Reducer 97290058 |  |  | A Class | NOS | NOS | I-Inventory | FG-Finish Good |  | Spares | Dental Chair-Spares | Dental Equiment | Main Location | 90330000 |  | FIFO | Anthos/Cefla | [5 empty] | . |  |  | 0 | 0 | 0 | 1 | 0 | 0 | [6 empty] | NOS | 1 |  | Cf/Sp/Air Reducer 97290058
IM01304 | Dental Chair Spares-Anthos-Air Stopper 99919824 |  |  | A Class | NOS | NOS | I-Inventory | FG-Finish Good |  | Spares | Dental Chair-Spares | Dental Equiment | Main Location | 90330000 |  | FIFO | Anthos/Cefla | [8 empty] | 0 | 0 | 0 | 1 | 0 | 0 | [6 empty] | NOS | 1 |  | Cf/Sp/Air Stopper 99919824
IM01305 | Dental Chair Spares-Anthos-Analog Pedal Base Board 97660461 |  |  | A Class | NOS | NOS | I-Inventory | FG-Finish Good |  | Spares | Dental Chair-Spares | Dental Equiment | Main Location | 90330000 |  | FIFO | Anthos/Cefla | [8 empty] | 0 | 0 | 0 | 1 | 0 | 0 | [6 empty] | NOS | 1 |  | Cf/Sp/Analog Pedal Base Board 97660461
IM01306 | Dental Chair Spares-Anthos Cattani Filter Art 97298200 |  |  | A Class | NOS | NOS | I-Inventory | FG-Finish Good |  | Spares | Dental Chair-Spares | Dental Equiment | Main Location | 90330000 |  | FIFO | Anthos/Cefla | [8 empty] | 0 | 0 | 0 | 1 | 0 | 0 | [6 empty] | NOS | 1 |  | Cf/Sp/Anthos Cattani Filter Art 97298200
IM01307 | Dental Chair Spares-Anthos Cattani Pump Board Group-91109148 |  |  | A Class | NOS | NOS | I-Inventory | FG-Finish Good |  | Spares | Dental Chair-Spares | Dental Equiment | Main Location | 90330000 |  | FIFO | Anthos/Cefla | [8 empty] | 0 | 0 | 0 | 1 | 0 | 0 | [6 empty] | NOS | 1 |  | Cf/Sp/Anthos Cattani Pump Board Group-91109148
IM01308 | Dental Chair Spares-Anthos New Pcb. 97660622 |  |  | A Class | NOS | NOS | I-Inventory | FG-Finish Good |  | Spares | Dental Chair-Spares | Dental Equiment | Main Location | 90330000 |  | FIFO | Anthos/Cefla | [8 empty] | 0 | 0 | 0 | 1 | 0 | 0 | [6 empty] | NOS | 1 |  | Cf/Sp/Anthos New Pcb. 97660622
IM01309 | Dental Chair Spares-Anthos Valvola Asp. Centr Aria - 90010250 |  |  | A Class | NOS | NOS | I-Inventory | FG-Finish Good |  | Spares | Dental Chair-Spares | Dental Equiment | Main Location | 90330000 |  | FIFO | Anthos/Cefla | [8 empty] | 0 | 0 | 0 | 1 | 0 | 0 | [6 empty] | NOS | 1 |  | Cf/Sp/Anthos Valvola ASP. Centr Aria - 90010250
IM01310 | Dental Chair Spares-Anthos-Apex Prototype Clip |  |  | A Class | NOS | NOS | I-Inventory | FG-Finish Good |  | Spares | Dental Chair-Spares | Dental Equiment | Main Location | 90330000 |  | FIFO | Anthos/Cefla | [8 empty] | 0 | 0 | 0 | 1 | 0 | 0 | [6 empty] | NOS | 1 |  | CF/SP/APEX PROTOTYPE CLIP
IM01311 | Dental Chair Spares-Anthos-Armrest 102 Atlantic Blue 97992412 |  |  | A Class | NOS | NOS | I-Inventory | FG-Finish Good |  | Spares | Dental Chair-Spares | Dental Equiment | Main Location | 90330000 |  | FIFO | Anthos/Cefla | [8 empty] | 0 | 0 | 0 | 1 | 0 | 0 | [6 empty] | NOS | 1 |  | CF/SP/ARMREST 102 ATLANTIC BLUE 97992412
IM01312 | Dental Chair Spares-Anthos-Armrest 194 Venetian Red 97992427 |  |  | A Class | NOS | NOS | I-Inventory | FG-Finish Good |  | Spares | Dental Chair-Spares | Dental Equiment | Main Location | 90330000 |  | FIFO | Anthos/Cefla | [8 empty] | 0 | 0 | 0 | 1 | 0 | 0 | [6 empty] | NOS | 1 |  | CF/SP/ARMREST 194 VENETIAN RED 97992427
IM01313 | Dental Chair Spares-Anthos-Aspiration Filters 91109313 |  |  | A Class | NOS | NOS | I-Inventory | FG-Finish Good |  | Spares | Dental Chair-Spares | Dental Equiment | Main Location | 90330000 |  | FIFO | Anthos/Cefla | [5 empty] | . |  |  | 0 | 0 | 0 | 1 | 0 | 0 | [6 empty] | NOS | 1 |  | CF/SP/ASPIRATION FILTERS 91109313
IM01314 | Dental Chair Spares-Anthos-Ass.Module Inferior Body 97461330 |  |  | A Class | NOS | NOS | I-Inventory | FG-Finish Good |  | Spares | Dental Chair-Spares | Dental Equiment | Main Location | 90330000 |  | FIFO | Anthos/Cefla | [8 empty] | 0 | 0 | 0 | 1 | 0 | 0 | [6 empty] | NOS | 1 |  | CF/SP/ASS.MODULE INFERIOR BODY 97461330
IM01315 | Dental Chair Spares-Anthos-Assist. Table Prot. 97901546 |  |  | A Class | NOS | NOS | I-Inventory | FG-Finish Good |  | Spares | Dental Chair-Spares | Dental Equiment | Main Location | 90330000 |  | FIFO | Anthos/Cefla | [5 empty] | . |  |  | 0 | 0 | 0 | 1 | 0 | 0 | [6 empty] | NOS | 1 |  | CF/SP/ASSIST. TABLE PROT. 97901546
IM01316 | Dental Chair Spares-Anthos-Back Control Panel Plastic Gua 97460665 |  |  | A Class | NOS | NOS | I-Inventory | FG-Finish Good |  | Spares | Dental Chair-Spares | Dental Equiment | Main Location | 90330000 |  | FIFO | Anthos/Cefla | [8 empty] | 0 | 0 | 0 | 1 | 0 | 0 | [6 empty] | NOS | 1 |  | Cf/Sp/Back Control Panel Plastic Gua 97460665
IM01317 | Dental Chair Spares-Anthos-Backrest Spring Pivot 97461888 |  |  | A Class | NOS | NOS | I-Inventory | FG-Finish Good |  | Spares | Dental Chair-Spares | Dental Equiment | Main Location | 90330000 |  | FIFO | Anthos/Cefla | [8 empty] | 0 | 0 | 0 | 1 | 0 | 0 | [6 empty] | NOS | 1 |  | CF/SP/BACKREST SPRING PIVOT 97461888
IM01318 | Dental Chair Spares-Anthos-Backrest Stool Cover 97460721 |  |  | A Class | NOS | NOS | I-Inventory | FG-Finish Good |  | Spares | Dental Chair-Spares | Dental Equiment | Main Location | 90330000 |  | FIFO | Anthos/Cefla | [5 empty] | . |  |  | 0 | 0 | 0 | 1 | 0 | 0 | [6 empty] | NOS | 1 |  | Cf/Sp/Backrest Stool Cover 97460721
IM01319 | Dental Chair Spares-Anthos-Backrest Support |  |  | A Class | NOS | NOS | I-Inventory | FG-Finish Good |  | Spares | Dental Chair-Spares | Dental Equiment | Main Location | 90330000 |  | FIFO | Anthos/Cefla | [8 empty] | 0 | 0 | 0 | 1 | 0 | 0 | [6 empty] | NOS | 1 |  | Cf/Sp/Backrest Support
IM01320 | Dental Chair Spares-Anthos-Bckpnl Vert Rear Cover 97461882 |  |  | A Class | NOS | NOS | I-Inventory | FG-Finish Good |  | Spares | Dental Chair-Spares | Dental Equiment | Main Location | 90330000 |  | FIFO | Anthos/Cefla | [8 empty] | 0 | 0 | 0 | 1 | 0 | 0 | [6 empty] | NOS | 1 |  | CF/SP/BCKPNL VERT REAR COVER 97461882
IM01321 | Dental Chair Spares-Anthos-Black Box 97660184 |  |  | A Class | NOS | NOS | I-Inventory | FG-Finish Good |  | Spares | Dental Chair-Spares | Dental Equiment | Main Location | 90330000 |  | FIFO | Anthos/Cefla | [8 empty] | 0 | 0 | 0 | 1 | 0 | 0 | [6 empty] | NOS | 1 |  | Cf/Sp/Black Box 97660184
IM01322 | Dental Chair Spares-Anthos-Bottle Holder O Ring 97375800 |  |  | A Class | NOS | NOS | I-Inventory | FG-Finish Good |  | Spares | Dental Chair-Spares | Dental Equiment | Main Location | 90330000 |  | FIFO | Anthos/Cefla | [8 empty] | 0 | 0 | 0 | 1 | 0 | 0 | [6 empty] | NOS | 1 |  | Cf/Sp/Bottle Holder O Ring 97375800
IM01323 | Dental Chair Spares-Anthos-Bowl Drain Mushr 97943700 |  |  | A Class | NOS | NOS | I-Inventory | FG-Finish Good |  | Spares | Dental Chair-Spares | Dental Equiment | Main Location | 90330000 |  | FIFO | Anthos/Cefla | [8 empty] | 0 | 0 | 0 | 1 | 0 | 0 | [6 empty] | NOS | 1 |  | CF/SP/BOWL DRAIN MUSHR 97943700
IM01324 | Dental Chair Spares-Anthos-Bulb |  |  | A Class | NOS | NOS | I-Inventory | FG-Finish Good |  | Spares | Dental Chair-Spares | Dental Equiment | Main Location | 90330000 |  | FIFO | Anthos/Cefla | [5 empty] | . |  |  | 0 | 0 | 0 | 1 | 0 | 0 | [6 empty] | NOS | 1 |  | Cf/Sp/Bulb
IM01325 | Dental Chair Spares-Anthos-Cable 2Mtr 97521821 |  |  | A Class | NOS | NOS | I-Inventory | FG-Finish Good |  | Spares | Dental Chair-Spares | Dental Equiment | Main Location | 90330000 |  | FIFO | Anthos/Cefla | [8 empty] | 0 | 0 | 0 | 1 | 0 | 0 | [6 empty] | NOS | 1 |  | CF/SP/CABLE 2MTR 97521821
IM01326 | Dental Chair Spares-Anthos-Can Lite Assis Table Board 97660421 |  |  | A Class | NOS | NOS | I-Inventory | FG-Finish Good |  | Spares | Dental Chair-Spares | Dental Equiment | Main Location | 90330000 |  | FIFO | Anthos/Cefla | [8 empty] | 0 | 0 | 0 | 1 | 0 | 0 | [6 empty] | NOS | 1 |  | Cf/Sp/Can Lite Assis Table Board 97660421
IM01327 | Dental Chair Spares-Anthos-Can Lite Board 97660576 |  |  | A Class | NOS | NOS | I-Inventory | FG-Finish Good |  | Spares | Dental Chair-Spares | Dental Equiment | Main Location | 90330000 |  | FIFO | Anthos/Cefla | [5 empty] | . |  |  | 0 | 0 | 0 | 1 | 0 | 0 | [6 empty] | NOS | 1 |  | Cf/Sp/Can Lite Board 97660576
IM01328 | Dental Chair Spares-Anthos-Can Tiny Doctor Module Board 97660701 |  |  | A Class | NOS | NOS | I-Inventory | FG-Finish Good |  | Spares | Dental Chair-Spares | Dental Equiment | Main Location | 90330000 |  | FIFO | Anthos/Cefla | [8 empty] | 0 | 0 | 0 | 1 | 0 | 0 | [6 empty] | NOS | 1 |  | Cf/sp/Can Tiny Doctor Module Board 97660701
IM01329 | Dental Chair Spares-Anthos-Cannule Tongue D-11 (50 Pcs.) 97901135 |  |  | A Class | NOS | NOS | I-Inventory | FG-Finish Good |  | Spares | Dental Chair-Spares | Dental Equiment | Main Location | 90330000 |  | FIFO | Anthos/Cefla | [5 empty] | . |  |  | 0 | 0 | 0 | 1 | 0 | 0 | [6 empty] | NOS | 1 |  | Cf/Sp/Cannule Tongue D-11 (50 PCS.) 97901135
IM01330 | Dental Chair Spares-Anthos-Cannule Tongue D-16 (50Pcs.) 97901134 |  |  | A Class | NOS | NOS | I-Inventory | FG-Finish Good |  | Spares | Dental Chair-Spares | Dental Equiment | Main Location | 90330000 |  | FIFO | Anthos/Cefla | [8 empty] | 0 | 0 | 0 | 1 | 0 | 0 | [6 empty] | NOS | 1 |  | Cf/Sp/Cannule Tongue D-16 (50PCS.) 97901134
IM01331 | Dental Chair Spares-Anthos-Cefla 3F Angled Syringe 95520233 |  |  | A Class | NOS | NOS | I-Inventory | FG-Finish Good |  | Spares | Dental Chair-Spares | Dental Equiment | Main Location | 90330000 |  | FIFO | Anthos/Cefla | [8 empty] | 0 | 0 | 0 | 1 | 0 | 0 | [6 empty] | NOS | 1 |  | Cf/Sp/Cefla 3F Angled Syringe 95520233
IM01332 | Dental Chair Spares-Anthos-Cefla A2 Scheda Interfaccia Poltr 97661204 |  |  | A Class | NOS | NOS | I-Inventory | FG-Finish Good |  | Spares | Dental Chair-Spares | Dental Equiment | Main Location | 90330000 |  | FIFO | Anthos/Cefla | [8 empty] | 0 | 0 | 0 | 1 | 0 | 0 | [6 empty] | NOS | 1 |  | Cf/Sp/Cefla A2 Scheda Interfaccia Poltr 97661204
IM01333 | Dental Chair Spares-Anthos-Cefla A5-A6 Console Key Board 97660808 |  |  | A Class | NOS | NOS | I-Inventory | FG-Finish Good |  | Spares | Dental Chair-Spares | Dental Equiment | Main Location | 90330000 |  | FIFO | Anthos/Cefla | [8 empty] | 0 | 0 | 0 | 1 | 0 | 0 | [6 empty] | NOS | 1 |  | Cf/Sp/Cefla A5-A6 Console Key Board 97660808
IM01334 | Dental Chair Spares-Anthos-Cefla Air Gr. (Adapt Plus Ev Plus Filter) 91104755 |  |  | A Class | NOS | NOS | I-Inventory | FG-Finish Good |  | Spares | Dental Chair-Spares | Dental Equiment | Main Location | 90330000 |  | FIFO | Anthos/Cefla | [8 empty] | 0 | 0 | 0 | 1 | 0 | 0 | [6 empty] | NOS | 1 |  | Cf/Sp/Cefla Air Gr. (Adapt Plus Ev Plus Filter) 91104755
IM01335 | Dental Chair Spares-Anthos-Cefla Assembly With Ev1 |  |  | A Class | NOS | NOS | I-Inventory | FG-Finish Good |  | Spares | Dental Chair-Spares | Dental Equiment | Main Location | 90330000 |  | FIFO | Anthos/Cefla | [8 empty] | 0 | 0 | 0 | 1 | 0 | 0 | [6 empty] | NOS | 1 |  | CF/SP/CEFLA ASSEMBLY WITH EV1
IM01336 | Dental Chair Spares-Anthos-Cefla Assist Modul Panel Control 97620174 |  |  | A Class | NOS | NOS | I-Inventory | FG-Finish Good |  | Spares | Dental Chair-Spares | Dental Equiment | Main Location | 90330000 |  | FIFO | Anthos/Cefla | [8 empty] | 0 | 0 | 0 | 1 | 0 | 0 | [6 empty] | NOS | 1 |  | Cf/Sp/Cefla Assist Modul Panel Control 97620174
IM01337 | Dental Chair Spares-Anthos-Cefla Assist Module Board 97660688 |  |  | A Class | NOS | NOS | I-Inventory | FG-Finish Good |  | Spares | Dental Chair-Spares | Dental Equiment | Main Location | 90330000 |  | FIFO | Anthos/Cefla | [8 empty] | 0 | 0 | 0 | 1 | 0 | 0 | [6 empty] | NOS | 1 |  | Cf/Sp/Cefla Assist Module Board 97660688
IM01338 | Dental Chair Spares-Anthos-Cefla Backrest Electric Motor 97210002 |  |  | A Class | NOS | NOS | I-Inventory | FG-Finish Good |  | Spares | Dental Chair-Spares | Dental Equiment | Main Location | 90330000 |  | FIFO | Anthos/Cefla | [8 empty] | 0 | 0 | 0 | 1 | 0 | 0 | [6 empty] | NOS | 1 |  | Cf/Sp/Cefla Backrest Electric Motor 97210002
IM01339 | Dental Chair Spares-Anthos-Cefla Bowl Filter-97466408 |  |  | A Class | NOS | NOS | I-Inventory | FG-Finish Good |  | Spares | Dental Chair-Spares | Dental Equiment | Main Location | 90330000 |  | FIFO | Anthos/Cefla | [8 empty] | 0 | 0 | 0 | 1 | 0 | 0 | [6 empty] | NOS | 1 |  | CF/SP/CEFLA BOWL FILTER-97466408
IM01340 | Dental Chair Spares-Anthos-Cefla Chair Potentiometer El. Syst. 97521262 |  |  | A Class | NOS | NOS | I-Inventory | FG-Finish Good |  | Spares | Dental Chair-Spares | Dental Equiment | Main Location | 90330000 |  | FIFO | Anthos/Cefla | [8 empty] | 0 | 0 | 0 | 1 | 0 | 0 | [6 empty] | NOS | 1 |  | CF/SP/CEFLA CHAIR POTENTIOMETER EL. SYST. 97521262
IM01341 | Dental Chair Spares-Anthos-Cefla Chair Vis Security Microswitch 97610004 |  |  | A Class | NOS | NOS | I-Inventory | FG-Finish Good |  | Spares | Dental Chair-Spares | Dental Equiment | Main Location | 90330000 |  | FIFO | Anthos/Cefla | [8 empty] | 0 | 0 | 0 | 1 | 0 | 0 | [6 empty] | NOS | 1 |  | Cf/Sp/Cefla Chair Vis Security Microswitch 97610004
IM01342 | Dental Chair Spares-Anthos-Cefla Conf Siringa 3F Curv Cp No Sez 95520269 |  |  | A Class | NOS | NOS | I-Inventory | FG-Finish Good |  | Spares | Dental Chair-Spares | Dental Equiment | Main Location | 90330000 |  | FIFO | Anthos/Cefla | [8 empty] | 0 | 0 | 0 | 1 | 0 | 0 | [6 empty] | NOS | 1 |  | Cf/Sp/Cefla Conf Siringa 3F Curv CP NO Sez 95520269
IM01343 | Dental Chair Spares-Anthos-Cefla Console Push Button A3 97620136 |  |  | A Class | NOS | NOS | I-Inventory | FG-Finish Good |  | Spares | Dental Chair-Spares | Dental Equiment | Main Location | 90330000 |  | FIFO | Anthos/Cefla | [8 empty] | 0 | 0 | 0 | 1 | 0 | 0 | [6 empty] | NOS | 1 |  | Cf/Sp/Cefla Console Push Button A3 97620136
IM01344 | Dental Chair Spares-Anthos-Cefla Cord No Sez 1200Mm Cons Led 95520275 |  |  | A Class | NOS | NOS | I-Inventory | FG-Finish Good |  | Spares | Dental Chair-Spares | Dental Equiment | Main Location | 90330000 |  | FIFO | Anthos/Cefla | [8 empty] | 0 | 0 | 0 | 1 | 0 | 0 | [6 empty] | NOS | 1 |  | Cf/sp/cefla cord no sez 1200mm cons led 95520275
IM01345 | Dental Chair Spares-Anthos-Cefla Cord No Sez L1200 T-Led 95520330 |  |  | A Class | NOS | NOS | I-Inventory | FG-Finish Good |  | Spares | Dental Chair-Spares | Dental Equiment | Main Location | 90330000 |  | FIFO | Anthos/Cefla | [8 empty] | 0 | 0 | 0 | 1 | 0 | 0 | [6 empty] | NOS | 1 |  | Cf/Sp/Cefla Cord No Sez L1200 T-Led 95520330
IM01346 | Dental Chair Spares-Anthos-Cefla Cord No Sez L1200Mm Aria Midw 95520329 |  |  | A Class | NOS | NOS | I-Inventory | FG-Finish Good |  | Spares | Dental Chair-Spares | Dental Equiment | Main Location | 90330000 |  | FIFO | Anthos/Cefla | [5 empty] | .. |  |  | 0 | 0 | 0 | 1 | 0 | 0 | [6 empty] | NOS | 1 |  | Cf/Sp/Cefla Cord No Sez L1200mm Aria Midw 95520329
IM01347 | Dental Chair Spares-Anthos-Cefla Cord No Sez L1200Mm Conserv 95520274 |  |  | A Class | NOS | NOS | I-Inventory | FG-Finish Good |  | Spares | Dental Chair-Spares | Dental Equiment | Main Location | 90330000 |  | FIFO | Anthos/Cefla | [8 empty] | 0 | 0 | 0 | 1 | 0 | 0 | [6 empty] | NOS | 1 |  | Cf/Sp/Cefla Cord No Sez L1200mm Conserv 95520274
IM01348 | Dental Chair Spares-Anthos-Cefla Cord No Sez L1400 T-Led 95520324 |  |  | A Class | NOS | NOS | I-Inventory | FG-Finish Good |  | Spares | Dental Chair-Spares | Dental Equiment | Main Location | 90330000 |  | FIFO | Anthos/Cefla | [8 empty] | 0 | 0 | 0 | 1 | 0 | 0 | [6 empty] | NOS | 1 |  | Cf/Sp/Cefla Cord No Sez L1400 T-Led 95520324
IM01349 | Dental Chair Spares-Anthos-Cefla Cord No Sez L1400 Turb Midw 95520327 |  |  | A Class | NOS | NOS | I-Inventory | FG-Finish Good |  | Spares | Dental Chair-Spares | Dental Equiment | Main Location | 90330000 |  | FIFO | Anthos/Cefla | [8 empty] | 0 | 0 | 0 | 1 | 0 | 0 | [6 empty] | NOS | 1 |  | Cf/Sp/Cefla Cord No Sez L1400 Turb Midw 95520327
IM01350 | Dental Chair Spares-Anthos-Cefla Cord No Sez L1400 Turb Midw Fo 95520326 |  |  | A Class | NOS | NOS | I-Inventory | FG-Finish Good |  | Spares | Dental Chair-Spares | Dental Equiment | Main Location | 90330000 |  | FIFO | Anthos/Cefla | [8 empty] | 0 | 0 | 0 | 1 | 0 | 0 | [6 empty] | NOS | 1 |  | Cf/Sp/Cefla Cord No Sez L1400 Turb Midw Fo 95520326
IM01351 | Dental Chair Spares-Anthos-Cefla Cord No Sez L1400Mm Cons Led 95520273 |  |  | A Class | NOS | NOS | I-Inventory | FG-Finish Good |  | Spares | Dental Chair-Spares | Dental Equiment | Main Location | 90330000 |  | FIFO | Anthos/Cefla | [8 empty] | 0 | 0 | 0 | 1 | 0 | 0 | [6 empty] | NOS | 1 |  | Cf/Sp/Cefla Cord No Sez L1400mm Cons Led 95520273
IM01352 | Dental Chair Spares-Anthos-Cefla Cord No Sez L1400Mm Conserv 95520272 |  |  | A Class | NOS | NOS | I-Inventory | FG-Finish Good |  | Spares | Dental Chair-Spares | Dental Equiment | Main Location | 90330000 |  | FIFO | Anthos/Cefla | [8 empty] | 0 | 0 | 0 | 1 | 0 | 0 | [6 empty] | NOS | 1 |  | Cf/Sp/Cefla Cord No Sez L1400mm Conserv 95520272
IM01353 | Dental Chair Spares-Anthos-Cefla Cover Connection Group 91109361 |  |  | A Class | NOS | NOS | I-Inventory | FG-Finish Good |  | Spares | Dental Chair-Spares | Dental Equiment | Main Location | 90330000 |  | FIFO | Anthos/Cefla | [5 empty] | .. |  |  | 0 | 0 | 0 | 1 | 0 | 0 | [6 empty] | NOS | 1 |  | CF/SP/CEFLA COVER CONNECTION GROUP 91109361
IM01354 | Dental Chair Spares-Anthos-Cefla Cpv Clamp 97660020 |  |  | A Class | NOS | NOS | I-Inventory | FG-Finish Good |  | Spares | Dental Chair-Spares | Dental Equiment | Main Location | 90330000 |  | FIFO | Anthos/Cefla | [5 empty] | CF/SP/DOCTOR TABLE TINY BOARD 97661534 |  |  | 0 | 0 | 0 | 1 | 0 | 0 | [6 empty] | NOS | 1 |  | Cf/Sp/Cefla CPV Clamp 97660020
IM01355 | Dental Chair Spares-Anthos-Cefla Ctrl Board Brushless Motor 97660799 |  |  | A Class | NOS | NOS | I-Inventory | FG-Finish Good |  | Spares | Dental Chair-Spares | Dental Equiment | Main Location | 90330000 |  | FIFO | Anthos/Cefla | [8 empty] | 0 | 0 | 0 | 1 | 0 | 0 | [6 empty] | NOS | 1 |  | Cf/Sp/Cefla Ctrl Board Brushless Motor 97660799
IM01356 | Dental Chair Spares-Anthos-Cefla Dental Chair Board 97661452 |  |  | A Class | NOS | NOS | I-Inventory | FG-Finish Good |  | Spares | Dental Chair-Spares | Dental Equiment | Main Location | 90330000 |  | FIFO | Anthos/Cefla | [8 empty] | 0 | 0 | 0 | 1 | 0 | 0 | [6 empty] | NOS | 1 |  | CF/SP/CEFLA DENTAL CHAIR BOARD 97661452
IM01357 | Dental Chair Spares-Anthos-Cefla Dental Limiter Board 97661697 |  |  | A Class | NOS | NOS | I-Inventory | FG-Finish Good |  | Spares | Dental Chair-Spares | Dental Equiment | Main Location | 90330000 |  | FIFO | Anthos/Cefla | [8 empty] | 0 | 0 | 0 | 1 | 0 | 0 | [6 empty] | NOS | 1 |  | CF/SP/CEFLA DENTAL LIMITER BOARD 97661697
IM01358 | Dental Chair Spares-Anthos-Cefla Dental Unit Sup. Arm 99922350 |  |  | A Class | NOS | NOS | I-Inventory | FG-Finish Good |  | Spares | Dental Chair-Spares | Dental Equiment | Main Location | 90330000 |  | FIFO | Anthos/Cefla | [8 empty] | 0 | 0 | 0 | 1 | 0 | 0 | [6 empty] | NOS | 1 |  | Cf/Sp/Cefla Dental Unit Sup. Arm 99922350
IM01359 | Dental Chair Spares-Anthos-Cefla Dental Upper Basic Board 97661509 |  |  | A Class | NOS | NOS | I-Inventory | FG-Finish Good |  | Spares | Dental Chair-Spares | Dental Equiment | Main Location | 90330000 |  | FIFO | Anthos/Cefla | [8 empty] | 0 | 0 | 0 | 1 | 0 | 0 | [6 empty] | NOS | 1 |  | CF/SP/CEFLA DENTAL UPPER BASIC BOARD 97661509
IM01360 | Dental Chair Spares-Anthos-Cefla Dental Upper Bord Chair 97661508 |  |  | A Class | NOS | NOS | I-Inventory | FG-Finish Good |  | Spares | Dental Chair-Spares | Dental Equiment | Main Location | 90330000 |  | FIFO | Anthos/Cefla | [8 empty] | 0 | 0 | 0 | 1 | 0 | 0 | [6 empty] | NOS | 1 |  | CF/SP/CEFLA DENTAL UPPER BORD CHAIR 97661508
IM01361 | Dental Chair Spares-Anthos-Cefla Digit Pedal Supply El System 97520532 |  |  | A Class | NOS | NOS | I-Inventory | FG-Finish Good |  | Spares | Dental Chair-Spares | Dental Equiment | Main Location | 90330000 |  | FIFO | Anthos/Cefla | [8 empty] | 0 | 0 | 0 | 1 | 0 | 0 | [6 empty] | NOS | 1 |  | Cf/Sp/Cefla Digit Pedal Supply El System 97520532
IM01362 | Dental Chair Spares-Anthos-Cefla El.Ev Mm Brushless Device 97521115 |  |  | A Class | NOS | NOS | I-Inventory | FG-Finish Good |  | Spares | Dental Chair-Spares | Dental Equiment | Main Location | 90330000 |  | FIFO | Anthos/Cefla | [8 empty] | 0 | 0 | 0 | 1 | 0 | 0 | [6 empty] | NOS | 1 |  | Cf/sp/cefla el.ev mm brushless device 97521115
IM01363 | Dental Chair Spares-Anthos-Cefla El.Pw.Sup.Board For Chair-97520783 |  |  | A Class | NOS | NOS | I-Inventory | FG-Finish Good |  | Spares | Dental Chair-Spares | Dental Equiment | Main Location | 90330000 |  | FIFO | Anthos/Cefla | [8 empty] | 0 | 0 | 0 | 1 | 0 | 0 | [6 empty] | NOS | 1 |  | CF/SP/CEFLA EL.PW.SUP.BOARD FOR CHAIR-97520783
IM01364 | Dental Chair Spares-Anthos-Cefla Electric Motor Capacitor 97630002 |  |  | A Class | NOS | NOS | I-Inventory | FG-Finish Good |  | Spares | Dental Chair-Spares | Dental Equiment | Main Location | 90330000 |  | FIFO | Anthos/Cefla | [8 empty] | 0 | 0 | 0 | 1 | 0 | 0 | [6 empty] | NOS | 1 |  | Cf/Sp/Cefla Electric Motor Capacitor 97630002
IM01365 | Dental Chair Spares-Anthos-Cefla Electrov Gr. Glass Cuspidor Bo 91109094 |  |  | A Class | NOS | NOS | I-Inventory | FG-Finish Good |  | Spares | Dental Chair-Spares | Dental Equiment | Main Location | 90330000 |  | FIFO | Anthos/Cefla | [8 empty] | 0 | 0 | 0 | 1 | 0 | 0 | [6 empty] | NOS | 1 |  | Cf/Sp/Cefla Electrov Gr. Glass Cuspidor Bo 91109094
IM01366 | Dental Chair Spares-Anthos-Cefla Electrovalve Complete 91109097 |  |  | A Class | NOS | NOS | I-Inventory | FG-Finish Good |  | Spares | Dental Chair-Spares | Dental Equiment | Main Location | 90330000 |  | FIFO | Anthos/Cefla | [8 empty] | 0 | 0 | 0 | 1 | 0 | 0 | [6 empty] | NOS | 1 |  | Cf/Sp/Cefla Electrovalve Complete 91109097
IM01367 | Dental Chair Spares-Anthos-Cefla Emergency Microswitch Backrest 97610012 |  |  | A Class | NOS | NOS | I-Inventory | FG-Finish Good |  | Spares | Dental Chair-Spares | Dental Equiment | Main Location | 90330000 |  | FIFO | Anthos/Cefla | [8 empty] | 0 | 0 | 0 | 1 | 0 | 0 | [6 empty] | NOS | 1 |  | Cf/Sp/Cefla Emergency Microswitch Backrest 97610012
IM01368 | Dental Chair Spares-Anthos-Cefla Fo Ultras Non Sect Hose 1200-95520323 |  |  | A Class | NOS | NOS | I-Inventory | FG-Finish Good |  | Spares | Dental Chair-Spares | Dental Equiment | Main Location | 90330000 |  | FIFO | Anthos/Cefla | [8 empty] | 0 | 0 | 0 | 1 | 0 | 0 | [6 empty] | NOS | 1 |  | CF/SP/CEFLA FO ULTRAS NON SECT HOSE 1200-95520323
IM01369 | Dental Chair Spares-Anthos-Cefla Footcontrol Boards 91109211 |  |  | A Class | NOS | NOS | I-Inventory | FG-Finish Good |  | Spares | Dental Chair-Spares | Dental Equiment | Main Location | 90330000 |  | FIFO | Anthos/Cefla | [8 empty] | 0 | 0 | 0 | 1 | 0 | 0 | [6 empty] | NOS | 1 |  | CF/SP/CEFLA FOOTCONTROL BOARDS 91109211
IM01370 | Dental Chair Spares-Anthos-Cefla Gas Spring589 97250003 |  |  | A Class | NOS | NOS | I-Inventory | FG-Finish Good |  | Spares | Dental Chair-Spares | Dental Equiment | Main Location | 90330000 |  | FIFO | Anthos/Cefla | [8 empty] | 0 | 0 | 0 | 1 | 0 | 0 | [6 empty] | NOS | 1 |  | Cf/Sp/Cefla Gas Spring589 97250003
IM01371 | Dental Chair Spares-Anthos-Cefla Gr. Up Down Couters Haft 92200017 |  |  | A Class | NOS | NOS | I-Inventory | FG-Finish Good |  | Spares | Dental Chair-Spares | Dental Equiment | Main Location | 90330000 |  | FIFO | Anthos/Cefla | [8 empty] | 0 | 0 | 0 | 1 | 0 | 0 | [6 empty] | NOS | 1 |  | Cf/Sp/Cefla Gr. Up Down Couters Haft 92200017
IM01372 | Dental Chair Spares-Anthos-Cefla Imp.El. Interf Alim Canbus 97522136 |  |  | A Class | NOS | NOS | I-Inventory | FG-Finish Good |  | Spares | Dental Chair-Spares | Dental Equiment | Main Location | 90330000 |  | FIFO | Anthos/Cefla | [8 empty] | 0 | 0 | 0 | 1 | 0 | 0 | [6 empty] | NOS | 1 |  | CF/SP/CEFLA IMP.EL. INTERF ALIM CANBUS 97522136
IM01373 | Dental Chair Spares-Anthos-Cefla Interfaccia Poltr 97521775 |  |  | A Class | NOS | NOS | I-Inventory | FG-Finish Good |  | Spares | Dental Chair-Spares | Dental Equiment | Main Location | 90330000 |  | FIFO | Anthos/Cefla | [8 empty] | 0 | 0 | 0 | 1 | 0 | 0 | [6 empty] | NOS | 1 |  | Cf/Sp/Cefla Interfaccia Poltr 97521775
IM01374 | Dental Chair Spares-Anthos-Cefla L9 Dental Chair Comunic Cable-97522025 |  |  | A Class | NOS | NOS | I-Inventory | FG-Finish Good |  | Spares | Dental Chair-Spares | Dental Equiment | Main Location | 90330000 |  | FIFO | Anthos/Cefla | [8 empty] | 0 | 0 | 0 | 1 | 0 | 0 | [6 empty] | NOS | 1 |  | CF/SP/CEFLA L9 DENTAL CHAIR COMUNIC CABLE-97522025
IM01375 | Dental Chair Spares-Anthos-Cefla Lamp Safety Cover V97460076 |  |  | A Class | NOS | NOS | I-Inventory | FG-Finish Good |  | Spares | Dental Chair-Spares | Dental Equiment | Main Location | 90330000 |  | FIFO | Anthos/Cefla | [8 empty] | 0 | 0 | 0 | 1 | 0 | 0 | [6 empty] | NOS | 1 |  | CF/SP/CEFLA LAMP SAFETY COVER V97460076
IM01376 | Dental Chair Spares-Anthos-Cefla Led Scyalitic Lamp Board 97661003 |  |  | A Class | NOS | NOS | I-Inventory | FG-Finish Good |  | Spares | Dental Chair-Spares | Dental Equiment | Main Location | 90330000 |  | FIFO | Anthos/Cefla | [8 empty] | 0 | 0 | 0 | 1 | 0 | 0 | [6 empty] | NOS | 1 |  | Cf/Sp/Cefla Led Scyalitic Lamp Board 97661003
IM01377 | Dental Chair Spares-Anthos-Cefla Lifting Electric Motor 97210001 |  |  | A Class | NOS | NOS | I-Inventory | FG-Finish Good |  | Spares | Dental Chair-Spares | Dental Equiment | Main Location | 90330000 |  | FIFO | Anthos/Cefla | [8 empty] | 0 | 0 | 0 | 1 | 0 | 0 | [6 empty] | NOS | 1 |  | Cf/Sp/Cefla Lifting Electric Motor 97210001
IM01378 | Dental Chair Spares-Anthos-Cefla Main Board Hydric G Cantiny 97660894 |  |  | A Class | NOS | NOS | I-Inventory | FG-Finish Good |  | Spares | Dental Chair-Spares | Dental Equiment | Main Location | 90330000 |  | FIFO | Anthos/Cefla | [8 empty] | 0 | 0 | 0 | 1 | 0 | 0 | [6 empty] | NOS | 1 |  | Cf/Sp/Cefla Main Board Hydric G Cantiny 97660894
IM01379 | Dental Chair Spares-Anthos-Cefla Micro Electr Syst, Ass Modul 97520567 |  |  | A Class | NOS | NOS | I-Inventory | FG-Finish Good |  | Spares | Dental Chair-Spares | Dental Equiment | Main Location | 90330000 |  | FIFO | Anthos/Cefla | [8 empty] | 0 | 0 | 0 | 1 | 0 | 0 | [6 empty] | NOS | 1 |  | Cf/Sp/Cefla Micro Electr Syst, Ass Modul 97520567
IM01380 | Dental Chair Spares-Anthos-Cefla Microswitch Cable Backrest 97610009 |  |  | A Class | NOS | NOS | I-Inventory | FG-Finish Good |  | Spares | Dental Chair-Spares | Dental Equiment | Main Location | 90330000 |  | FIFO | Anthos/Cefla | [8 empty] | 0 | 0 | 0 | 1 | 0 | 0 | [6 empty] | NOS | 1 |  | Cf/Sp/Cefla Microswitch Cable Backrest 97610009
IM01381 | Dental Chair Spares-Anthos-Cefla Midw Turb Non Sect Hose L1200 95520333 |  |  | A Class | NOS | NOS | I-Inventory | FG-Finish Good |  | Spares | Dental Chair-Spares | Dental Equiment | Main Location | 90330000 |  | FIFO | Anthos/Cefla | [8 empty] | 0 | 0 | 0 | 1 | 0 | 0 | [6 empty] | NOS | 1 |  | Cf/Sp/Cefla Midw Turb Non Sect hose L1200 95520333
IM01382 | Dental Chair Spares-Anthos-Cefla Mmr L Motor 95520435 |  |  | A Class | NOS | NOS | I-Inventory | FG-Finish Good |  | Spares | Dental Chair-Spares | Dental Equiment | Main Location | 90330000 |  | FIFO | Anthos/Cefla | [8 empty] | 0 | 0 | 0 | 1 | 0 | 0 | [6 empty] | NOS | 1 |  | CF/SP/CEFLA MMR L MOTOR 95520435
IM01383 | Dental Chair Spares-Anthos-Cefla Pin O Ring Motor Air Regulat-97720142 |  |  | A Class | NOS | NOS | I-Inventory | FG-Finish Good |  | Spares | Dental Chair-Spares | Dental Equiment | Main Location | 90330000 |  | FIFO | Anthos/Cefla | [8 empty] | 0 | 0 | 0 | 1 | 0 | 0 | [6 empty] | NOS | 1 |  | CF/SP/CEFLA PIN O RING MOTOR AIR REGULAT-97720142
IM01384 | Dental Chair Spares-Anthos-Cefla Poster Cap 97461246 |  |  | A Class | NOS | NOS | I-Inventory | FG-Finish Good |  | Spares | Dental Chair-Spares | Dental Equiment | Main Location | 90330000 |  | FIFO | Anthos/Cefla | [8 empty] | 0 | 0 | 0 | 1 | 0 | 0 | [6 empty] | NOS | 1 |  | CF/SP/CEFLA POSTER CAP 97461246
IM01385 | Dental Chair Spares-Anthos-Cefla Poten Tio Meter Of Cpv Lamp 97640003 |  |  | A Class | NOS | NOS | I-Inventory | FG-Finish Good |  | Spares | Dental Chair-Spares | Dental Equiment | Main Location | 90330000 |  | FIFO | Anthos/Cefla | [8 empty] | 0 | 0 | 0 | 1 | 0 | 0 | [6 empty] | NOS | 1 |  | Cf/Sp/Cefla Poten Tio Meter Of CPV Lamp 97640003
IM01386 | Dental Chair Spares-Anthos-Cefla Proport Ev.E.Sy 97520171 |  |  | A Class | NOS | NOS | I-Inventory | FG-Finish Good |  | Spares | Dental Chair-Spares | Dental Equiment | Main Location | 90330000 |  | FIFO | Anthos/Cefla | [5 empty] | . |  |  | 0 | 0 | 0 | 1 | 0 | 0 | [6 empty] | NOS | 1 |  | CF/SP/CEFLA PROPORT EV.E.SY 97520171
IM01387 | Dental Chair Spares-Anthos-Cefla Pwr Supp Mm Comm El Sys 97521833 |  |  | A Class | NOS | NOS | I-Inventory | FG-Finish Good |  | Spares | Dental Chair-Spares | Dental Equiment | Main Location | 90330000 |  | FIFO | Anthos/Cefla | [8 empty] | 0 | 0 | 0 | 1 | 0 | 0 | [6 empty] | NOS | 1 |  | Cf/sp/cefla pwr supp mm comm el sys 97521833
IM01388 | Dental Chair Spares-Anthos-Cefla Seat Mod 8 102 Atlantic Blue 97900759 |  |  | A Class | NOS | NOS | I-Inventory | FG-Finish Good |  | Spares | Dental Chair-Spares | Dental Equiment | Main Location | 90330000 |  | FIFO | Anthos/Cefla | [8 empty] | 0 | 0 | 0 | 1 | 0 | 0 | [6 empty] | NOS | 1 |  | CF/SP/CEFLA SEAT MOD 8 102 ATLANTIC BLUE 97900759
IM01389 | Dental Chair Spares-Anthos-Cefla Sect. Tub. Led Surg Mm L1200 91106303 |  |  | A Class | NOS | NOS | I-Inventory | FG-Finish Good |  | Spares | Dental Chair-Spares | Dental Equiment | Main Location | 90330000 |  | FIFO | Anthos/Cefla | [8 empty] | 0 | 0 | 0 | 1 | 0 | 0 | [6 empty] | NOS | 1 |  | CF/SP/CEFLA SECT. TUB. LED SURG MM L1200 91106303
IM01390 | Dental Chair Spares-Anthos-Cefla Sp 3F Syringe 95520234 |  |  | A Class | NOS | NOS | I-Inventory | FG-Finish Good |  | Spares | Dental Chair-Spares | Dental Equiment | Main Location | 90330000 |  | FIFO | Anthos/Cefla | [8 empty] | 0 | 0 | 0 | 1 | 0 | 0 | [6 empty] | NOS | 1 |  | Cf/Sp/Cefla SP 3F Syringe 95520234
IM01391 | Dental Chair Spares-Anthos-Cefla Support Of Backrest Motor 92200019 |  |  | A Class | NOS | NOS | I-Inventory | FG-Finish Good |  | Spares | Dental Chair-Spares | Dental Equiment | Main Location | 90330000 |  | FIFO | Anthos/Cefla | [8 empty] | 0 | 0 | 0 | 1 | 0 | 0 | [6 empty] | NOS | 1 |  | Cf/Sp/Cefla Support of Backrest Motor 92200019
IM01392 | Dental Chair Spares-Anthos-Cefla Tools Working Micro Elec Syst 97520650 |  |  | A Class | NOS | NOS | I-Inventory | FG-Finish Good |  | Spares | Dental Chair-Spares | Dental Equiment | Main Location | 90330000 |  | FIFO | Anthos/Cefla | [8 empty] | 0 | 0 | 0 | 1 | 0 | 0 | [6 empty] | NOS | 1 |  | Cf/Sp/Cefla Tools Working Micro Elec Syst 97520650
IM01393 | Dental Chair Spares-Anthos-Cefla Tothed Sector For Potent 97460952 |  |  | A Class | NOS | NOS | I-Inventory | FG-Finish Good |  | Spares | Dental Chair-Spares | Dental Equiment | Main Location | 90330000 |  | FIFO | Anthos/Cefla | [8 empty] | 0 | 0 | 0 | 1 | 0 | 0 | [6 empty] | NOS | 1 |  | CF/SP/CEFLA TOTHED SECTOR FOR POTENT 97460952
IM01394 | Dental Chair Spares-Anthos-Cefla Venus Basic Light Board 97660428 |  |  | A Class | NOS | NOS | I-Inventory | FG-Finish Good |  | Spares | Dental Chair-Spares | Dental Equiment | Main Location | 90330000 |  | FIFO | Anthos/Cefla | [8 empty] | 0 | 0 | 0 | 1 | 0 | 0 | [6 empty] | NOS | 1 |  | Cf/Sp/Cefla Venus Basic Light Board 97660428
IM01395 | Dental Chair Spares-Anthos-Cefla Water Gr. (Adapt Plus Filter) 91104754 |  |  | A Class | NOS | NOS | I-Inventory | FG-Finish Good |  | Spares | Dental Chair-Spares | Dental Equiment | Main Location | 90330000 |  | FIFO | Anthos/Cefla | [8 empty] | 0 | 0 | 0 | 1 | 0 | 0 | [6 empty] | NOS | 1 |  | Cf/Sp/Cefla Water Gr. (Adapt Plus Filter) 91104754
IM01396 | Dental Chair Spares-Anthos-Cefla Wide Backrest Cover Grp 99922893 |  |  | A Class | NOS | NOS | I-Inventory | FG-Finish Good |  | Spares | Dental Chair-Spares | Dental Equiment | Main Location | 90330000 |  | FIFO | Anthos/Cefla | [5 empty] | . |  |  | 0 | 0 | 0 | 1 | 0 | 0 | [6 empty] | NOS | 1 |  | CF/SP/CEFLA WIDE BACKREST COVER GRP 99922893
IM01397 | Dental Chair Spares-Anthos-Cefla-Dental Tube Sect L1400 97230448 |  |  | A Class | NOS | NOS | I-Inventory | FG-Finish Good |  | Spares | Dental Chair-Spares | Dental Equiment | Main Location | 90330000 |  | FIFO | Anthos/Cefla | [8 empty] | 0 | 0 | 0 | 1 | 0 | 0 | [6 empty] | NOS | 1 |  | CF/SP/CEFLA-DENTAL TUBE SECT L1400 97230448
IM01398 | Dental Chair Spares-Anthos-Cefla-Rx-Rj45 Basis Twin Lead El. Sys 9752050 |  |  | A Class | NOS | NOS | I-Inventory | FG-Finish Good |  | Spares | Dental Chair-Spares | Dental Equiment | Main Location | 90330000 |  | FIFO | Anthos/Cefla | [8 empty] | 0 | 0 | 0 | 1 | 0 | 0 | [6 empty] | NOS | 1 |  | CF/SP/CEFLA-RX-RJ45 BASIS TWIN LEAD EL. SYS 9752050
IM01399 | Dental Chair Spares-Anthos-Chair Cover Backrest Of V300 97460025 |  |  | A Class | NOS | NOS | I-Inventory | FG-Finish Good |  | Spares | Dental Chair-Spares | Dental Equiment | Main Location | 90330000 |  | FIFO | Anthos/Cefla | [5 empty] | . |  |  | 0 | 0 | 0 | 1 | 0 | 0 | [6 empty] | NOS | 1 |  | Cf/Sp/Chair Cover Backrest of V300 97460025
IM01400 | Dental Chair Spares-Anthos-Chair R1 Board 97660522 |  |  | A Class | NOS | NOS | I-Inventory | FG-Finish Good |  | Spares | Dental Chair-Spares | Dental Equiment | Main Location | 90330000 |  | FIFO | Anthos/Cefla | [8 empty] | 0 | 0 | 0 | 1 | 0 | 0 | [6 empty] | NOS | 1 |  | Cf/Sp/Chair R1 BOARD 97660522
IM01401 | Dental Chair Spares-Anthos-Complete Ev H20 Air 97720146 |  |  | A Class | NOS | NOS | I-Inventory | FG-Finish Good |  | Spares | Dental Chair-Spares | Dental Equiment | Main Location | 90330000 |  | FIFO | Anthos/Cefla | [8 empty] | 0 | 0 | 0 | 1 | 0 | 0 | [6 empty] | NOS | 1 |  | Cf/Sp/Complete EV H20 Air 97720146
IM01402 | Dental Chair Spares-Anthos-Conf Courtesy Mmotor R 95520470 |  |  | A Class | NOS | NOS | I-Inventory | FG-Finish Good |  | Spares | Dental Chair-Spares | Dental Equiment | Main Location | 90330000 |  | FIFO | Anthos/Cefla | [8 empty] | 0 | 0 | 0 | 1 | 0 | 0 | [6 empty] | NOS | 1 |  | cf/Sp/Conf Courtesy MMotor R 95520470
IM01403 | Dental Chair Spares-Anthos-Conf U-Pz7 Anthos Ablatore-95520282 |  |  | A Class | NOS | NOS | I-Inventory | FG-Finish Good |  | Spares | Dental Chair-Spares | Dental Equiment | Main Location | 90330000 |  | FIFO | Anthos/Cefla | [8 empty] | 0 | 0 | 0 | 1 | 0 | 0 | [6 empty] | NOS | 1 |  | CF/SP/CONF U-PZ7 ANTHOS ABLATORE-95520282
IM01404 | Dental Chair Spares-Anthos-Conn Board-Chair Board El Sy-97520558 |  |  | A Class | NOS | NOS | I-Inventory | FG-Finish Good |  | Spares | Dental Chair-Spares | Dental Equiment | Main Location | 90330000 |  | FIFO | Anthos/Cefla | [8 empty] | 0 | 0 | 0 | 1 | 0 | 0 | [6 empty] | NOS | 1 |  | Cf/Sp/Conn Board-Chair Board EL Sy-97520558
IM01405 | Dental Chair Spares-Anthos-Console Button Strip Board 97660445 |  |  | A Class | NOS | NOS | I-Inventory | FG-Finish Good |  | Spares | Dental Chair-Spares | Dental Equiment | Main Location | 90330000 |  | FIFO | Anthos/Cefla | [8 empty] | 0 | 0 | 0 | 1 | 0 | 0 | [6 empty] | NOS | 1 |  | Cf/Sp/Console Button Strip Board 97660445
IM01406 | Dental Chair Spares-Anthos-Console Push Button A7 Plus Unit 97620135 |  |  | A Class | NOS | NOS | I-Inventory | FG-Finish Good |  | Spares | Dental Chair-Spares | Dental Equiment | Main Location | 90330000 |  | FIFO | Anthos/Cefla | [8 empty] | 0 | 0 | 0 | 1 | 0 | 0 | [6 empty] | NOS | 1 |  | Cf/Sp/Console Push Button A7 Plus Unit 97620135
IM01407 | Dental Chair Spares-Anthos-Cont. Consule Rear Cowl 97466074 |  |  | A Class | NOS | NOS | I-Inventory | FG-Finish Good |  | Spares | Dental Chair-Spares | Dental Equiment | Main Location | 90330000 |  | FIFO | Anthos/Cefla | [8 empty] | 0 | 0 | 0 | 1 | 0 | 0 | [6 empty] | NOS | 1 |  | Cf/Sp/Cont. Consule Rear Cowl 97466074
IM01408 | Dental Chair Spares-Anthos-Cord 91106304 |  |  | A Class | NOS | NOS | I-Inventory | FG-Finish Good |  | Spares | Dental Chair-Spares | Dental Equiment | Main Location | 90330000 |  | FIFO | Anthos/Cefla | [8 empty] | 0 | 0 | 0 | 1 | 0 | 0 | [6 empty] | NOS | 1 |  | CF/SP/CORD 91106304
IM01409 | Dental Chair Spares-Anthos-Cord Sez L1200 Mm Aria Midwest Air Midw. Mm Sect.Tub. L1200 97230306 |  |  | A Class | NOS | NOS | I-Inventory | FG-Finish Good |  | Spares | Dental Chair-Spares | Dental Equiment | Main Location | 90330000 |  | FIFO | Anthos/Cefla | [8 empty] | 0 | 0 | 0 | 1 | 0 | 0 | [6 empty] | NOS | 1 |  | CF/SP/CORD SEZ L1200 MM ARIA MIDWEST AIR MIDW. MM SECT.TUB. L1200 97230306
IM01410 | Dental Chair Spares-Anthos-Ctrl Pan Keyboard 97660809 |  |  | A Class | NOS | NOS | I-Inventory | FG-Finish Good |  | Spares | Dental Chair-Spares | Dental Equiment | Main Location | 90330000 |  | FIFO | Anthos/Cefla | [8 empty] | 0 | 0 | 0 | 1 | 0 | 0 | [6 empty] | NOS | 1 |  | Cf/Sp/Ctrl Pan Keyboard 97660809
IM01411 | Dental Chair Spares-Anthos-Cup And Bowl Fill Unit 97461130 |  |  | A Class | NOS | NOS | I-Inventory | FG-Finish Good |  | Spares | Dental Chair-Spares | Dental Equiment | Main Location | 90330000 |  | FIFO | Anthos/Cefla | [8 empty] | 0 | 0 | 0 | 1 | 0 | 0 | [6 empty] | NOS | 1 |  | CF/SP/CUP AND BOWL FILL UNIT 97461130
IM01412 | Dental Chair Spares-Anthos-Dent Board Lte Board 97660772 |  |  | A Class | NOS | NOS | I-Inventory | FG-Finish Good |  | Spares | Dental Chair-Spares | Dental Equiment | Main Location | 90330000 |  | FIFO | Anthos/Cefla | [8 empty] | 0 | 0 | 0 | 1 | 0 | 0 | [6 empty] | NOS | 1 |  | Cf/Sp/Dent Board LTE Board 97660772
IM01413 | Dental Chair Spares-Anthos-Dental Complete Control Pan 97660448 |  |  | A Class | NOS | NOS | I-Inventory | FG-Finish Good |  | Spares | Dental Chair-Spares | Dental Equiment | Main Location | 90330000 |  | FIFO | Anthos/Cefla | [8 empty] | 0 | 0 | 0 | 1 | 0 | 0 | [6 empty] | NOS | 1 |  | Cf/Sp/Dental Complete Control Pan 97660448
IM01414 | Dental Chair Spares-Anthos-Dental Kit With Probe Cover 90010278 |  |  | A Class | NOS | NOS | I-Inventory | FG-Finish Good |  | Spares | Dental Chair-Spares | Dental Equiment | Main Location | 90330000 |  | FIFO | Anthos/Cefla | [5 empty] | . |  |  | 0 | 0 | 0 | 1 | 0 | 0 | [6 empty] | NOS | 1 |  | CF/SP/DENTAL KIT WITH PROBE COVER 90010278
IM01415 | Dental Chair Spares-Anthos-Dental Type C4 Tip |  |  | A Class | NOS | NOS | I-Inventory | FG-Finish Good |  | Spares | Dental Chair-Spares | Dental Equiment | Main Location | 90330000 |  | FIFO | Anthos/Cefla | [8 empty] | 0 | 0 | 0 | 1 | 0 | 0 | [6 empty] | NOS | 1 |  | CF/SP/DENTAL TYPE C4 TIP
IM01416 | Dental Chair Spares-Anthos-Dental Type P1 Tip F680C4400 |  |  | A Class | NOS | NOS | I-Inventory | FG-Finish Good |  | Spares | Dental Chair-Spares | Dental Equiment | Main Location | 90330000 |  | FIFO | Anthos/Cefla | [8 empty] | 0 | 0 | 0 | 1 | 0 | 0 | [6 empty] | NOS | 1 |  | CF/SP/DENTAL TYPE P1 TIP F680C4400
IM01417 | Dental Chair Spares-Anthos-Dentist Asst. Chair Wheel Base 97174000 |  |  | A Class | NOS | NOS | I-Inventory | FG-Finish Good |  | Spares | Dental Chair-Spares | Dental Equiment | Main Location | 90330000 |  | FIFO | Anthos/Cefla | [8 empty] | 0 | 0 | 0 | 1 | 0 | 0 | [6 empty] | NOS | 1 |  | CF/SP/DENTIST ASST. CHAIR WHEEL BASE 97174000
IM01418 | Dental Chair Spares-Anthos-Dentist Module Instrument Ho 97461070 |  |  | A Class | NOS | NOS | I-Inventory | FG-Finish Good |  | Spares | Dental Chair-Spares | Dental Equiment | Main Location | 90330000 |  | FIFO | Anthos/Cefla | [8 empty] | 0 | 0 | 0 | 1 | 0 | 0 | [6 empty] | NOS | 1 |  | Cf/Sp/Dentist Module Instrument HO 97461070
IM01419 | Dental Chair Spares-Anthos-Dig Turb Control Board 97661082 |  |  | A Class | NOS | NOS | I-Inventory | FG-Finish Good |  | Spares | Dental Chair-Spares | Dental Equiment | Main Location | 90330000 |  | FIFO | Anthos/Cefla | [5 empty] | . |  |  | 0 | 0 | 0 | 1 | 0 | 0 | [6 empty] | NOS | 1 |  | Cf/Sp/Dig Turb Control Board 97661082
IM01420 | Dental Chair Spares-Anthos-Digit Dent Module Board 97660532 |  |  | A Class | NOS | NOS | I-Inventory | FG-Finish Good |  | Spares | Dental Chair-Spares | Dental Equiment | Main Location | 90330000 |  | FIFO | Anthos/Cefla | [5 empty] | CF/SP/SMALL COMPL TERMINAL 91109167 |  |  | 0 | 0 | 0 | 1 | 0 | 0 | [6 empty] | NOS | 1 |  | Cf/Sp/Digit Dent Module Board 97660532
IM01421 | Dental Chair Spares-Anthos-Digit Hydro Board 97660583 |  |  | A Class | NOS | NOS | I-Inventory | FG-Finish Good |  | Spares | Dental Chair-Spares | Dental Equiment | Main Location | 90330000 |  | FIFO | Anthos/Cefla | [8 empty] | 0 | 0 | 0 | 1 | 0 | 0 | [6 empty] | NOS | 1 |  | Cf/Sp/Digit Hydro Board 97660583
IM01422 | Dental Chair Spares-Anthos-Distiller Water Tank Sds 90010095 |  |  | A Class | NOS | NOS | I-Inventory | FG-Finish Good |  | Spares | Dental Chair-Spares | Dental Equiment | Main Location | 90330000 |  | FIFO | Anthos/Cefla | [8 empty] | 0 | 0 | 0 | 1 | 0 | 0 | [6 empty] | NOS | 1 |  | CF/SP/Distiller Water Tank SDS 90010095
IM01423 | Dental Chair Spares-Anthos-Doct. Table Prot. 97901545 |  |  | A Class | NOS | NOS | I-Inventory | FG-Finish Good |  | Spares | Dental Chair-Spares | Dental Equiment | Main Location | 90330000 |  | FIFO | Anthos/Cefla | [8 empty] | 0 | 0 | 0 | 1 | 0 | 0 | [6 empty] | NOS | 1 |  | CF/SP/DOCT. TABLE PROT. 97901545
IM01424 | Dental Chair Spares-Anthos-Doctor Table Tiny Board 97661534 |  |  | A Class | NOS | NOS | I-Inventory | FG-Finish Good |  | Spares | Dental Chair-Spares | Dental Equiment | Main Location | 90330000 |  | FIFO | Anthos/Cefla | [8 empty] | 0 | 0 | 0 | 1 | 0 | 0 | [6 empty] | NOS | 1 |  | CF/SP/DOCTOR TABLE TINY BOARD 97661534
IM01425 | Dental Chair Spares-Anthos-Double Join Asst. Side Articulated Arm |  |  | A Class | NOS | NOS | I-Inventory | FG-Finish Good |  | Spares | Dental Chair-Spares | Dental Equiment | Main Location | 90330000 |  | FIFO | Anthos/Cefla | [8 empty] | 0 | 0 | 0 | 1 | 0 | 0 | [6 empty] | NOS | 1 |  | CF/SP/DOUBLE JOIN ASST. SIDE ARTICULATED ARM
IM01426 | Dental Chair Spares-Anthos-Ej 031 Piezon E.Sy 97660263 |  |  | A Class | NOS | NOS | I-Inventory | FG-Finish Good |  | Spares | Dental Chair-Spares | Dental Equiment | Main Location | 90330000 |  | FIFO | Anthos/Cefla | [8 empty] | 0 | 0 | 0 | 1 | 0 | 0 | [6 empty] | NOS | 1 |  | Cf/Sp/EJ 031 Piezon E.SY 97660263
IM01427 | Dental Chair Spares-Anthos-Ej031 Piezon Control Module 97660262 |  |  | A Class | NOS | NOS | I-Inventory | FG-Finish Good |  | Spares | Dental Chair-Spares | Dental Equiment | Main Location | 90330000 |  | FIFO | Anthos/Cefla | [8 empty] | 0 | 0 | 0 | 1 | 0 | 0 | [6 empty] | NOS | 1 |  | Cf/sp/EJ031 Piezon Control Module 97660262
IM01428 | Dental Chair Spares-Anthos-El.Syst.Can-Bus L 600Mm-97520412 |  |  | A Class | NOS | NOS | I-Inventory | FG-Finish Good |  | Spares | Dental Chair-Spares | Dental Equiment | Main Location | 90330000 |  | FIFO | Anthos/Cefla | [8 empty] | 0 | 0 | 0 | 1 | 0 | 0 | [6 empty] | NOS | 1 |  | Cf/Sp/EL.Syst.Can-Bus L 600MM-97520412
IM01429 | Dental Chair Spares-Anthos-Ev Block Module 2 Ed-97720156 |  |  | A Class | NOS | NOS | I-Inventory | FG-Finish Good |  | Spares | Dental Chair-Spares | Dental Equiment | Main Location | 90330000 |  | FIFO | Anthos/Cefla | [8 empty] | 0 | 0 | 0 | 1 | 0 | 0 | [6 empty] | NOS | 1 |  | CF/SP/EV BLOCK MODULE 2 ED-97720156
IM01430 | Dental Chair Spares-Anthos-Fixed Shell Lamp Shade 97460080 |  |  | A Class | NOS | NOS | I-Inventory | FG-Finish Good |  | Spares | Dental Chair-Spares | Dental Equiment | Main Location | 90330000 |  | FIFO | Anthos/Cefla | [8 empty] | 0 | 0 | 0 | 1 | 0 | 0 | [6 empty] | NOS | 1 |  | Cf/Sp/Fixed Shell Lamp Shade 97460080
IM01431 | Dental Chair Spares-Anthos-Floor Box Board Tiny 97660524 |  |  | A Class | NOS | NOS | I-Inventory | FG-Finish Good |  | Spares | Dental Chair-Spares | Dental Equiment | Main Location | 90330000 |  | FIFO | Anthos/Cefla | [8 empty] | 0 | 0 | 0 | 1 | 0 | 0 | [6 empty] | NOS | 1 |  | Cf/Sp/Floor Box Board Tiny 97660524
IM01432 | Dental Chair Spares-Anthos-Foot Control Body Tiny 97660527 |  |  | A Class | NOS | NOS | I-Inventory | FG-Finish Good |  | Spares | Dental Chair-Spares | Dental Equiment | Main Location | 90330000 |  | FIFO | Anthos/Cefla | [8 empty] | 0 | 0 | 0 | 1 | 0 | 0 | [6 empty] | NOS | 1 |  | Cf/Sp/Foot Control Body Tiny 97660527
IM01433 | Dental Chair Spares-Anthos-Foot Control Button Board-97660346 |  |  | A Class | NOS | NOS | I-Inventory | FG-Finish Good |  | Spares | Dental Chair-Spares | Dental Equiment | Main Location | 90330000 |  | FIFO | Anthos/Cefla | [8 empty] | 0 | 0 | 0 | 1 | 0 | 0 | [6 empty] | NOS | 1 |  | CF/SP/FOOT CONTROL BUTTON BOARD-97660346
IM01434 | Dental Chair Spares-Anthos-Front Control Panel Plastic Gu 97460664 |  |  | A Class | NOS | NOS | I-Inventory | FG-Finish Good |  | Spares | Dental Chair-Spares | Dental Equiment | Main Location | 90330000 |  | FIFO | Anthos/Cefla | [5 empty] | . |  |  | 0 | 0 | 0 | 1 | 0 | 0 | [6 empty] | NOS | 1 |  | Cf/Sp/Front Control Panel Plastic Gu 97460664
IM01435 | Dental Chair Spares-Anthos-Gearmotor Joint 92200794 |  |  | A Class | NOS | NOS | I-Inventory | FG-Finish Good |  | Spares | Dental Chair-Spares | Dental Equiment | Main Location | 90330000 |  | FIFO | Anthos/Cefla | [8 empty] | 0 | 0 | 0 | 1 | 0 | 0 | [6 empty] | NOS | 1 |  | Cf/Sp/Gearmotor Joint 92200794
IM01436 | Dental Chair Spares-Anthos-Gr Modulo Micromotor 91109101 |  |  | A Class | NOS | NOS | I-Inventory | FG-Finish Good |  | Spares | Dental Chair-Spares | Dental Equiment | Main Location | 90330000 |  | FIFO | Anthos/Cefla | [5 empty] | . |  |  | 0 | 0 | 0 | 1 | 0 | 0 | [6 empty] | NOS | 1 |  | Cf/Sp/GR Modulo Micromotor 91109101
IM01437 | Dental Chair Spares-Anthos-Gr. Rubinetto Acqua Water Cock 91104717 |  |  | A Class | NOS | NOS | I-Inventory | FG-Finish Good |  | Spares | Dental Chair-Spares | Dental Equiment | Main Location | 90330000 |  | FIFO | Anthos/Cefla | [8 empty] | 0 | 0 | 0 | 1 | 0 | 0 | [6 empty] | NOS | 1 |  | CF/SP/GR. RUBINETTO ACQUA WATER COCK 91104717
IM01438 | Dental Chair Spares-Anthos-Gr.Carter Braccio Idrico 91109108 |  |  | A Class | NOS | NOS | I-Inventory | FG-Finish Good |  | Spares | Dental Chair-Spares | Dental Equiment | Main Location | 90330000 |  | FIFO | Anthos/Cefla | [8 empty] | 0 | 0 | 0 | 1 | 0 | 0 | [6 empty] | NOS | 1 |  | Cf/Sp/GR.Carter Braccio Idrico 91109108
IM01439 | Dental Chair Spares-Anthos-Grey Small Hose Hold Terminal 97900615 |  |  | A Class | NOS | NOS | I-Inventory | FG-Finish Good |  | Spares | Dental Chair-Spares | Dental Equiment | Main Location | 90330000 |  | FIFO | Anthos/Cefla | [8 empty] | 0 | 0 | 0 | 1 | 0 | 0 | [6 empty] | NOS | 1 |  | Cf/Sp/Grey Small Hose Hold Terminal 97900615
IM01440 | Dental Chair Spares-Anthos-Gt.Joytick 91105240 |  |  | A Class | NOS | NOS | I-Inventory | FG-Finish Good |  | Spares | Dental Chair-Spares | Dental Equiment | Main Location | 90330000 |  | FIFO | Anthos/Cefla | [8 empty] | 0 | 0 | 0 | 1 | 0 | 0 | [6 empty] | NOS | 1 |  | CF/SP/GT.JOYTICK 91105240
IM01441 | Dental Chair Spares-Anthos-Heasdrest Uphol.Orange 97900118 |  |  | A Class | NOS | NOS | I-Inventory | FG-Finish Good |  | Spares | Dental Chair-Spares | Dental Equiment | Main Location | 90330000 |  | FIFO | Anthos/Cefla | [8 empty] | 0 | 0 | 0 | 1 | 0 | 0 | [6 empty] | NOS | 1 |  | Cf/Sp/Heasdrest Uphol.Orange 97900118
IM01442 | Dental Chair Spares-Anthos-Induct Mm Control 97660474 |  |  | A Class | NOS | NOS | I-Inventory | FG-Finish Good |  | Spares | Dental Chair-Spares | Dental Equiment | Main Location | 90330000 |  | FIFO | Anthos/Cefla | [5 empty] | . |  |  | 0 | 0 | 0 | 1 | 0 | 0 | [6 empty] | NOS | 1 |  | Cf/Sp/Induct MM Control 97660474
IM01443 | Dental Chair Spares-Anthos-Instrument Rod Gr.2013 91105308 |  |  | A Class | NOS | NOS | I-Inventory | FG-Finish Good |  | Spares | Dental Chair-Spares | Dental Equiment | Main Location | 90330000 |  | FIFO | Anthos/Cefla | [8 empty] | 0 | 0 | 0 | 1 | 0 | 0 | [6 empty] | NOS | 1 |  | Cf/Sp/Instrument Rod GR.2013 91105308
IM01444 | Dental Chair Spares-Anthos-Instruments Holder |  |  | A Class | NOS | NOS | I-Inventory | FG-Finish Good |  | Spares | Dental Chair-Spares | Dental Equiment | Main Location | 90330000 |  | FIFO | Anthos/Cefla | [8 empty] | 0 | 0 | 0 | 1 | 0 | 0 | [6 empty] | NOS | 1 |  | CF/SP/INSTRUMENTS HOLDER
IM01445 | Dental Chair Spares-Anthos-Joint Chair Board 97661080 |  |  | A Class | NOS | NOS | I-Inventory | FG-Finish Good |  | Spares | Dental Chair-Spares | Dental Equiment | Main Location | 90330000 |  | FIFO | Anthos/Cefla | [8 empty] | 0 | 0 | 0 | 1 | 0 | 0 | [6 empty] | NOS | 1 |  | Cf/Sp/Joint Chair Board 97661080
IM01446 | Dental Chair Spares-Anthos-Lamp Fan Systems 97520552 |  |  | A Class | NOS | NOS | I-Inventory | FG-Finish Good |  | Spares | Dental Chair-Spares | Dental Equiment | Main Location | 90330000 |  | FIFO | Anthos/Cefla | [8 empty] | 0 | 0 | 0 | 1 | 0 | 0 | [6 empty] | NOS | 1 |  | Cf/Sp/Lamp Fan Systems 97520552
IM01447 | Dental Chair Spares-Anthos-Lamp Main Connecting Shaft 97460078 |  |  | A Class | NOS | NOS | I-Inventory | FG-Finish Good |  | Spares | Dental Chair-Spares | Dental Equiment | Main Location | 90330000 |  | FIFO | Anthos/Cefla | [5 empty] | . |  |  | 0 | 0 | 0 | 1 | 0 | 0 | [6 empty] | NOS | 1 |  | Cf/Sp/Lamp Main Connecting Shaft 97460078
IM01448 | Dental Chair Spares-Anthos-Lamp Ploe With Monitor 99922251 |  |  | A Class | NOS | NOS | I-Inventory | FG-Finish Good |  | Spares | Dental Chair-Spares | Dental Equiment | Main Location | 90330000 |  | FIFO | Anthos/Cefla | [5 empty] | . |  |  | 0 | 0 | 0 | 1 | 0 | 0 | [6 empty] | NOS | 1 |  | Cf/Sp/Lamp Ploe With Monitor 99922251
IM01449 | Dental Chair Spares-Anthos-Lamp Potention Board 97660429 |  |  | A Class | NOS | NOS | I-Inventory | FG-Finish Good |  | Spares | Dental Chair-Spares | Dental Equiment | Main Location | 90330000 |  | FIFO | Anthos/Cefla | [8 empty] | 0 | 0 | 0 | 1 | 0 | 0 | [6 empty] | NOS | 1 |  | Cf/Sp/Lamp Potention Board 97660429
IM01450 | Dental Chair Spares-Anthos-Lamp Socket El Systems 97520526 |  |  | A Class | NOS | NOS | I-Inventory | FG-Finish Good |  | Spares | Dental Chair-Spares | Dental Equiment | Main Location | 90330000 |  | FIFO | Anthos/Cefla | [8 empty] | 0 | 0 | 0 | 1 | 0 | 0 | [6 empty] | NOS | 1 |  | Cf/Sp/Lamp Socket EL Systems 97520526
IM01451 | Dental Chair Spares-Anthos-Left Handle Assembly 91100126 |  |  | A Class | NOS | NOS | I-Inventory | FG-Finish Good |  | Spares | Dental Chair-Spares | Dental Equiment | Main Location | 90330000 |  | FIFO | Anthos/Cefla | [8 empty] | 0 | 0 | 0 | 1 | 0 | 0 | [6 empty] | NOS | 1 |  | Cf/Sp/Left Handle Assembly 91100126
IM01452 | Dental Chair Spares-Anthos-Lower Body Modul Cont 99921600 |  |  | A Class | NOS | NOS | I-Inventory | FG-Finish Good |  | Spares | Dental Chair-Spares | Dental Equiment | Main Location | 90330000 |  | FIFO | Anthos/Cefla | [8 empty] | 0 | 0 | 0 | 1 | 0 | 0 | [6 empty] | NOS | 1 |  | Cf/Sp/Lower Body Modul Cont 99921600
IM01453 | Dental Chair Spares-Anthos-Micro Micro Arm Locking 97521755 |  |  | A Class | NOS | NOS | I-Inventory | FG-Finish Good |  | Spares | Dental Chair-Spares | Dental Equiment | Main Location | 90330000 |  | FIFO | Anthos/Cefla | [8 empty] | 0 | 0 | 0 | 1 | 0 | 0 | [6 empty] | NOS | 1 |  | CF/SP/MICRO MICRO ARM LOCKING 97521755
IM01454 | Dental Chair Spares-Anthos-Microswitch Clamp Gr 97900448 |  |  | A Class | NOS | NOS | I-Inventory | FG-Finish Good |  | Spares | Dental Chair-Spares | Dental Equiment | Main Location | 90330000 |  | FIFO | Anthos/Cefla | [8 empty] | 0 | 0 | 0 | 1 | 0 | 0 | [6 empty] | NOS | 1 |  | CF/SP/MICROSWITCH CLAMP GR 97900448
IM01455 | Dental Chair Spares-Anthos-Microswitch Support 99900279 |  |  | A Class | NOS | NOS | I-Inventory | FG-Finish Good |  | Spares | Dental Chair-Spares | Dental Equiment | Main Location | 90330000 |  | FIFO | Anthos/Cefla | [8 empty] | 0 | 0 | 0 | 1 | 0 | 0 | [6 empty] | NOS | 1 |  | Cf/Sp/Microswitch Support 99900279
IM01456 | Dental Chair Spares-Anthos-Mm Induction Mx 97230289 |  |  | A Class | NOS | NOS | I-Inventory | FG-Finish Good |  | Spares | Dental Chair-Spares | Dental Equiment | Main Location | 90330000 |  | FIFO | Anthos/Cefla | [8 empty] | 0 | 0 | 0 | 1 | 0 | 0 | [6 empty] | NOS | 1 |  | Cf/Sp/MM Induction MX 97230289
IM01457 | Dental Chair Spares-Anthos-Monitor Power Supply Board 97660906 |  |  | A Class | NOS | NOS | I-Inventory | FG-Finish Good |  | Spares | Dental Chair-Spares | Dental Equiment | Main Location | 90330000 |  | FIFO | Anthos/Cefla | [8 empty] | 0 | 0 | 0 | 1 | 0 | 0 | [6 empty] | NOS | 1 |  | CF/SP/MONITOR POWER SUPPLY BOARD 97660906
IM01458 | Dental Chair Spares-Anthos-No Metal Suction Hose 97900962 |  |  | A Class | NOS | NOS | I-Inventory | FG-Finish Good |  | Spares | Dental Chair-Spares | Dental Equiment | Main Location | 90330000 |  | FIFO | Anthos/Cefla | [8 empty] | 0 | 0 | 0 | 1 | 0 | 0 | [6 empty] | NOS | 1 |  | Cf/Sp/No Metal Suction Hose 97900962
IM01459 | Dental Chair Spares-Anthos-Oper Light Sect. Cable 91109062 |  |  | A Class | NOS | NOS | I-Inventory | FG-Finish Good |  | Spares | Dental Chair-Spares | Dental Equiment | Main Location | 90330000 |  | FIFO | Anthos/Cefla | [8 empty] | 0 | 0 | 0 | 1 | 0 | 0 | [6 empty] | NOS | 1 |  | Cf/Sp/Oper Light Sect. Cable 91109062
IM01460 | Dental Chair Spares-Anthos-Pcb 97660178 |  |  | A Class | NOS | NOS | I-Inventory | FG-Finish Good |  | Spares | Dental Chair-Spares | Dental Equiment | Main Location | 90330000 |  | FIFO | Anthos/Cefla | [8 empty] | 0 | 0 | 0 | 1 | 0 | 0 | [6 empty] | NOS | 1 |  | Cf/Sp/Pcb 97660178
IM01461 | Dental Chair Spares-Anthos-Pcb 97660191 |  |  | A Class | NOS | NOS | I-Inventory | FG-Finish Good |  | Spares | Dental Chair-Spares | Dental Equiment | Main Location | 90330000 |  | FIFO | Anthos/Cefla | [8 empty] | 0 | 0 | 0 | 1 | 0 | 0 | [6 empty] | NOS | 1 |  | Cf/Sp/Pcb 97660191
IM01462 | Dental Chair Spares-Anthos-Pcb 97694700 |  |  | A Class | NOS | NOS | I-Inventory | FG-Finish Good |  | Spares | Dental Chair-Spares | Dental Equiment | Main Location | 90330000 |  | FIFO | Anthos/Cefla | [8 empty] | 0 | 0 | 0 | 1 | 0 | 0 | [6 empty] | NOS | 1 |  | Cf/Sp/Pcb 97694700
IM01463 | Dental Chair Spares-Anthos-Pcb 97700322 |  |  | A Class | NOS | NOS | I-Inventory | FG-Finish Good |  | Spares | Dental Chair-Spares | Dental Equiment | Main Location | 90330000 |  | FIFO | Anthos/Cefla | [8 empty] | 0 | 0 | 0 | 1 | 0 | 0 | [6 empty] | NOS | 1 |  | Cf/Sp/Pcb 97700322
IM01464 | Dental Chair Spares-Anthos-Pending In Str. Support Gr 91109095 |  |  | A Class | NOS | NOS | I-Inventory | FG-Finish Good |  | Spares | Dental Chair-Spares | Dental Equiment | Main Location | 90330000 |  | FIFO | Anthos/Cefla | [8 empty] | 0 | 0 | 0 | 1 | 0 | 0 | [6 empty] | NOS | 1 |  | Cf/Sp/Pending IN Str. Support GR 91109095
IM01465 | Dental Chair Spares-Anthos-Periodic Mainten Kits Anthos 90010177 |  |  | A Class | NOS | NOS | I-Inventory | FG-Finish Good |  | Spares | Dental Chair-Spares | Dental Equiment | Main Location | 90330000 |  | FIFO | Anthos/Cefla | [8 empty] | 0 | 0 | 0 | 1 | 0 | 0 | [6 empty] | NOS | 1 |  | Cf/Sp/Periodic Mainten Kits Anthos 90010177
IM01466 | Dental Chair Spares-Anthos-Periodical Maintance Kit 90010182 |  |  | A Class | NOS | NOS | I-Inventory | FG-Finish Good |  | Spares | Dental Chair-Spares | Dental Equiment | Main Location | 90330000 |  | FIFO | Anthos/Cefla | [8 empty] | 0 | 0 | 0 | 1 | 0 | 0 | [6 empty] | NOS | 1 |  | Cf/Sp/Periodical Maintance Kit 90010182
IM01467 | Dental Chair Spares-Anthos-Peristaltic Pump Kit 90010244 |  |  | A Class | NOS | NOS | I-Inventory | FG-Finish Good |  | Spares | Dental Chair-Spares | Dental Equiment | Main Location | 90330000 |  | FIFO | Anthos/Cefla | [8 empty] | 0 | 0 | 0 | 1 | 0 | 0 | [6 empty] | NOS | 1 |  | CF/SP/PERISTALTIC PUMP KIT 90010244
IM01468 | Dental Chair Spares-Anthos-Piezon Scaler Interface Board 97660183 |  |  | A Class | NOS | NOS | I-Inventory | FG-Finish Good |  | Spares | Dental Chair-Spares | Dental Equiment | Main Location | 90330000 |  | FIFO | Anthos/Cefla | [8 empty] | 0 | 0 | 0 | 1 | 0 | 0 | [6 empty] | NOS | 1 |  | Cf/Sp/Piezon Scaler Interface Board 97660183
IM01469 | Dental Chair Spares-Anthos-Piezon Sil. Light Grey Tube 97660146 |  |  | A Class | NOS | NOS | I-Inventory | FG-Finish Good |  | Spares | Dental Chair-Spares | Dental Equiment | Main Location | 90330000 |  | FIFO | Anthos/Cefla | [8 empty] | 0 | 0 | 0 | 1 | 0 | 0 | [6 empty] | NOS | 1 |  | Cf/Sp/Piezon Sil. Light Grey Tube 97660146
IM01470 | Dental Chair Spares-Anthos-Pipe Adaptor 97466431 |  |  | A Class | NOS | NOS | I-Inventory | FG-Finish Good |  | Spares | Dental Chair-Spares | Dental Equiment | Main Location | 90330000 |  | FIFO | Anthos/Cefla | [8 empty] | 0 | 0 | 0 | 1 | 0 | 0 | [6 empty] | NOS | 1 |  | CF/SP/PIPE ADAPTOR 97466431
IM01471 | Dental Chair Spares-Anthos-Press Spring 98710004 |  |  | A Class | NOS | NOS | I-Inventory | FG-Finish Good |  | Spares | Dental Chair-Spares | Dental Equiment | Main Location | 90330000 |  | FIFO | Anthos/Cefla | [8 empty] | 0 | 0 | 0 | 1 | 0 | 0 | [6 empty] | NOS | 1 |  | Cf/Sp/Press Spring 98710004
IM01472 | Dental Chair Spares-Anthos-Pressure Chowk 91104498 |  |  | A Class | NOS | NOS | I-Inventory | FG-Finish Good |  | Spares | Dental Chair-Spares | Dental Equiment | Main Location | 90330000 |  | FIFO | Anthos/Cefla | [8 empty] | 0 | 0 | 0 | 1 | 0 | 0 | [6 empty] | NOS | 1 |  | Cf/Sp/Pressure Chowk 91104498
IM01473 | Dental Chair Spares-Anthos-Rhcast Incum Valve 91103885 |  |  | A Class | NOS | NOS | I-Inventory | FG-Finish Good |  | Spares | Dental Chair-Spares | Dental Equiment | Main Location | 90330000 |  | FIFO | Anthos/Cefla | [8 empty] | 0 | 0 | 0 | 1 | 0 | 0 | [6 empty] | NOS | 1 |  | Cf/Sp/Rhcast Incum Valve 91103885
IM01474 | Dental Chair Spares-Anthos-Rubber Spacer 97429500 |  |  | A Class | NOS | NOS | I-Inventory | FG-Finish Good |  | Spares | Dental Chair-Spares | Dental Equiment | Main Location | 90330000 |  | FIFO | Anthos/Cefla | [8 empty] | 0 | 0 | 0 | 1 | 0 | 0 | [6 empty] | NOS | 1 |  | Cf/Sp/Rubber Spacer 97429500
IM01475 | Dental Chair Spares-Anthos-Saliva Suction Device Adapter 97461892 |  |  | A Class | NOS | NOS | I-Inventory | FG-Finish Good |  | Spares | Dental Chair-Spares | Dental Equiment | Main Location | 90330000 |  | FIFO | Anthos/Cefla | [8 empty] | 0 | 0 | 0 | 1 | 0 | 0 | [6 empty] | NOS | 1 |  | Cf/Sp/Saliva Suction Device Adapter 97461892
IM01476 | Dental Chair Spares-Anthos-Scaler Control Board 97660798 |  |  | A Class | NOS | NOS | I-Inventory | FG-Finish Good |  | Spares | Dental Chair-Spares | Dental Equiment | Main Location | 90330000 |  | FIFO | Anthos/Cefla | [8 empty] | 0 | 0 | 0 | 1 | 0 | 0 | [6 empty] | NOS | 1 |  | CF/SP/SCALER CONTROL BOARD 97660798
IM01477 | Dental Chair Spares-Anthos-Scaler Control Board 97661149 |  |  | A Class | NOS | NOS | I-Inventory | FG-Finish Good |  | Spares | Dental Chair-Spares | Dental Equiment | Main Location | 90330000 |  | FIFO | Anthos/Cefla | [8 empty] | 0 | 0 | 0 | 1 | 0 | 0 | [6 empty] | NOS | 1 |  | Cf/Sp/Scaler Control Board 97661149
IM01478 | Dental Chair Spares-Anthos-Scaler Handpiece Piezon 97660397 |  |  | A Class | NOS | NOS | I-Inventory | FG-Finish Good |  | Spares | Dental Chair-Spares | Dental Equiment | Main Location | 90330000 |  | FIFO | Anthos/Cefla | [8 empty] | 0 | 0 | 0 | 1 | 0 | 0 | [6 empty] | NOS | 1 |  | Cf/sp/Scaler Handpiece Piezon 97660397
IM01479 | Dental Chair Spares-Anthos-Seat 135 Venetian Red 97992261 |  |  | A Class | NOS | NOS | I-Inventory | FG-Finish Good |  | Spares | Dental Chair-Spares | Dental Equiment | Main Location | 90330000 |  | FIFO | Anthos/Cefla | [8 empty] | 0 | 0 | 0 | 1 | 0 | 0 | [6 empty] | NOS | 1 |  | CF/SP/SEAT 135 VENETIAN RED 97992261
IM01480 | Dental Chair Spares-Anthos-Seat 589 Low Cover 97460020 |  |  | A Class | NOS | NOS | I-Inventory | FG-Finish Good |  | Spares | Dental Chair-Spares | Dental Equiment | Main Location | 90330000 |  | FIFO | Anthos/Cefla | [8 empty] | 0 | 0 | 0 | 1 | 0 | 0 | [6 empty] | NOS | 1 |  | Cf/Sp/Seat 589 Low Cover 97460020
IM01481 | Dental Chair Spares-Anthos-Seat Cable Microswitch 97610008 |  |  | A Class | NOS | NOS | I-Inventory | FG-Finish Good |  | Spares | Dental Chair-Spares | Dental Equiment | Main Location | 90330000 |  | FIFO | Anthos/Cefla | [8 empty] | 0 | 0 | 0 | 1 | 0 | 0 | [6 empty] | NOS | 1 |  | Cf/Sp/Seat Cable Microswitch 97610008
IM01482 | Dental Chair Spares-Anthos-Sect Tub. T-Led L1200 97230332 |  |  | A Class | NOS | NOS | I-Inventory | FG-Finish Good |  | Spares | Dental Chair-Spares | Dental Equiment | Main Location | 90330000 |  | FIFO | Anthos/Cefla | [8 empty] | 0 | 0 | 0 | 1 | 0 | 0 | [6 empty] | NOS | 1 |  | Cf/Sp/Sect Tub. T-Led L1200 97230332
IM01483 | Dental Chair Spares-Anthos-Sect. Tub Ems Scaler L1200 97230326 |  |  | A Class | NOS | NOS | I-Inventory | FG-Finish Good |  | Spares | Dental Chair-Spares | Dental Equiment | Main Location | 90330000 |  | FIFO | Anthos/Cefla | [8 empty] | 0 | 0 | 0 | 1 | 0 | 0 | [6 empty] | NOS | 1 |  | Cf/Sp/Sect. Tub Ems Scaler L1200 97230326
IM01484 | Dental Chair Spares-Anthos-Sect.Tub Midwfo Turb-L1400 97230377 |  |  | A Class | NOS | NOS | I-Inventory | FG-Finish Good |  | Spares | Dental Chair-Spares | Dental Equiment | Main Location | 90330000 |  | FIFO | Anthos/Cefla | [8 empty] | 0 | 0 | 0 | 1 | 0 | 0 | [6 empty] | NOS | 1 |  | CF/SP/SECT.TUB MIDWFO TURB-L1400 97230377
IM01485 | Dental Chair Spares-Anthos-Sect.Tub.Scaler Fo L1200-91106306 |  |  | A Class | NOS | NOS | I-Inventory | FG-Finish Good |  | Spares | Dental Chair-Spares | Dental Equiment | Main Location | 90330000 |  | FIFO | Anthos/Cefla | [8 empty] | 0 | 0 | 0 | 1 | 0 | 0 | [6 empty] | NOS | 1 |  | CF/SP/SECT.TUB.SCALER FO L1200-91106306
IM01486 | Dental Chair Spares-Anthos-Sectionable Syringe Nozzle 97288800 |  |  | A Class | NOS | NOS | I-Inventory | FG-Finish Good |  | Spares | Dental Chair-Spares | Dental Equiment | Main Location | 90330000 |  | FIFO | Anthos/Cefla | [8 empty] | 0 | 0 | 0 | 1 | 0 | 0 | [6 empty] | NOS | 1 |  | Cf/Sp/Sectionable Syringe Nozzle 97288800
IM01487 | Dental Chair Spares-Anthos-Sensor With Solenoid Valve |  |  | A Class | NOS | NOS | I-Inventory | FG-Finish Good |  | Spares | Dental Chair-Spares | Dental Equiment | Main Location | 90330000 |  | FIFO | Anthos/Cefla | [8 empty] | 0 | 0 | 0 | 1 | 0 | 0 | [6 empty] | NOS | 1 |  | Cf/Sp/Sensor With Solenoid Valve
IM01488 | Dental Chair Spares-Anthos-Set Of 30 Tablets 97190031 |  |  | A Class | NOS | NOS | I-Inventory | FG-Finish Good |  | Spares | Dental Chair-Spares | Dental Equiment | Main Location | 90330000 |  | FIFO | Anthos/Cefla | [8 empty] | 0 | 0 | 0 | 1 | 0 | 0 | [6 empty] | NOS | 1 |  | Cf/Sp/Set of 30 Tablets 97190031
IM01489 | Dental Chair Spares-Anthos-Simple Handle Support 99922448 |  |  | A Class | NOS | NOS | I-Inventory | FG-Finish Good |  | Spares | Dental Chair-Spares | Dental Equiment | Main Location | 90330000 |  | FIFO | Anthos/Cefla | [8 empty] | 0 | 0 | 0 | 1 | 0 | 0 | [6 empty] | NOS | 1 |  | Cf/Sp/Simple Handle support 99922448
IM01490 | Dental Chair Spares-Anthos-Slide 97461883 |  |  | A Class | NOS | NOS | I-Inventory | FG-Finish Good |  | Spares | Dental Chair-Spares | Dental Equiment | Main Location | 90330000 |  | FIFO | Anthos/Cefla | [8 empty] | 0 | 0 | 0 | 1 | 0 | 0 | [6 empty] | NOS | 1 |  | CF/SP/SLIDE 97461883
IM01491 | Dental Chair Spares-Anthos-Small Compl Terminal 91109167 |  |  | A Class | NOS | NOS | I-Inventory | FG-Finish Good |  | Spares | Dental Chair-Spares | Dental Equiment | Main Location | 90330000 |  | FIFO | Anthos/Cefla | [8 empty] | 0 | 0 | 0 | 1 | 0 | 0 | [6 empty] | NOS | 1 |  | CF/SP/SMALL COMPL TERMINAL 91109167
IM01492 | Dental Chair Spares-Anthos-Special Screw 99900010 |  |  | A Class | NOS | NOS | I-Inventory | FG-Finish Good |  | Spares | Dental Chair-Spares | Dental Equiment | Main Location | 90330000 |  | FIFO | Anthos/Cefla | [8 empty] | 0 | 0 | 0 | 1 | 0 | 0 | [6 empty] | NOS | 1 |  | Cf/Sp/Special Screw 99900010
IM01493 | Dental Chair Spares-Anthos-Special Screw 99900242 |  |  | A Class | NOS | NOS | I-Inventory | FG-Finish Good |  | Spares | Dental Chair-Spares | Dental Equiment | Main Location | 90330000 |  | FIFO | Anthos/Cefla | [8 empty] | 0 | 0 | 0 | 1 | 0 | 0 | [6 empty] | NOS | 1 |  | Cf/Sp/Special Screw 99900242
IM01494 | Dental Chair Spares-Anthos-Spray Air Pin Plus Knob Set 91109240 |  |  | A Class | NOS | NOS | I-Inventory | FG-Finish Good |  | Spares | Dental Chair-Spares | Dental Equiment | Main Location | 90330000 |  | FIFO | Anthos/Cefla | [8 empty] | 0 | 0 | 0 | 1 | 0 | 0 | [6 empty] | NOS | 1 |  | Cf/Sp/Spray Air Pin Plus Knob Set 91109240
IM01495 | Dental Chair Spares-Anthos-Stand Pedal Basis Kit 91109070 |  |  | A Class | NOS | NOS | I-Inventory | FG-Finish Good |  | Spares | Dental Chair-Spares | Dental Equiment | Main Location | 90330000 |  | FIFO | Anthos/Cefla | [8 empty] | 0 | 0 | 0 | 1 | 0 | 0 | [6 empty] | NOS | 1 |  | Cf/Sp/Stand Pedal Basis Kit 91109070
IM01496 | Dental Chair Spares-Anthos-Strandard Pedal Lever Assembly 97461026 |  |  | A Class | NOS | NOS | I-Inventory | FG-Finish Good |  | Spares | Dental Chair-Spares | Dental Equiment | Main Location | 90330000 |  | FIFO | Anthos/Cefla | [8 empty] | 0 | 0 | 0 | 1 | 0 | 0 | [6 empty] | NOS | 1 |  | CF/SP/STRANDARD PEDAL LEVER ASSEMBLY 97461026
IM01497 | Dental Chair Spares-Anthos-Suction Filter |  |  | A Class | NOS | NOS | I-Inventory | FG-Finish Good |  | Spares | Dental Chair-Spares | Dental Equiment | Main Location | 90330000 |  | FIFO | Anthos/Cefla | [8 empty] | 0 | 0 | 0 | 1 | 0 | 0 | [6 empty] | NOS | 1 |  | Cf/Sp/Suction Filter
IM01498 | Dental Chair Spares-Anthos-Suction Filter |  |  | A Class | NOS | NOS | I-Inventory | FG-Finish Good |  | Spares | Dental Chair-Spares | Dental Equiment | Main Location | 90330000 |  | FIFO | Anthos/Cefla | [8 empty] | 0 | 0 | 0 | 1 | 0 | 0 | [6 empty] | NOS | 1 |  | Cf/Sp/Suction Filter
IM01499 | Dental Chair Spares-Anthos-Supp Strum Int Completo 91109247 |  |  | A Class | NOS | NOS | I-Inventory | FG-Finish Good |  | Spares | Dental Chair-Spares | Dental Equiment | Main Location | 90330000 |  | FIFO | Anthos/Cefla | [8 empty] | 0 | 0 | 0 | 1 | 0 | 0 | [6 empty] | NOS | 1 |  | Cf/Sp/Supp Strum Int Completo 91109247
IM01500 | Dental Chair Spares-Anthos-Switch Lever Assembly 97461109 |  |  | A Class | NOS | NOS | I-Inventory | FG-Finish Good |  | Spares | Dental Chair-Spares | Dental Equiment | Main Location | 90330000 |  | FIFO | Anthos/Cefla | [8 empty] | 0 | 0 | 0 | 1 | 0 | 0 | [6 empty] | NOS | 1 |  | Cf/Sp/Switch Lever Assembly 97461109
IM01501 | Dental Chair Spares-Anthos-Switch Potentiometer Gr 96609003 |  |  | A Class | NOS | NOS | I-Inventory | FG-Finish Good |  | Spares | Dental Chair-Spares | Dental Equiment | Main Location | 90330000 |  | FIFO | Anthos/Cefla | [8 empty] | 0 | 0 | 0 | 1 | 0 | 0 | [6 empty] | NOS | 1 |  | Cf/Sp/Switch Potentiometer GR 96609003
IM01502 | Dental Chair Spares-Anthos-Syringe Support 97466166 |  |  | A Class | NOS | NOS | I-Inventory | FG-Finish Good |  | Spares | Dental Chair-Spares | Dental Equiment | Main Location | 90330000 |  | FIFO | Anthos/Cefla | [8 empty] | 0 | 0 | 0 | 1 | 0 | 0 | [6 empty] | NOS | 1 |  | CF/SP/SYRINGE SUPPORT 97466166
IM01503 | Dental Chair Spares-Anthos-Tank Pressurization Solenoid Valve |  |  | A Class | NOS | NOS | I-Inventory | FG-Finish Good |  | Spares | Dental Chair-Spares | Dental Equiment | Main Location | 90330000 |  | FIFO | Anthos/Cefla | [8 empty] | 0 | 0 | 0 | 1 | 0 | 0 | [6 empty] | NOS | 1 |  | Cf/Sp/Tank pressurization solenoid valve
IM01504 | Dental Chair Spares-Anthos-Tightning Key 99919134 |  |  | A Class | NOS | NOS | I-Inventory | FG-Finish Good |  | Spares | Dental Chair-Spares | Dental Equiment | Main Location | 90330000 |  | FIFO | Anthos/Cefla | [8 empty] | 0 | 0 | 0 | 1 | 0 | 0 | [6 empty] | NOS | 1 |  | Cf/Sp/Tightning Key 99919134
IM01505 | Dental Chair Spares-Anthos-Tiny Tank Flange Assembly 97461715 |  |  | A Class | NOS | NOS | I-Inventory | FG-Finish Good |  | Spares | Dental Chair-Spares | Dental Equiment | Main Location | 90330000 |  | FIFO | Anthos/Cefla | [8 empty] | 0 | 0 | 0 | 1 | 0 | 0 | [6 empty] | NOS | 1 |  | CF/SP/TINY TANK FLANGE ASSEMBLY 97461715
IM01506 | Dental Chair Spares-Anthos-Transducer Regulation Kit 91103696 |  |  | A Class | NOS | NOS | I-Inventory | FG-Finish Good |  | Spares | Dental Chair-Spares | Dental Equiment | Main Location | 90330000 |  | FIFO | Anthos/Cefla | [5 empty] | NA |  |  | 0 | 0 | 0 | 1 | 0 | 0 | [6 empty] | NOS | 1 |  | Cf/Sp/Transducer Regulation Kit 91103696
IM01507 | Dental Chair Spares-Anthos-Turbine Module Group 91109100 |  |  | A Class | NOS | NOS | I-Inventory |  |  | Spares | Dental Chair-Spares | Dental Equiment | Main Location | 90330000 |  |  | Anthos/Cefla | [23 empty] | CF/SP/TURBINE MODULE GROUP 91109100
IM01508 | Dental Chair Spares-Anthos-Type Vc20 24 Ac Relay 97726500 |  |  | A Class | NOS | NOS | I-Inventory |  |  | Spares | Dental Chair-Spares | Dental Equiment | Main Location | 90330000 |  |  | Anthos/Cefla | [23 empty] | Cf/Sp/Type Vc20 24 Ac Relay 97726500
IM01509 | Dental Chair Spares-Anthos-U-P6S Anthos Scaler 95529143 |  |  | A Class | NOS | NOS | I-Inventory |  |  | Spares | Dental Chair-Spares | Dental Equiment | Main Location | 90330000 |  |  | Anthos/Cefla | [23 empty] | Cf/Sp/U-P6S Anthos Scaler 95529143
IM01510 | Dental Chair Spares-Anthos-Upholstery Cap 97460731 |  |  | A Class | NOS | NOS | I-Inventory |  |  | Spares | Dental Chair-Spares | Dental Equiment | Main Location | 90330000 |  |  | Anthos/Cefla | [23 empty] | Cf/Sp/Upholstery Cap 97460731
IM01511 | Dental Chair Spares-Anthos-Upper Cowl Assembly 97461192 |  |  | A Class | NOS | NOS | I-Inventory |  |  | Spares | Dental Chair-Spares | Dental Equiment | Main Location | 90330000 |  |  | Anthos/Cefla | [23 empty] | Cf/Sp/Upper Cowl Assembly 97461192
IM01512 | Dental Chair Spares-Anthos-Upper Unit Body Cover 97460670 |  |  | A Class | NOS | NOS | I-Inventory |  |  | Spares | Dental Chair-Spares | Dental Equiment | Main Location | 90330000 |  |  | Anthos/Cefla | [23 empty] | Cf/Sp/Upper Unit Body Cover 97460670
IM01513 | Dental Chair Spares-Anthos-U-Pz7 Anthos Scaler (2) 95529144 |  |  | A Class | NOS | NOS | I-Inventory |  |  | Spares | Dental Chair-Spares | Dental Equiment | Main Location | 90330000 |  |  | Anthos/Cefla | [23 empty] | CF/SP/U-PZ7 ANTHOS SCALER (2) 95529144
IM01514 | Dental Chair Spares-Anthos-Victor Chair Board 97661206 |  |  | A Class | NOS | NOS | I-Inventory |  |  | Spares | Dental Chair-Spares | Dental Equiment | Main Location | 90330000 |  |  | Anthos/Cefla | [23 empty] | Cf/Sp/Victor Chair Board 97661206
IM01515 | Dental Chair Spares-Anthos-Water Filter Plus Contril Valve 97290116 |  |  | A Class | NOS | NOS | I-Inventory |  |  | Spares | Dental Chair-Spares | Dental Equiment | Main Location | 90330000 |  |  | Anthos/Cefla | [23 empty] | Cf/Sp/Water Filter Plus Contril Valve 97290116
IM01516 | Dental Chair Spares-Anthos-Water Reducer 97290119 |  |  | A Class | NOS | NOS | I-Inventory |  |  | Spares | Dental Chair-Spares | Dental Equiment | Main Location | 90330000 |  |  | Anthos/Cefla | [23 empty] | Cf/Sp/Water Reducer 97290119
IM01517 | Dental Chair Spares-Anthos-Water Spray Solenoid Valve 91103813 |  |  | A Class | NOS | NOS | I-Inventory |  |  | Spares | Dental Chair-Spares | Dental Equiment | Main Location | 90330000 |  |  | Anthos/Cefla | [23 empty] | Cf/Sp/Water Spray Solenoid Valve 91103813
IM01518 | Dental Chair Spares-Anthos-armrest 199 Charco Grey Visco 97992432 |  |  | A Class | NOS | NOS | I-Inventory |  |  | Spares | Dental Chair-Spares | Dental Equiment | Main Location | 90330000 |  |  | Anthos/Cefla | [23 empty] | CF/SPARMREST 199 CHARCO GREY VISCO 97992432
IM01519 | Dental Chair Spares-Anthos-bckpnl Vert Front Cover 97461881 |  |  | A Class | NOS | NOS | I-Inventory |  |  | Spares | Dental Chair-Spares | Dental Equiment | Main Location | 90330000 |  |  | Anthos/Cefla | [23 empty] | CF/SPBCKPNL VERT FRONT COVER 97461881
IM01520 | Dental Chair Spares-Anthos-Victor-Victor Chair Water Unit Pcb Fuse-V97520180 |  |  | A Class | NOS | NOS | I-Inventory |  |  | Spares | Dental Chair-Spares | Dental Equiment | Main Location | 90330000 |  |  | Anthos/Cefla | [23 empty] | VA/DC/SP/VICTOR CHAIR WATER UNIT PCB FUSE-V97520180
IM01521 | Dental Chair Spares-Anthos-Victor- Bridge-V97660058 |  |  | A Class | NOS | NOS | I-Inventory |  |  | Spares | Dental Chair-Spares | Dental Equiment | Main Location | 90330000 |  |  | Anthos/Cefla | [23 empty] | VICTOR/BA/SP/VICTOR BRIDGE-V97660058
IM01522 | Dental Chair Spares-Anthos-Victor- Chair Air Regulator Without Filter V97300005 |  |  | A Class | NOS | NOS | I-Inventory |  |  | Spares | Dental Chair-Spares | Dental Equiment | Main Location | 90330000 |  |  | Anthos/Cefla | [23 empty] | VICTOR/BA/SP/VICTOR CHAIR AIR REGULATOR WITHOUT FILTER V97300005
IM01523 | Dental Chair Spares-Anthos-Victor- Chair Base Side Cover V97460518 |  |  | A Class | NOS | NOS | I-Inventory |  |  | Spares | Dental Chair-Spares | Dental Equiment | Main Location | 90330000 |  |  | Anthos/Cefla | [23 empty] | VICTOR/BA/SP/VICTOR CHAIR BASE SIDE COVER V97460518
IM01524 | Dental Chair Spares-Anthos-Victor- Chair Base Triangle Shape Cover-97460510 |  |  | A Class | NOS | NOS | I-Inventory |  |  | Spares | Dental Chair-Spares | Dental Equiment | Main Location | 90330000 |  |  | Anthos/Cefla | [23 empty] | VICTOR/BA/SP/VICTOR CHAIR BASE TRIANGLE SHAPE COVER-97460510
IM01525 | Dental Chair Spares-Anthos-Victor- Chair Dc Backrest Motor |  |  | A Class | NOS | NOS | I-Inventory |  |  | Spares | Dental Chair-Spares | Dental Equiment | Main Location | 90330000 |  |  | Anthos/Cefla | [23 empty] | VICTOR/BA/SP/VICTOR CHAIR DC BACKREST MOTOR
IM01526 | Dental Chair Spares-Anthos-Victor- Chair Delivery Unit Upper Cover-V97460271 |  |  | A Class | NOS | NOS | I-Inventory |  |  | Spares | Dental Chair-Spares | Dental Equiment | Main Location | 90330000 |  |  | Anthos/Cefla | [23 empty] | VICTOR/BA/SP/VICTOR CHAIR DELIVERY UNIT UPPER COVER-V97460271
IM01527 | Dental Chair Spares-Anthos-Victor- Chair Micromotor Oring Kit 91109151 |  |  | A Class | NOS | NOS | I-Inventory |  |  | Spares | Dental Chair-Spares | Dental Equiment | Main Location | 90330000 |  |  | Anthos/Cefla | [23 empty] | VICTOR/BA/SP/VICTOR CHAIR MICROMOTOR ORING KIT 91109151
IM01528 | Dental Chair Spares-Anthos-Victor- Chair Slider V97460514 |  |  | A Class | NOS | NOS | I-Inventory |  |  | Spares | Dental Chair-Spares | Dental Equiment | Main Location | 90330000 |  |  | Anthos/Cefla | [23 empty] | VICTOR/BA/SP/VICTOR CHAIR SLIDER V97460514
IM01529 | Dental Chair Spares-Anthos-Victor- Chair Water Bottle Holder 97460473 |  |  | A Class | NOS | NOS | I-Inventory |  |  | Spares | Dental Chair-Spares | Dental Equiment | Main Location | 90330000 |  |  | Anthos/Cefla | [23 empty] | VICTOR/BA/SP/VICTOR CHAIR WATER BOTTLE HOLDER 97460473
IM01530 | Dental Chair Spares-Anthos-Victor- Connecting Cable-V97520111 |  |  | A Class | NOS | NOS | I-Inventory |  |  | Spares | Dental Chair-Spares | Dental Equiment | Main Location | 90330000 |  |  | Anthos/Cefla | [23 empty] | VICTOR/BA/SP/VICTOR CONNECTING CABLE-V97520111
IM01531 | Dental Chair Spares-Anthos-Victor-Asst Instrument Board V97660049 |  |  | A Class | NOS | NOS | I-Inventory |  |  | Spares | Dental Chair-Spares | Dental Equiment | Main Location | 90330000 |  |  | Anthos/Cefla | [23 empty] | VICTOR/DC/SP/ASST INSTRUMENT BOARD V97660049
IM01532 | Dental Chair Spares-Anthos-Victor-Cable V97520108 |  |  | A Class | NOS | NOS | I-Inventory |  |  | Spares | Dental Chair-Spares | Dental Equiment | Main Location | 90330000 |  |  | Anthos/Cefla | [23 empty] | VICTOR/DC/SP/CABLE V97520108
IM01533 | Dental Chair Spares-Anthos-Victor-Cable V97520112 |  |  | A Class | NOS | NOS | I-Inventory |  |  | Spares | Dental Chair-Spares | Dental Equiment | Main Location | 90330000 |  |  | Anthos/Cefla | [23 empty] | VICTOR/DC/SP/CABLE V97520112
IM01534 | Dental Chair Spares-Anthos-Victor-Cable V97520178 |  |  | A Class | NOS | NOS | I-Inventory |  |  | Spares | Dental Chair-Spares | Dental Equiment | Main Location | 90330000 |  |  | Anthos/Cefla | [23 empty] | VICTOR/DC/SP/CABLE V97520178
IM01535 | Dental Chair Spares-Anthos-Victor-Cable V97780077 |  |  | A Class | NOS | NOS | I-Inventory |  |  | Spares | Dental Chair-Spares | Dental Equiment | Main Location | 90330000 |  |  | Anthos/Cefla | [23 empty] | VICTOR/DC/SP/CABLE V97780077
IM01536 | Dental Chair Spares-Anthos-Victor-Gr. Air Spring V92200229 |  |  | A Class | NOS | NOS | I-Inventory |  |  | Spares | Dental Chair-Spares | Dental Equiment | Main Location | 90330000 |  |  | Anthos/Cefla | [23 empty] | VICTOR/DC/SP/GR. AIR SPRING V92200229
IM01537 | Dental Chair Spares-Anthos-Victor-Light Cure Victor Chair Light Bulb V97660038 |  |  | A Class | NOS | NOS | I-Inventory |  |  | Spares | Dental Chair-Spares | Dental Equiment | Main Location | 90330000 |  |  | Anthos/Cefla | [23 empty] | VICTOR/DC/SP/LIGHT CURE VICTOR CHAIR LIGHT BULB V97660038
IM01538 | Dental Chair Spares-Anthos-Victor- Chair Dental Cable V97520172 |  |  | A Class | NOS | NOS | I-Inventory |  |  | Spares | Dental Chair-Spares | Dental Equiment | Main Location | 90330000 |  |  | Anthos/Cefla | [23 empty] | VICTOR/DC/SP/VICTOR CHAIR DENTAL CABLE V97520172
IM01539 | Dental Chair Spares-Anthos-Victor- Chair Dental H2O Spary Lung-V97320001 |  |  | A Class | NOS | NOS | I-Inventory |  |  | Spares | Dental Chair-Spares | Dental Equiment | Main Location | 90330000 |  |  | Anthos/Cefla | [23 empty] | VICTOR/DC/SP/VICTOR CHAIR DENTAL H2O SPARY LUNG-V97320001
IM01540 | Dental Chair Spares-Anthos-Victor- Chair Dental Valve-V97370023 |  |  | A Class | NOS | NOS | I-Inventory |  |  | Spares | Dental Chair-Spares | Dental Equiment | Main Location | 90330000 |  |  | Anthos/Cefla | [23 empty] | VICTOR/DC/SP/VICTOR CHAIR DENTAL VALVE-V97370023
IM01541 | Dental Chair Spares-Anthos-Victor- Chair Main Pcb V97660051B |  |  | A Class | NOS | NOS | I-Inventory |  |  | Spares | Dental Chair-Spares | Dental Equiment | Main Location | 90330000 |  |  | Anthos/Cefla | [23 empty] | VICTOR/DC/SP/VICTOR CHAIR MAIN PCB V97660051B
IM01542 | Dental Chair Spares-Anthos-Victor- Chair Power Supply Pcb V97660052A |  |  | A Class | NOS | NOS | I-Inventory |  |  | Spares | Dental Chair-Spares | Dental Equiment | Main Location | 90330000 |  |  | Anthos/Cefla | [23 empty] | VICTOR/DC/SP/VICTOR CHAIR POWER SUPPLY PCB V97660052A
IM01543 | Dental Chair Spares-Anthos-Victor- Chair Water Bottle-V97460010 |  |  | A Class | NOS | NOS | I-Inventory |  |  | Spares | Dental Chair-Spares | Dental Equiment | Main Location | 90330000 |  |  | Anthos/Cefla | [23 empty] | VICTOR/DC/SP/VICTOR CHAIR WATER BOTTLE-V97460010
IM01544 | Dental Chair Spares-Anthos-Victor- Chair Water Unit Pcb V97660048B |  |  | A Class | NOS | NOS | I-Inventory |  |  | Spares | Dental Chair-Spares | Dental Equiment | Main Location | 90330000 |  |  | Anthos/Cefla | [23 empty] | VICTOR/DC/SP/VICTOR CHAIR WATER UNIT PCB V97660048B
IM01545 | Dental Chair Spares-Anthos-Victor-Control Board-97230812(Scaler Pcb) |  |  | A Class | NOS | NOS | I-Inventory |  |  | Spares | Dental Chair-Spares | Dental Equiment | Main Location | 90330000 |  |  | Anthos/Cefla | [23 empty] | VICTOR/DU/SP/CONTROL BOARD-97230812(SCALER PCB)
IM01546 | Dental Chair Spares-Anthos-Victor-Ev Silencer Stop Kit-91109104 |  |  | A Class | NOS | NOS | I-Inventory |  |  | Spares | Dental Chair-Spares | Dental Equiment | Main Location | 90330000 |  |  | Anthos/Cefla | [23 empty] | VICTOR/DU/SP/EV SILENCER STOP KIT-91109104
IM01547 | Dental Chair Spares-Anthos-Victor-Gr.Led.V Venus E-Led Lamp-V91100261 |  |  | A Class | NOS | NOS | I-Inventory |  |  | Spares | Dental Chair-Spares | Dental Equiment | Main Location | 90330000 |  |  | Anthos/Cefla | [23 empty] | VICTOR/DU/SP/GR.LED.V VENUS E-LED LAMP-V91100261
IM01548 | Dental Chair Spares-Anthos-Victor-Lable V97780076 |  |  | A Class | NOS | NOS | I-Inventory |  |  | Spares | Dental Chair-Spares | Dental Equiment | Main Location | 90330000 |  |  | Anthos/Cefla | [23 empty] | VICTOR/DU/SP/LABLE V97780076
IM01549 | Dental Chair Spares-Anthos-Victor-Uds2 Potentiometer Regul.Gr-97230809 |  |  | A Class | NOS | NOS | I-Inventory |  |  | Spares | Dental Chair-Spares | Dental Equiment | Main Location | 90330000 |  |  | Anthos/Cefla | [23 empty] | VICTOR/DU/SP/UDS2 POTENTIOMETER REGUL.GR-97230809
IM01550 | Dental Chair Spares-Anthos-Victor-Uds2 Woodpecker Scaler Mudule Pcb-97230806 |  |  | A Class | NOS | NOS | I-Inventory |  |  | Spares | Dental Chair-Spares | Dental Equiment | Main Location | 90330000 |  |  | Anthos/Cefla | [23 empty] | VICTOR/DU/SP/UDS2 WOODPECKER SCALER MUDULE PCB-97230806
IM01551 | Dental Chair Spares-Anthos-Victor-Victor Chair Delivery Unit Pcb 97660047B |  |  | A Class | NOS | NOS | I-Inventory |  |  | Spares | Dental Chair-Spares | Dental Equiment | Main Location | 90330000 |  |  | Anthos/Cefla | [23 empty] | VICTOR/DU/SP/VICTOR CHAIR DELIVERY UNIT PCB 97660047B
IM01552 | Dental Chair Spares-Anthos-Victor-Victor Chair High Suction Valve-V97320033 |  |  | A Class | NOS | NOS | I-Inventory |  |  | Spares | Dental Chair-Spares | Dental Equiment | Main Location | 90330000 |  |  | Anthos/Cefla | [23 empty] | VICTOR/DU/SP/VICTOR CHAIR HIGH SUCTION VALVE-V97320033
IM01553 | Dental Chair Spares-Anthos-Victor-Victor Chair Lifting Electric Motor V97210001 |  |  | A Class | NOS | NOS | I-Inventory |  |  | Spares | Dental Chair-Spares | Dental Equiment | Main Location | 90330000 |  |  | Anthos/Cefla | [23 empty] | VICTOR/DU/SP/VICTOR CHAIR LIFTING ELECTRIC MOTOR V97210001
IM01554 | Dental Chair Spares-Anthos-Victor-Victor Chair Micro Motor Pcb 97660799 |  |  | A Class | NOS | NOS | I-Inventory |  |  | Spares | Dental Chair-Spares | Dental Equiment | Main Location | 90330000 |  |  | Anthos/Cefla | [23 empty] | VICTOR/DU/SP/VICTOR CHAIR MICRO MOTOR PCB 97660799
IM01555 | Dental Chair Spares-Anthos-Victor- Chair Light Potentiometer V97640005 |  |  | A Class | NOS | NOS | I-Inventory |  |  | Spares | Dental Chair-Spares | Dental Equiment | Main Location | 90330000 |  |  | Anthos/Cefla | [23 empty] | VICTOR/LU/SP/VICTOR CHAIR LIGHT POTENTIOMETER V97640005
IM01556 | Dental Chair Spares-Anthos-Victor- Chair Light Unit Pcb V97660050B |  |  | A Class | NOS | NOS | I-Inventory |  |  | Spares | Dental Chair-Spares | Dental Equiment | Main Location | 90330000 |  |  | Anthos/Cefla | [23 empty] | VICTOR/LU/SP/VICTOR CHAIR LIGHT UNIT PCB V97660050B
IM01557 | Dental Chair Spares-Anthos-Victor-Dental Magnetic Valve Dc24 V97720002 |  |  | A Class | NOS | NOS | I-Inventory |  |  | Spares | Dental Chair-Spares | Dental Equiment | Main Location | 90330000 |  |  | Anthos/Cefla | [23 empty] | VICTOR/SP/DENTAL MAGNETIC VALVE DC24 V97720002
IM01558 | Dental Chair Spares-Avayana-Chair Booster Valve Knob |  |  | A Class | NOS | NOS | I-Inventory |  |  | Spares | Dental Chair-Spares | Dental Equiment | Main Location | 90330000 |  |  | Confident | [23 empty] | CN/DC/SP/CONFIDENT CHAIR BOOSTER VALVE KNOB
IM01559 | Dental Chair Spares-Dahe-Mobile Unit Portable Briefcase 3 Syringe With Tubing |  |  | A Class | NOS | NOS | I-Inventory |  |  | Spares | Dental Chair-Spares | Dental Equiment | Main Location | 90330000 |  |  | Dahe | [23 empty] | da/Pdc/Mobile Unit Portable Briefcase 3 Syringe With Tubing
IM01560 | Dental Chair Spares-Dahe-Mobile Unit Portable Briefcase Air On-Off Switch |  |  | A Class | NOS | NOS | I-Inventory |  |  | Spares | Dental Chair-Spares | Dental Equiment | Main Location | 90330000 |  |  | Dahe | [23 empty] | Da/Pdc/Mobile Unit Portable Briefcase Air On/Off Switch
IM01561 | Dental Chair Spares-Dahe-Mobile Unit Portable Briefcase Bottle Foot Control |  |  | A Class | NOS | NOS | I-Inventory |  |  | Spares | Dental Chair-Spares | Dental Equiment | Main Location | 90330000 |  |  | Dahe | [23 empty] | DA/PDC/MOBILE UNIT PORTABLE BRIEFCASE BOTTLE FOOT CONTROL
IM01562 | Dental Chair Spares-Dahe-Mobile Unit Portable Briefcase Bottle Holder |  |  | A Class | NOS | NOS | I-Inventory |  |  | Spares | Dental Chair-Spares | Dental Equiment | Main Location | 90330000 |  |  | Dahe | [23 empty] | Da/Pdc/Mobile Unit Portable Briefcase Bottle Holder
IM01563 | Dental Chair Spares-Dahe-Mobile Unit Portable Briefcase Front Cover |  |  | A Class | NOS | NOS | I-Inventory |  |  | Spares | Dental Chair-Spares | Dental Equiment | Main Location | 90330000 |  |  | Dahe | [23 empty] | Da/Pdc/Mobile Unit Portable Briefcase Front Cover
IM01564 | Dental Chair Spares-Dahe-Mobile Unit Portable Briefcase Low Suction Cannula With Tubing |  |  | A Class | NOS | NOS | I-Inventory |  |  | Spares | Dental Chair-Spares | Dental Equiment | Main Location | 90330000 |  |  | Dahe | [23 empty] | Da/Pdc/Mobile Unit Portable Briefcase Low Suction Cannula With Tubing
IM01565 | Dental Chair Spares-Dahe-Mobile Unit Portable Briefcase Suction Water Bottle |  |  | A Class | NOS | NOS | I-Inventory |  |  | Spares | Dental Chair-Spares | Dental Equiment | Main Location | 90330000 |  |  | Dahe | [23 empty] | Da/Pdc/Mobile Unit Portable Briefcase Suction Water Bottle
IM01566 | Dental Chair Spares-Dahe-Mobile Unit Portable Briefcase Water Controller |  |  | A Class | NOS | NOS | I-Inventory |  |  | Spares | Dental Chair-Spares | Dental Equiment | Main Location | 90330000 |  |  | Dahe | [23 empty] | Da/Pdc/Mobile Unit Portable Briefcase Water Controller
IM01567 | Dental Chair Spares-Dahe-Mobile Unit Portable Briefcase WRV |  |  | A Class | NOS | NOS | I-Inventory |  |  | Spares | Dental Chair-Spares | Dental Equiment | Main Location | 90330000 |  |  | Dahe | [23 empty] | Da/Pdc/Mobile Unit Portable Briefcase Wrv
IM01568 | Dental Chair Spares-Dahe-Mobile Unit Portable Briefcase Bottle H/P Coupling With Tubing |  |  | A Class | NOS | NOS | I-Inventory |  |  | Spares | Dental Chair-Spares | Dental Equiment | Main Location | 90330000 |  |  | Dahe | [23 empty] | DA/PDC/MOBILE UNIT PORTABLE BRIEFCASE BOTTLE H/P COUPLING WITH TUBING
IM01569 | Dental Chair Spares-Fengden-Aspire Chair Delivery Unit Power PCB |  |  | A Class | NOS | NOS | I-Inventory |  |  | Spares | Dental Chair-Spares | Dental Equiment | Main Location | 90330000 |  |  | Fengdan | [23 empty] | CHC SPARE-ASPIRE CHAIR DELIVERY UNIT POWER PCB
IM01570 | Dental Chair Spares-Fengden- Planet Chair Headrest Pillow Support |  |  | A Class | NOS | NOS | I-Inventory |  |  | Spares | Dental Chair-Spares | Dental Equiment | Main Location | 90330000 |  |  | Fengdan | [23 empty] | FN/DC/FENGDEN PLANET CHAIR HEADREST PILLOW SUPPORT
IM01571 | Dental Chair Spares-Fengden-Fenfden Planet Delivery Unit Touch Panel PCB |  |  | A Class | NOS | NOS | I-Inventory |  |  | Spares | Dental Chair-Spares | Dental Equiment | Main Location | 90330000 |  |  | Fengdan | [23 empty] | FN/DC/SP/FENFDEN PLANET DELIVERY UNIT TOUCH PANEL PCB
IM01572 | Dental Chair Spares-Fengden-Fengdan Galaxy Plus Chair Right Side Arm Base Cover |  |  | A Class | NOS | NOS | I-Inventory |  |  | Spares | Dental Chair-Spares | Dental Equiment | Main Location | 90330000 |  |  | Fengdan | [23 empty] | FN/DC/SP/FENGDAN GALAXY PLUS CHAIR RIGHT SIDE ARM BASE COVER
IM01573 | Dental Chair Spares-Fengden- Chair Led Light Handle |  |  | A Class | NOS | NOS | I-Inventory |  |  | Spares | Dental Chair-Spares | Dental Equiment | Main Location | 90330000 |  |  | Fengdan | [23 empty] | FN/DC/SP/FENGDEN CHAIR LED LIGHT HANDLE
IM01574 | Dental Chair Spares-Fengden- Chair Plus Chair Led Light Bush-Brown |  |  | A Class | NOS | NOS | I-Inventory |  |  | Spares | Dental Chair-Spares | Dental Equiment | Main Location | 90330000 |  |  | Fengdan | [23 empty] | FN/DC/SP/FENGDEN CHAIR PLUS CHAIR LED LIGHT BUSH-BROWN
IM01575 | Dental Chair Spares-Fengden- Chair Plus Chair Led Light Bush-White |  |  | A Class | NOS | NOS | I-Inventory |  |  | Spares | Dental Chair-Spares | Dental Equiment | Main Location | 90330000 |  |  | Fengdan | [23 empty] | FN/DC/SP/FENGDEN CHAIR PLUS CHAIR LED LIGHT BUSH-WHITE
IM01576 | Dental Chair Spares-Fengden- Chair X-Ray Viewer |  |  | A Class | NOS | NOS | I-Inventory |  |  | Spares | Dental Chair-Spares | Dental Equiment | Main Location | 90330000 |  |  | Fengdan | [23 empty] | FN/DC/SP/FENGDEN CHAIR X-RAY VIEWER
IM01577 | Dental Chair Spares-Fengden- Delivery Unit Air Lock |  |  | A Class | NOS | NOS | I-Inventory |  |  | Spares | Dental Chair-Spares | Dental Equiment | Main Location | 90330000 |  |  | Fengdan | [23 empty] | FN/DC/SP/FENGDEN DELIVERY UNIT AIR LOCK
IM01578 | Dental Chair Spares-Fengden- Galaxy Chair Backrest Motor |  |  | A Class | NOS | NOS | I-Inventory |  |  | Spares | Dental Chair-Spares | Dental Equiment | Main Location | 90330000 |  |  | Fengdan | [23 empty] | FN/DC/SP/FENGDEN GALAXY CHAIR BACKREST MOTOR
IM01579 | Dental Chair Spares-Fengden- Galaxy Chair Backrest Upholstery Yellow |  |  | A Class | NOS | NOS | I-Inventory |  |  | Spares | Dental Chair-Spares | Dental Equiment | Main Location | 90330000 |  |  | Fengdan | [23 empty] | FN/DC/SP/FENGDEN GALAXY CHAIR BACKREST UPHOLSTERY YELLOW
IM01580 | Dental Chair Spares-Fengden- Galaxy Chair Stool Backrest Upholstery Apple Green P02 |  |  | A Class | NOS | NOS | I-Inventory |  |  | Spares | Dental Chair-Spares | Dental Equiment | Main Location | 90330000 |  |  | Fengdan | [23 empty] | FN/DC/SP/FENGDEN GALAXY CHAIR STOOL BACKREST UPHOLSTERY APPLE GREEN P02
IM01581 | Dental Chair Spares-Fengden- Galaxy Chair Stool Backrest Upholstery Light Blue P01 |  |  | A Class | NOS | NOS | I-Inventory |  |  | Spares | Dental Chair-Spares | Dental Equiment | Main Location | 90330000 |  |  | Fengdan | [23 empty] | FN/DC/SP/FENGDEN GALAXY CHAIR STOOL BACKREST UPHOLSTERY LIGHT BLUE P01
IM01582 | Dental Chair Spares-Fengden- Galaxy Chair Stool Seat Upholstery Light Blue P01 |  |  | A Class | NOS | NOS | I-Inventory |  |  | Spares | Dental Chair-Spares | Dental Equiment | Main Location | 90330000 |  |  | Fengdan | [23 empty] | FN/DC/SP/FENGDEN GALAXY CHAIR STOOL SEAT UPHOLSTERY LIGHT BLUE P01
IM01583 | Dental Chair Spares-Fengden- Galaxy Chair Updown Motor |  |  | A Class | NOS | NOS | I-Inventory |  |  | Spares | Dental Chair-Spares | Dental Equiment | Main Location | 90330000 |  |  | Fengdan | [23 empty] | FN/DC/SP/FENGDEN GALAXY CHAIR UPDOWN MOTOR
IM01584 | Dental Chair Spares-Fengden- Galaxy Low Suction Cannula |  |  | A Class | NOS | NOS | I-Inventory |  |  | Spares | Dental Chair-Spares | Dental Equiment | Main Location | 90330000 |  |  | Fengdan | [23 empty] | FN/DC/SP/FENGDEN GALAXY LOW SUCTION CANNULA
IM01585 | Dental Chair Spares-Fengden- Galaxy Plus Backrest Upholstery Cover |  |  | A Class | NOS | NOS | I-Inventory |  |  | Spares | Dental Chair-Spares | Dental Equiment | Main Location | 90330000 |  |  | Fengdan | [23 empty] | FN/DC/SP/FENGDEN GALAXY PLUS BACKREST UPHOLSTERY COVER
IM01586 | Dental Chair Spares-Fengden- Galaxy Plus Base Back Floor Cover |  |  | A Class | NOS | NOS | I-Inventory |  |  | Spares | Dental Chair-Spares | Dental Equiment | Main Location | 90330000 |  |  | Fengdan | [23 empty] | FN/DC/SP/FENGDEN GALAXY PLUS BASE BACK FLOOR COVER
IM01587 | Dental Chair Spares-Fengden- Galaxy Plus Chair Backrest Lower Cover |  |  | A Class | NOS | NOS | I-Inventory |  |  | Spares | Dental Chair-Spares | Dental Equiment | Main Location | 90330000 |  |  | Fengdan | [23 empty] | FN/DC/SP/FENGDEN GALAXY PLUS CHAIR BACKREST LOWER COVER
IM01588 | Dental Chair Spares-Fengden- Galaxy Plus Chair Seat Upholstery Lower Cover |  |  | A Class | NOS | NOS | I-Inventory |  |  | Spares | Dental Chair-Spares | Dental Equiment | Main Location | 90330000 |  |  | Fengdan | [23 empty] | FN/DC/SP/FENGDEN GALAXY PLUS CHAIR SEAT UPHOLSTERY LOWER COVER
IM01589 | Dental Chair Spares-Fengden- Galaxy Plus Delivery Touch Panel Sticker |  |  | A Class | NOS | NOS | I-Inventory |  |  | Spares | Dental Chair-Spares | Dental Equiment | Main Location | 90330000 |  |  | Fengdan | [23 empty] | FN/DC/SP/FENGDEN GALAXY PLUS DELIVERY TOUCH PANEL STICKER
IM01590 | Dental Chair Spares-Fengden- Galaxy Plus Delivery Unit PCB |  |  | A Class | NOS | NOS | I-Inventory |  |  | Spares | Dental Chair-Spares | Dental Equiment | Main Location | 90330000 |  |  | Fengdan | [23 empty] | FN/DC/SP/FENGDEN GALAXY PLUS DELIVERY UNIT PCB
IM01591 | Dental Chair Spares-Fengden- Galaxy Plus Delivery Unit Tray |  |  | A Class | NOS | NOS | I-Inventory |  |  | Spares | Dental Chair-Spares | Dental Equiment | Main Location | 90330000 |  |  | Fengdan | [23 empty] | FN/DC/SP/FENGDEN GALAXY PLUS DELIVERY UNIT TRAY
IM01592 | Dental Chair Spares-Fengden- Galaxy Plus Front Base Cover |  |  | A Class | NOS | NOS | I-Inventory |  |  | Spares | Dental Chair-Spares | Dental Equiment | Main Location | 90330000 |  |  | Fengdan | [23 empty] | FN/DC/SP/FENGDEN GALAXY PLUS FRONT BASE COVER
IM01593 | Dental Chair Spares-Fengden- Galaxy Plus Headrest Cover |  |  | A Class | NOS | NOS | I-Inventory |  |  | Spares | Dental Chair-Spares | Dental Equiment | Main Location | 90330000 |  |  | Fengdan | [23 empty] | FN/DC/SP/FENGDEN GALAXY PLUS HEADREST COVER
IM01594 | Dental Chair Spares-Fengden- Galaxy Plus High Suction Cannula |  |  | A Class | NOS | NOS | I-Inventory |  |  | Spares | Dental Chair-Spares | Dental Equiment | Main Location | 90330000 |  |  | Fengdan | [23 empty] | FN/DC/SP/FENGDEN GALAXY PLUS HIGH SUCTION CANNULA
IM01595 | Dental Chair Spares-Fengden- Galaxy Plus Main PCB Fd03 |  |  | A Class | NOS | NOS | I-Inventory |  |  | Spares | Dental Chair-Spares | Dental Equiment | Main Location | 90330000 |  |  | Fengdan | [23 empty] | FN/DC/SP/FENGDEN GALAXY PLUS MAIN PCB FD03
IM01596 | Dental Chair Spares-Fengden- Galaxy Plus Water Unit Body |  |  | A Class | NOS | NOS | I-Inventory |  |  | Spares | Dental Chair-Spares | Dental Equiment | Main Location | 90330000 |  |  | Fengdan | [23 empty] | FN/DC/SP/FENGDEN GALAXY PLUS WATER UNIT BODY
IM01597 | Dental Chair Spares-Fengden- Galaxy Plus Water Unit Body Without Side Cover |  |  | A Class | NOS | NOS | I-Inventory |  |  | Spares | Dental Chair-Spares | Dental Equiment | Main Location | 90330000 |  |  | Fengdan | [23 empty] | FN/DC/SP/FENGDEN GALAXY PLUS WATER UNIT BODY WITHOUT SIDE COVER
IM01598 | Dental Chair Spares-Fengden- Galaxy Stool Backrest Upholstery Back Cover |  |  | A Class | NOS | NOS | I-Inventory |  |  | Spares | Dental Chair-Spares | Dental Equiment | Main Location | 90330000 |  |  | Fengdan | [23 empty] | FN/DC/SP/FENGDEN GALAXY STOOL BACKREST UPHOLSTERY BACK COVER
IM01599 | Dental Chair Spares-Fengden- Galaxy Stool Seat Lower Cover |  |  | A Class | NOS | NOS | I-Inventory |  |  | Spares | Dental Chair-Spares | Dental Equiment | Main Location | 90330000 |  |  | Fengdan | [23 empty] | FN/DC/SP/FENGDEN GALAXY STOOL SEAT LOWER COVER
IM01600 | Dental Chair Spares-Fengden- Galxy Chair Backrest Pholstery Blue P01 |  |  | A Class | NOS | NOS | I-Inventory |  |  | Spares | Dental Chair-Spares | Dental Equiment | Main Location | 90330000 |  |  | Fengdan | [23 empty] | FN/DC/SP/FENGDEN GALXY CHAIR BACKREST PHOLSTERY BLUE P01
IM01601 | Dental Chair Spares-Fengden- Planet Backrest Upholstery Cover |  |  | A Class | NOS | NOS | I-Inventory |  |  | Spares | Dental Chair-Spares | Dental Equiment | Main Location | 90330000 |  |  | Fengdan | [23 empty] | FN/DC/SP/FENGDEN PLANET BACKREST UPHOLSTERY COVER
IM01602 | Dental Chair Spares-Fengden- Planet Chair Assistant Side Sticker |  |  | A Class | NOS | NOS | I-Inventory |  |  | Spares | Dental Chair-Spares | Dental Equiment | Main Location | 90330000 |  |  | Fengdan | [23 empty] | FN/DC/SP/FENGDEN PLANET CHAIR ASSISTANT SIDE STICKER
IM01603 | Dental Chair Spares-Fengden- Planet Chair Base Back Floor Cover |  |  | A Class | NOS | NOS | I-Inventory |  |  | Spares | Dental Chair-Spares | Dental Equiment | Main Location | 90330000 |  |  | Fengdan | [23 empty] | FN/DC/SP/FENGDEN PLANET CHAIR BASE BACK FLOOR COVER
IM01604 | Dental Chair Spares-Fengden- Planet Chair Base Cover |  |  | A Class | NOS | NOS | I-Inventory |  |  | Spares | Dental Chair-Spares | Dental Equiment | Main Location | 90330000 |  |  | Fengdan | [23 empty] | FN/DC/SP/FENGDEN PLANET CHAIR BASE COVER
IM01605 | Dental Chair Spares-Fengden- Planet Chair Left Arm Base Cover |  |  | A Class | NOS | NOS | I-Inventory |  |  | Spares | Dental Chair-Spares | Dental Equiment | Main Location | 90330000 |  |  | Fengdan | [23 empty] | FN/DC/SP/FENGDEN PLANET CHAIR LEFT ARM BASE COVER
IM01606 | Dental Chair Spares-Fengden- Planet Chair Right Arm Base Cover |  |  | A Class | NOS | NOS | I-Inventory |  |  | Spares | Dental Chair-Spares | Dental Equiment | Main Location | 90330000 |  |  | Fengdan | [23 empty] | FN/DC/SP/FENGDEN PLANET CHAIR RIGHT ARM BASE COVER
IM01607 | Dental Chair Spares-Fengden- Planet Delivery Touch Panel Sticker |  |  | A Class | NOS | NOS | I-Inventory |  |  | Spares | Dental Chair-Spares | Dental Equiment | Main Location | 90330000 |  |  | Fengdan | [23 empty] | FN/DC/SP/FENGDEN PLANET DELIVERY TOUCH PANEL STICKER
IM01608 | Dental Chair Spares-Fengden- Planet Front Base Cover |  |  | A Class | NOS | NOS | I-Inventory |  |  | Spares | Dental Chair-Spares | Dental Equiment | Main Location | 90330000 |  |  | Fengdan | [23 empty] | FN/DC/SP/FENGDEN PLANET FRONT BASE COVER
IM01609 | Dental Chair Spares-Fengden- Planet Headrest Cover |  |  | A Class | NOS | NOS | I-Inventory |  |  | Spares | Dental Chair-Spares | Dental Equiment | Main Location | 90330000 |  |  | Fengdan | [23 empty] | FN/DC/SP/FENGDEN PLANET HEADREST COVER
IM01610 | Dental Chair Spares-Fengden- Planet High Suction Cannula |  |  | A Class | NOS | NOS | I-Inventory |  |  | Spares | Dental Chair-Spares | Dental Equiment | Main Location | 90330000 |  |  | Fengdan | [23 empty] | FN/DC/SP/FENGDEN PLANET HIGH SUCTION CANNULA
IM01611 | Dental Chair Spares-Fengden- Planet High Suction Tubing |  |  | A Class | NOS | NOS | I-Inventory |  |  | Spares | Dental Chair-Spares | Dental Equiment | Main Location | 90330000 |  |  | Fengdan | [23 empty] | FN/DC/SP/FENGDEN PLANET HIGH SUCTION TUBING
IM01612 | Dental Chair Spares-Fengden- Planet Left Side Hand Rest Arm |  |  | A Class | NOS | NOS | I-Inventory |  |  | Spares | Dental Chair-Spares | Dental Equiment | Main Location | 90330000 |  |  | Fengdan | [23 empty] | FN/DC/SP/FENGDEN PLANET LEFT SIDE HAND REST ARM
IM01613 | Dental Chair Spares-Fengden- Planet Low Suction Cannula |  |  | A Class | NOS | NOS | I-Inventory |  |  | Spares | Dental Chair-Spares | Dental Equiment | Main Location | 90330000 |  |  | Fengdan | [23 empty] | FN/DC/SP/FENGDEN PLANET LOW SUCTION CANNULA
IM01614 | Dental Chair Spares-Fengden- Planet Low Suction Tubing |  |  | A Class | NOS | NOS | I-Inventory |  |  | Spares | Dental Chair-Spares | Dental Equiment | Main Location | 90330000 |  |  | Fengdan | [23 empty] | FN/DC/SP/FENGDEN PLANET LOW SUCTION TUBING
IM01615 | Dental Chair Spares-Fengden- Planet Main PCB Fd02 |  |  | A Class | NOS | NOS | I-Inventory |  |  | Spares | Dental Chair-Spares | Dental Equiment | Main Location | 90330000 |  |  | Fengdan | [23 empty] | FN/DC/SP/FENGDEN PLANET MAIN PCB FD02
IM01616 | Dental Chair Spares-Fengden- Planet Right Side Hand Rest Arm |  |  | A Class | NOS | NOS | I-Inventory |  |  | Spares | Dental Chair-Spares | Dental Equiment | Main Location | 90330000 |  |  | Fengdan | [23 empty] | FN/DC/SP/FENGDEN PLANET RIGHT SIDE HAND REST ARM
IM01617 | Dental Chair Spares-Fengden- Planet Up Down Motor |  |  | A Class | NOS | NOS | I-Inventory |  |  | Spares | Dental Chair-Spares | Dental Equiment | Main Location | 90330000 |  |  | Fengdan | [23 empty] | FN/DC/SP/FENGDEN PLANET UP DOWN MOTOR
IM01618 | Dental Chair Spares-Fengden- Planet Water Unit Body |  |  | A Class | NOS | NOS | I-Inventory |  |  | Spares | Dental Chair-Spares | Dental Equiment | Main Location | 90330000 |  |  | Fengdan | [23 empty] | FN/DC/SP/FENGDEN PLANET WATER UNIT BODY
IM01619 | Dental Chair Spares-Fengden- Planet Water Unit Side Cover |  |  | A Class | NOS | NOS | I-Inventory |  |  | Spares | Dental Chair-Spares | Dental Equiment | Main Location | 90330000 |  |  | Fengdan | [23 empty] | FN/DC/SP/FENGDEN PLANET WATER UNIT SIDE COVER
IM01620 | Dental Chair Spares-Fengden-Galaxy/Planet Chair Delivery Unt Arm Bush Lock |  |  | A Class | NOS | NOS | I-Inventory |  |  | Spares | Dental Chair-Spares | Dental Equiment | Main Location | 90330000 |  |  | Fengdan | [23 empty] | FN/DC/GALAXY/PLANET CHAIR DELIVERY UNT ARM BUSH LOCK
IM01621 | Dental Chair Spares-Fengden- Galaxy Plus D/U Lower Cover |  |  | A Class | NOS | NOS | I-Inventory |  |  | Spares | Dental Chair-Spares | Dental Equiment | Main Location | 90330000 |  |  | Fengdan | [23 empty] | FN/DC/SP/FENGDEN GALAXY PLUS D/U LOWER COVER
IM01622 | Dental Chair Spares-Fengden- Galaxy Plus D/U Upper Cover |  |  | A Class | NOS | NOS | I-Inventory |  |  | Spares | Dental Chair-Spares | Dental Equiment | Main Location | 90330000 |  |  | Fengdan | [23 empty] | FN/DC/SP/FENGDEN GALAXY PLUS D/U UPPER COVER
IM01623 | Dental Chair Spares-Fengden- Galaxy Plus W/U PCB Fd03 |  |  | A Class | NOS | NOS | I-Inventory |  |  | Spares | Dental Chair-Spares | Dental Equiment | Main Location | 90330000 |  |  | Fengdan | [23 empty] | FN/DC/SP/FENGDEN GALAXY PLUS W/U PCB FD03
IM01624 | Dental Chair Spares-Fengden- Galaxy Plus W/U Side Cover (Inside) |  |  | A Class | NOS | NOS | I-Inventory |  |  | Spares | Dental Chair-Spares | Dental Equiment | Main Location | 90330000 |  |  | Fengdan | [23 empty] | FN/DC/SP/FENGDEN GALAXY PLUS W/U SIDE COVER (INSIDE)
IM01625 | Dental Chair Spares-Fengden- Galaxy Plus W/U Side Cover (Outside) |  |  | A Class | NOS | NOS | I-Inventory |  |  | Spares | Dental Chair-Spares | Dental Equiment | Main Location | 90330000 |  |  | Fengdan | [23 empty] | FN/DC/SP/FENGDEN GALAXY PLUS W/U SIDE COVER (OUTSIDE)
IM01626 | Dental Chair Spares-Fengden- Galaxy/Planet Chair Stool Base Clamp |  |  | A Class | NOS | NOS | I-Inventory |  |  | Spares | Dental Chair-Spares | Dental Equiment | Main Location | 90330000 |  |  | Fengdan | [23 empty] | FN/DC/SP/FENGDEN GALAXY/PLANET CHAIR STOOL BASE CLAMP
IM01627 | Dental Chair Spares-Fengden-Galaxy Chair Seat Uphol. Diamond Blue P04 |  |  | A Class | NOS | NOS | I-Inventory |  |  | Spares | Dental Chair-Spares | Dental Equiment | Main Location | 90330000 |  |  | Fengdan | [23 empty] | FN/DC/SP/GALAXY CHAIR SEAT UPHOL. DIAMOND BLUE P04
IM01628 | Dental Chair Spares-Fengden-Galaxy Plus Chair Backrest Support Clamp Cover |  |  | A Class | NOS | NOS | I-Inventory |  |  | Spares | Dental Chair-Spares | Dental Equiment | Main Location | 90330000 |  |  | Fengdan | [23 empty] | FN/DC/SP/GALAXY PLUS CHAIR BACKREST SUPPORT CLAMP COVER
IM01629 | Dental Chair Spares-Fengden-Galaxy Plus Chair Left Side Arm Base Cover |  |  | A Class | NOS | NOS | I-Inventory |  |  | Spares | Dental Chair-Spares | Dental Equiment | Main Location | 90330000 |  |  | Fengdan | [23 empty] | FN/DC/SP/GALAXY PLUS CHAIR LEFT SIDE ARM BASE COVER
IM01630 | Dental Chair Spares-Fengden-Galaxy Plus Chair Up Down Motor Hidden Lower Cover |  |  | A Class | NOS | NOS | I-Inventory |  |  | Spares | Dental Chair-Spares | Dental Equiment | Main Location | 90330000 |  |  | Fengdan | [23 empty] | FN/DC/SP/GALAXY PLUS CHAIR UP DOWN MOTOR HIDDEN LOWER COVER
IM01631 | Dental Chair Spares-Fengden-Galaxy Plus Chair Up Down Motor Hidden Upper Cover |  |  | A Class | NOS | NOS | I-Inventory |  |  | Spares | Dental Chair-Spares | Dental Equiment | Main Location | 90330000 |  |  | Fengdan | [23 empty] | FN/DC/SP/GALAXY PLUS CHAIR UP DOWN MOTOR HIDDEN UPPER COVER
IM01632 | Dental Chair Spares-Fengden-New Planet Backrest Support Clamp Cover |  |  | A Class | NOS | NOS | I-Inventory |  |  | Spares | Dental Chair-Spares | Dental Equiment | Main Location | 90330000 |  |  | Fengdan | [23 empty] | FN/DC/SP/NEW PLANET BACKREST SUPPORT CLAMP COVER
IM01633 | Dental Chair Spares-Fengden-New Planet Chair Backrest Metal Support Cover |  |  | A Class | NOS | NOS | I-Inventory |  |  | Spares | Dental Chair-Spares | Dental Equiment | Main Location | 90330000 |  |  | Fengdan | [23 empty] | FN/DC/SP/NEW PLANET CHAIR BACKREST METAL SUPPORT COVER
IM01634 | Dental Chair Spares-Fengden-water Unit Solenoid Vavle |  |  | A Class | NOS | NOS | I-Inventory |  |  | Spares | Dental Chair-Spares | Dental Equiment | Main Location | 90330000 |  |  | Fengdan | [23 empty] | FN/DC/SPWATER UNIT SOLENOID VAVLE
IM01635 | Dental Chair Spares-Fengden-Fengden Planet Chair Stool Seat Upolstery Orange P06 |  |  | A Class | NOS | NOS | I-Inventory |  |  | Spares | Dental Chair-Spares | Dental Equiment | Main Location | 90330000 |  |  | Fengdan | [23 empty] | FN/DS/SP/FENGDEN PLANET CHAIR STOOL SEAT UPOLSTERY ORANGE P06
IM01636 | Dental Chair Spares-Fengden- Planet Galaxy D/U Arm Cap |  |  | A Class | NOS | NOS | I-Inventory |  |  | Spares | Dental Chair-Spares | Dental Equiment | Main Location | 90330000 |  |  | Fengdan | [23 empty] | FN/DC/SP/FENGDEN PLANET GALAXY D/U ARM CAP
IM01637 | Dental Chair Spares-Fengden-Fengden Stool Seat Upholstery Middle Blue |  |  | A Class | NOS | NOS | I-Inventory |  |  | Spares | Dental Chair-Spares | Dental Equiment | Main Location | 90330000 |  |  | Fengdan | [23 empty] | FN/DS/SP/FENGDEN STOOL SEAT UPHOLSTERY MIDDLE BLUE
IM01638 | Dental Chair Spares-Fengden-Dentist Asst Chair Backrest Uphol. Diamond Blue P04 |  |  | A Class | NOS | NOS | I-Inventory |  |  | Spares | Dental Chair-Spares | Dental Equiment | Main Location | 90330000 |  |  | Fengdan | [23 empty] | FN/ST/SP/DENTIST ASST CHAIR BACKREST UPHOL. DIAMOND BLUE P04
IM01639 | Dental Chair Spares-Fengden-Dentist Asst Chair Seat Uphol. Diamond Blue P04 |  |  | A Class | NOS | NOS | I-Inventory |  |  | Spares | Dental Chair-Spares | Dental Equiment | Main Location | 90330000 |  |  | Fengdan | [23 empty] | FN/ST/SP/DENTIST ASST CHAIR SEAT UPHOL. DIAMOND BLUE P04
IM01640 | Dental Chair Spares-Fengden-Dentist Asst. Chair Backrest Upholstery Light Green P03 |  |  | A Class | NOS | NOS | I-Inventory |  |  | Spares | Dental Chair-Spares | Dental Equiment | Main Location | 90330000 |  |  | Fengdan | [23 empty] | FN/ST/SP/DENTIST ASST. CHAIR BACKREST UPHOLSTERY LIGHT GREEN P03
IM01641 | Dental Chair Spares-Fengden-Dentist Asst. Chair Galaxy Seat Upholstery Apple Green P02 |  |  | A Class | NOS | NOS | I-Inventory |  |  | Spares | Dental Chair-Spares | Dental Equiment | Main Location | 90330000 |  |  | Fengdan | [23 empty] | FN/ST/SP/DENTIST ASST. CHAIR GALAXY SEAT UPHOLSTERY APPLE GREEN P02
IM01642 | Dental Chair Spares-Fengden-Dentist Asst. Chair Seat Upholstery Light Green P03 |  |  | A Class | NOS | NOS | I-Inventory |  |  | Spares | Dental Chair-Spares | Dental Equiment | Main Location | 90330000 |  |  | Fengdan | [23 empty] | FN/ST/SP/DENTIST ASST. CHAIR SEAT UPHOLSTERY LIGHT GREEN P03
IM01643 | Dental Chair Spares-Fengden- Planet Planet/Galaxy Plus Transformer |  |  | A Class | NOS | NOS | I-Inventory |  |  | Spares | Dental Chair-Spares | Dental Equiment | Main Location | 90330000 |  |  | Fengdan | [23 empty] | FN/DC/SP/FENGDEN PLANET PLANET/GALAXY PLUS TRANSFORMER
IM01644 | Dental Chair Spares-Fengden- Planet W/U PCB Fd02 |  |  | A Class | NOS | NOS | I-Inventory |  |  | Spares | Dental Chair-Spares | Dental Equiment | Main Location | 90330000 |  |  | Fengdan | [23 empty] | FN/DC/SP/FENGDEN PLANET W/U PCB FD02
IM01645 | Dental Chair Spares-Fengden- Planet/Galaxy Chair Delivery Unit Support Clamp |  |  | A Class | NOS | NOS | I-Inventory |  |  | Spares | Dental Chair-Spares | Dental Equiment | Main Location | 90330000 |  |  | Fengdan | [23 empty] | FN/DC/SP/FENGDEN PLANET/GALAXY CHAIR DELIVERY UNIT SUPPORT CLAMP
IM01646 | Dental Chair Spares-Fengden- Planet/Galaxy Led Light Without PCB,Led,Sensor |  |  | A Class | NOS | NOS | I-Inventory |  |  | Spares | Dental Chair-Spares | Dental Equiment | Main Location | 90330000 |  |  | Fengdan | [23 empty] | FN/DC/SP/FENGDEN PLANET/GALAXY LED LIGHT WITHOUT PCB,LED,SENSOR
IM01647 | Dental Chair Spares-Fengden- Planet/Galaxy Plus 3 In 1 Valve |  |  | A Class | NOS | NOS | I-Inventory |  |  | Spares | Dental Chair-Spares | Dental Equiment | Main Location | 90330000 |  |  | Fengdan | [23 empty] | FN/DC/SP/FENGDEN PLANET/GALAXY PLUS 3 IN 1 VALVE
IM01648 | Dental Chair Spares-Fengden- Planet/Galaxy Plus 4 Pin Valve |  |  | A Class | NOS | NOS | I-Inventory |  |  | Spares | Dental Chair-Spares | Dental Equiment | Main Location | 90330000 |  |  | Fengdan | [23 empty] | FN/DC/SP/FENGDEN PLANET/GALAXY PLUS 4 PIN VALVE
IM01649 | Dental Chair Spares-Fengden- Planet/Galaxy Plus 6 Pin Valve |  |  | A Class | NOS | NOS | I-Inventory |  |  | Spares | Dental Chair-Spares | Dental Equiment | Main Location | 90330000 |  |  | Fengdan | [23 empty] | FN/DC/SP/FENGDEN PLANET/GALAXY PLUS 6 PIN VALVE
IM01650 | Dental Chair Spares-Fengden- Planet/Galaxy Plus 6 Way Valve |  |  | A Class | NOS | NOS | I-Inventory |  |  | Spares | Dental Chair-Spares | Dental Equiment | Main Location | 90330000 |  |  | Fengdan | [23 empty] | FN/DC/SP/FENGDEN PLANET/GALAXY PLUS 6 WAY VALVE
IM01651 | Dental Chair Spares-Fengden- Planet/Galaxy Plus Air Cylinder |  |  | A Class | NOS | NOS | I-Inventory |  |  | Spares | Dental Chair-Spares | Dental Equiment | Main Location | 90330000 |  |  | Fengdan | [23 empty] | FN/DC/SP/FENGDEN PLANET/GALAXY PLUS AIR CYLINDER
IM01652 | Dental Chair Spares-Fengden- Planet/Galaxy Plus Air Regulation N Valve(5M) |  |  | A Class | NOS | NOS | I-Inventory |  |  | Spares | Dental Chair-Spares | Dental Equiment | Main Location | 90330000 |  |  | Fengdan | [23 empty] | FN/DC/SP/FENGDEN PLANET/GALAXY PLUS AIR REGULATION N VALVE(5M)
IM01653 | Dental Chair Spares-Fengden- Planet/Galaxy Plus Assistant Side PCB |  |  | A Class | NOS | NOS | I-Inventory |  |  | Spares | Dental Chair-Spares | Dental Equiment | Main Location | 90330000 |  |  | Fengdan | [23 empty] | FN/DC/SP/FENGDEN PLANET/GALAXY PLUS ASSISTANT SIDE PCB
IM01654 | Dental Chair Spares-Fengden- Planet/Galaxy Plus Backrest Motor |  |  | A Class | NOS | NOS | I-Inventory |  |  | Spares | Dental Chair-Spares | Dental Equiment | Main Location | 90330000 |  |  | Fengdan | [23 empty] | FN/DC/SP/FENGDEN PLANET/GALAXY PLUS BACKREST MOTOR
IM01655 | Dental Chair Spares-Fengden- Planet/Galaxy Plus Chair Assistant Side Cabl |  |  | A Class | NOS | NOS | I-Inventory |  |  | Spares | Dental Chair-Spares | Dental Equiment | Main Location | 90330000 |  |  | Fengdan | [23 empty] | FN/DC/SP/FENGDEN PLANET/GALAXY PLUS CHAIR ASSISTANT SIDE CABL
IM01656 | Dental Chair Spares-Fengden- Planet/Galaxy Plus Chair Assistant Side Lower Cover |  |  | A Class | NOS | NOS | I-Inventory |  |  | Spares | Dental Chair-Spares | Dental Equiment | Main Location | 90330000 |  |  | Fengdan | [23 empty] | FN/DC/SP/FENGDEN PLANET/GALAXY PLUS CHAIR ASSISTANT SIDE LOWER COVER
IM01657 | Dental Chair Spares-Fengden- Planet/Galaxy Plus Chair Assistant Side Upper Cover |  |  | A Class | NOS | NOS | I-Inventory |  |  | Spares | Dental Chair-Spares | Dental Equiment | Main Location | 90330000 |  |  | Fengdan | [23 empty] | FN/DC/SP/FENGDEN PLANET/GALAXY PLUS CHAIR ASSISTANT SIDE UPPER COVER
IM01658 | Dental Chair Spares-Fengden- Planet/Galaxy Plus Chair Delivery Unit Control Cable |  |  | A Class | NOS | NOS | I-Inventory |  |  | Spares | Dental Chair-Spares | Dental Equiment | Main Location | 90330000 |  |  | Fengdan | [23 empty] | FN/DC/SP/FENGDEN PLANET/GALAXY PLUS CHAIR DELIVERY UNIT CONTROL CABLE
IM01659 | Dental Chair Spares-Fengden- Planet/Galaxy Plus Chair Foot Control Cable |  |  | A Class | NOS | NOS | I-Inventory |  |  | Spares | Dental Chair-Spares | Dental Equiment | Main Location | 90330000 |  |  | Fengdan | [23 empty] | FN/DC/SP/FENGDEN PLANET/GALAXY PLUS CHAIR FOOT CONTROL CABLE
IM01660 | Dental Chair Spares-Fengden- Planet/Galaxy Plus Chair High Suction Block(Yellow) |  |  | A Class | NOS | NOS | I-Inventory |  |  | Spares | Dental Chair-Spares | Dental Equiment | Main Location | 90330000 |  |  | Fengdan | [23 empty] | FN/DC/SP/FENGDEN PLANET/GALAXY PLUS CHAIR HIGH SUCTION BLOCK(YELLOW)
IM01661 | Dental Chair Spares-Fengden- Planet/Galaxy Plus Chair Led Light Handle Lock Assembly |  |  | A Class | NOS | NOS | I-Inventory |  |  | Spares | Dental Chair-Spares | Dental Equiment | Main Location | 90330000 |  |  | Fengdan | [23 empty] | FN/DC/SP/FENGDEN PLANET/GALAXY PLUS CHAIR LED LIGHT HANDLE LOCK ASSEMBLY
IM01662 | Dental Chair Spares-Fengden- Planet/Galaxy Plus Chair Led Light PCB |  |  | A Class | NOS | NOS | I-Inventory |  |  | Spares | Dental Chair-Spares | Dental Equiment | Main Location | 90330000 |  |  | Fengdan | [23 empty] | FN/DC/SP/FENGDEN PLANET/GALAXY PLUS CHAIR LED LIGHT PCB
IM01663 | Dental Chair Spares-Fengden- Planet/Galaxy Plus Chair Led Light Sensor |  |  | A Class | NOS | NOS | I-Inventory |  |  | Spares | Dental Chair-Spares | Dental Equiment | Main Location | 90330000 |  |  | Fengdan | [23 empty] | FN/DC/SP/FENGDEN PLANET/GALAXY PLUS CHAIR LED LIGHT SENSOR
IM01664 | Dental Chair Spares-Fengden- Planet/Galaxy Plus Chair Light Handle Assembly Bush |  |  | A Class | NOS | NOS | I-Inventory |  |  | Spares | Dental Chair-Spares | Dental Equiment | Main Location | 90330000 |  |  | Fengdan | [23 empty] | FN/DC/SP/FENGDEN PLANET/GALAXY PLUS CHAIR LIGHT HANDLE ASSEMBLY BUSH
IM01665 | Dental Chair Spares-Fengden- Planet/Galaxy Plus Chair Light Led Bulb |  |  | A Class | NOS | NOS | I-Inventory |  |  | Spares | Dental Chair-Spares | Dental Equiment | Main Location | 90330000 |  |  | Fengdan | [23 empty] | FN/DC/SP/FENGDEN PLANET/GALAXY PLUS CHAIR LIGHT LED BULB
IM01666 | Dental Chair Spares-Fengden- Planet/Galaxy Plus Chair Low Suction Filter Block(Yellow) |  |  | A Class | NOS | NOS | I-Inventory |  |  | Spares | Dental Chair-Spares | Dental Equiment | Main Location | 90330000 |  |  | Fengdan | [23 empty] | FN/DC/SP/FENGDEN PLANET/GALAXY PLUS CHAIR LOW SUCTION FILTER BLOCK(YELLOW)
IM01667 | Dental Chair Spares-Fengden- Planet/Galaxy Plus Chair Water Unit Cable |  |  | A Class | NOS | NOS | I-Inventory |  |  | Spares | Dental Chair-Spares | Dental Equiment | Main Location | 90330000 |  |  | Fengdan | [23 empty] | FN/DC/SP/FENGDEN PLANET/GALAXY PLUS CHAIR WATER UNIT CABLE
IM01668 | Dental Chair Spares-Fengden- Planet/Galaxy Plus Cupfiller Cannula |  |  | A Class | NOS | NOS | I-Inventory |  |  | Spares | Dental Chair-Spares | Dental Equiment | Main Location | 90330000 |  |  | Fengdan | [23 empty] | FN/DC/SP/FENGDEN PLANET/GALAXY PLUS CUPFILLER CANNULA
IM01669 | Dental Chair Spares-Fengden- Planet/Galaxy Plus Delivery Unit Tray Holder |  |  | A Class | NOS | NOS | I-Inventory |  |  | Spares | Dental Chair-Spares | Dental Equiment | Main Location | 90330000 |  |  | Fengdan | [23 empty] | FN/DC/SP/FENGDEN PLANET/GALAXY PLUS DELIVERY UNIT TRAY HOLDER
IM01670 | Dental Chair Spares-Fengden- Planet/Galaxy Plus Emergency Main On Off Switch |  |  | A Class | NOS | NOS | I-Inventory |  |  | Spares | Dental Chair-Spares | Dental Equiment | Main Location | 90330000 |  |  | Fengdan | [23 empty] | FN/DC/SP/FENGDEN PLANET/GALAXY PLUS EMERGENCY MAIN ON OFF SWITCH
IM01671 | Dental Chair Spares-Fengden- Planet/Galaxy Plus Foot Control |  |  | A Class | NOS | NOS | I-Inventory |  |  | Spares | Dental Chair-Spares | Dental Equiment | Main Location | 90330000 |  |  | Fengdan | [23 empty] | FN/DC/SP/FENGDEN PLANET/GALAXY PLUS FOOT CONTROL
IM01672 | Dental Chair Spares-Fengden- Planet/Galaxy Plus Foot Control Joy Stick |  |  | A Class | NOS | NOS | I-Inventory |  |  | Spares | Dental Chair-Spares | Dental Equiment | Main Location | 90330000 |  |  | Fengdan | [23 empty] | FN/DC/SP/FENGDEN PLANET/GALAXY PLUS FOOT CONTROL JOY STICK
IM01673 | Dental Chair Spares-Fengden- Planet/Galaxy Plus Glass Spitoon |  |  | A Class | NOS | NOS | I-Inventory |  |  | Spares | Dental Chair-Spares | Dental Equiment | Main Location | 90330000 |  |  | Fengdan | [23 empty] | FN/DC/SP/FENGDEN PLANET/GALAXY PLUS GLASS SPITOON
IM01674 | Dental Chair Spares-Fengden- Planet/Galaxy Plus High Suction Valve |  |  | A Class | NOS | NOS | I-Inventory |  |  | Spares | Dental Chair-Spares | Dental Equiment | Main Location | 90330000 |  |  | Fengdan | [23 empty] | FN/DC/SP/FENGDEN PLANET/GALAXY PLUS HIGH SUCTION VALVE
IM01675 | Dental Chair Spares-Fengden- Planet/Galaxy Plus Holder Box Valve |  |  | A Class | NOS | NOS | I-Inventory |  |  | Spares | Dental Chair-Spares | Dental Equiment | Main Location | 90330000 |  |  | Fengdan | [23 empty] | FN/DC/SP/FENGDEN PLANET/GALAXY PLUS HOLDER BOX VALVE
IM01676 | Dental Chair Spares-Fengden- Planet/Galaxy Plus Light Arm |  |  | A Class | NOS | NOS | I-Inventory |  |  | Spares | Dental Chair-Spares | Dental Equiment | Main Location | 90330000 |  |  | Fengdan | [23 empty] | FN/DC/SP/FENGDEN PLANET/GALAXY PLUS LIGHT ARM
IM01677 | Dental Chair Spares-Fengden- Planet/Galaxy Plus Light Body |  |  | A Class | NOS | NOS | I-Inventory |  |  | Spares | Dental Chair-Spares | Dental Equiment | Main Location | 90330000 |  |  | Fengdan | [23 empty] | FN/DC/SP/FENGDEN PLANET/GALAXY PLUS LIGHT BODY
IM01678 | Dental Chair Spares-Fengden- Planet/Galaxy Plus Light Handle |  |  | A Class | NOS | NOS | I-Inventory |  |  | Spares | Dental Chair-Spares | Dental Equiment | Main Location | 90330000 |  |  | Fengdan | [23 empty] | FN/DC/SP/FENGDEN PLANET/GALAXY PLUS LIGHT HANDLE
IM01679 | Dental Chair Spares-Fengden- Planet/Galaxy Plus Light Hanging Oval Shape Cover |  |  | A Class | NOS | NOS | I-Inventory |  |  | Spares | Dental Chair-Spares | Dental Equiment | Main Location | 90330000 |  |  | Fengdan | [23 empty] | FN/DC/SP/FENGDEN PLANET/GALAXY PLUS LIGHT HANGING OVAL SHAPE COVER
IM01680 | Dental Chair Spares-Fengden- Planet/Galaxy Plus Light Reflector Cover |  |  | A Class | NOS | NOS | I-Inventory |  |  | Spares | Dental Chair-Spares | Dental Equiment | Main Location | 90330000 |  |  | Fengdan | [23 empty] | FN/DC/SP/FENGDEN PLANET/GALAXY PLUS LIGHT REFLECTOR COVER
IM01681 | Dental Chair Spares-Fengden- Planet/Galaxy Plus Low Suction Tubing |  |  | A Class | NOS | NOS | I-Inventory |  |  | Spares | Dental Chair-Spares | Dental Equiment | Main Location | 90330000 |  |  | Fengdan | [23 empty] | FN/DC/SP/FENGDEN PLANET/GALAXY PLUS LOW SUCTION TUBING
IM01682 | Dental Chair Spares-Fengden- Planet/Galaxy Plus Low Suction Valve |  |  | A Class | NOS | NOS | I-Inventory |  |  | Spares | Dental Chair-Spares | Dental Equiment | Main Location | 90330000 |  |  | Fengdan | [23 empty] | FN/DC/SP/FENGDEN PLANET/GALAXY PLUS LOW SUCTION VALVE
IM01683 | Dental Chair Spares-Fengden- Planet/Galaxy Plus Main Unit PCB |  |  | A Class | NOS | NOS | I-Inventory |  |  | Spares | Dental Chair-Spares | Dental Equiment | Main Location | 90330000 |  |  | Fengdan | [23 empty] | FN/DC/SP/FENGDEN PLANET/GALAXY PLUS MAIN UNIT PCB
IM01684 | Dental Chair Spares-Fengden- Planet/Galaxy Plus Spitoon Assembly Plastic Base |  |  | A Class | NOS | NOS | I-Inventory |  |  | Spares | Dental Chair-Spares | Dental Equiment | Main Location | 90330000 |  |  | Fengdan | [23 empty] | FN/DC/SP/FENGDEN PLANET/GALAXY PLUS SPITOON ASSEMBLY PLASTIC BASE
IM01685 | Dental Chair Spares-Fengden- Planet/Galaxy Plus Spitoon Filter Cap |  |  | A Class | NOS | NOS | I-Inventory |  |  | Spares | Dental Chair-Spares | Dental Equiment | Main Location | 90330000 |  |  | Fengdan | [23 empty] | FN/DC/SP/FENGDEN PLANET/GALAXY PLUS SPITOON FILTER CAP
IM01686 | Dental Chair Spares-Fengden- Planet/Galaxy Plus Spitoon Filter Net |  |  | A Class | NOS | NOS | I-Inventory |  |  | Spares | Dental Chair-Spares | Dental Equiment | Main Location | 90330000 |  |  | Fengdan | [23 empty] | FN/DC/SP/FENGDEN PLANET/GALAXY PLUS SPITOON FILTER NET
IM01687 | Dental Chair Spares-Fengden- Planet/Galaxy Plus Stool Pump |  |  | A Class | NOS | NOS | I-Inventory |  |  | Spares | Dental Chair-Spares | Dental Equiment | Main Location | 90330000 |  |  | Fengdan | [23 empty] | FN/DC/SP/FENGDEN PLANET/GALAXY PLUS STOOL PUMP
IM01688 | Dental Chair Spares-Fengden- Planet/Galaxy Plus Suction Filter |  |  | A Class | NOS | NOS | I-Inventory |  |  | Spares | Dental Chair-Spares | Dental Equiment | Main Location | 90330000 |  |  | Fengdan | [23 empty] | FN/DC/SP/FENGDEN PLANET/GALAXY PLUS SUCTION FILTER
IM01689 | Dental Chair Spares-Fengden- Planet/Galaxy Plus Two Hole Coupling With Tubing |  |  | A Class | NOS | NOS | I-Inventory |  |  | Spares | Dental Chair-Spares | Dental Equiment | Main Location | 90330000 |  |  | Fengdan | [23 empty] | FN/DC/SP/FENGDEN PLANET/GALAXY PLUS TWO HOLE COUPLING WITH TUBING
IM01690 | Dental Chair Spares-Fengden- Planet/Galaxy Plus Water Controller Switch Small |  |  | A Class | NOS | NOS | I-Inventory |  |  | Spares | Dental Chair-Spares | Dental Equiment | Main Location | 90330000 |  |  | Fengdan | [23 empty] | FN/DC/SP/FENGDEN PLANET/GALAXY PLUS WATER CONTROLLER SWITCH SMALL
IM01691 | Dental Chair Spares-Fengden- Planet/Galaxy Plus Water Exchanged Valve(3Pin) |  |  | A Class | NOS | NOS | I-Inventory |  |  | Spares | Dental Chair-Spares | Dental Equiment | Main Location | 90330000 |  |  | Fengdan | [23 empty] | FN/DC/SP/FENGDEN PLANET/GALAXY PLUS WATER EXCHANGED VALVE(3PIN)
IM01692 | Dental Chair Spares-Fengden- Planet/Galaxy Plus Water Heater |  |  | A Class | NOS | NOS | I-Inventory |  |  | Spares | Dental Chair-Spares | Dental Equiment | Main Location | 90330000 |  |  | Fengdan | [23 empty] | FN/DC/SP/FENGDEN PLANET/GALAXY PLUS WATER HEATER
IM01693 | Dental Chair Spares-Fengden- Planet/Galaxy Plus Water Unit Complete Body |  |  | A Class | NOS | NOS | I-Inventory |  |  | Spares | Dental Chair-Spares | Dental Equiment | Main Location | 90330000 |  |  | Fengdan | [23 empty] | FN/DC/SP/FENGDEN PLANET/GALAXY PLUS WATER UNIT COMPLETE BODY
IM01694 | Dental Chair Spares-Fengden- Planet/Galaxy Plus Water Unit PCB |  |  | A Class | NOS | NOS | I-Inventory |  |  | Spares | Dental Chair-Spares | Dental Equiment | Main Location | 90330000 |  |  | Fengdan | [23 empty] | FN/DC/SP/FENGDEN PLANET/GALAXY PLUS WATER UNIT PCB
IM01695 | Dental Chair Spares-Fengden- Planet/Galaxy Pluschair Led Light |  |  | A Class | NOS | NOS | I-Inventory |  |  | Spares | Dental Chair-Spares | Dental Equiment | Main Location | 90330000 |  |  | Fengdan | [23 empty] | FN/DC/SP/FENGDEN PLANET/GALAXY PLUSCHAIR LED LIGHT
IM01696 | Dental Chair Spares-Fengden-/Air And Water Distributor |  |  | A Class | NOS | NOS | I-Inventory |  |  | Spares | Dental Chair-Spares | Dental Equiment | Main Location | 90330000 |  |  | Fengdan | [23 empty] | FN/DC/SP/FENGDEN/AIR AND WATER DISTRIBUTOR
IM01697 | Dental Chair Spares-Fengden-Fengdon/Galaxy Plus Delivery Unit Handle |  |  | A Class | NOS | NOS | I-Inventory |  |  | Spares | Dental Chair-Spares | Dental Equiment | Main Location | 90330000 |  |  | Fengdan | [23 empty] | FN/DC/SP/FENGDON/GALAXY PLUS DELIVERY UNIT HANDLE
IM01698 | Dental Chair Spares-Fengden-Fengden Planet/Galaxy Plus Stool Plastic Nut |  |  | A Class | NOS | NOS | I-Inventory |  |  | Spares | Dental Chair-Spares | Dental Equiment | Main Location | 90330000 |  |  | Fengdan | [23 empty] | FN/DS/SP/FENGDEN PLANET/GALAXY PLUS STOOL PLASTIC NUT
IM01699 | Dental Chair Spares-Fengden-Fengden Planet/Galaxy Plus Stool Wheel Base |  |  | A Class | NOS | NOS | I-Inventory |  |  | Spares | Dental Chair-Spares | Dental Equiment | Main Location | 90330000 |  |  | Fengdan | [23 empty] | FN/ST/SP/FENGDEN PLANET/GALAXY PLUS STOOL WHEEL BASE
IM01700 | Dental Chair Spares-Foshan Anle- Ultima Chair Headrest Support |  |  | A Class | NOS | NOS | I-Inventory |  |  | Spares | Dental Chair-Spares | Dental Equiment | Main Location | 90330000 |  |  | Foshan Anle | [23 empty] | Dental Chair Spares-Foshan Anle- - ULTIMA CHAIR HEADREST SUPPORT
IM01701 | Dental Chair Spares-Foshan Anle- Ultima Delivery Unit PCB(Small Size) |  |  | A Class | NOS | NOS | I-Inventory |  |  | Spares | Dental Chair-Spares | Dental Equiment | Main Location | 90330000 |  |  | Foshan Anle | [23 empty] | Dental Chair Spares-Foshan Anle- - ULTIMA DELIVERY UNIT PCB(SMALL SIZE)
IM01702 | Dental Chair Spares-Foshan Anle- Ultima Main PCB |  |  | A Class | NOS | NOS | I-Inventory |  |  | Spares | Dental Chair-Spares | Dental Equiment | Main Location | 90330000 |  |  | Foshan Anle | [23 empty] | Dental Chair Spares-Foshan Anle- - ULTIMA MAIN PCB
IM01703 | Dental Chair Spares-Foshan Anle- Ultima Chair Backrest Cover |  |  | A Class | NOS | NOS | I-Inventory |  |  | Spares | Dental Chair-Spares | Dental Equiment | Main Location | 90330000 |  |  | Foshan Anle | [23 empty] | Dental Chair Spares-Foshan Anle- ULTIMA CHAIR BACKREST COVER
IM01704 | Dental Chair Spares-Foshan Anle-Old Ultima Chair Back Lower Cover |  |  | A Class | NOS | NOS | I-Inventory |  |  | Spares | Dental Chair-Spares | Dental Equiment | Main Location | 90330000 |  |  | Foshan Anle | [23 empty] | Dental Chair Spares-Foshan Anle--Old Ultima Chair Back Lower Cover
IM01705 | Dental Chair Spares-Foshan Anle-Old Ultima Chair Backrest Pink Upholstery |  |  | A Class | NOS | NOS | I-Inventory |  |  | Spares | Dental Chair-Spares | Dental Equiment | Main Location | 90330000 |  |  | Foshan Anle | [23 empty] | Dental Chair Spares-Foshan Anle--Old Ultima Chair Backrest Pink Upholstery
IM01706 | Dental Chair Spares-Foshan Anle-Old Ultima Spitoon Arm |  |  | A Class | NOS | NOS | I-Inventory |  |  | Spares | Dental Chair-Spares | Dental Equiment | Main Location | 90330000 |  |  | Foshan Anle | [23 empty] | Dental Chair Spares-Foshan Anle--Old Ultima Spitoon Arm
IM01707 | Dental Chair Spares-Foshan Anle-Ultima 4 Pin Retraction Valve Rub Valve |  |  | A Class | NOS | NOS | I-Inventory |  |  | Spares | Dental Chair-Spares | Dental Equiment | Main Location | 90330000 |  |  | Foshan Anle | [23 empty] | Dental Chair Spares-Foshan Anle--Ultima 4 Pin Retraction Valve Rub Valve
IM01708 | Dental Chair Spares-Foshan Anle-Ultima Assistant Side PCB |  |  | A Class | NOS | NOS | I-Inventory |  |  | Spares | Dental Chair-Spares | Dental Equiment | Main Location | 90330000 |  |  | Foshan Anle | [23 empty] | Dental Chair Spares-Foshan Anle--Ultima Assistant Side Pcb
IM01709 | Dental Chair Spares-Foshan Anle-Ultima Chair 3 In 1 Valve- Rub Valve |  |  | A Class | NOS | NOS | I-Inventory |  |  | Spares | Dental Chair-Spares | Dental Equiment | Main Location | 90330000 |  |  | Foshan Anle | [23 empty] | Dental Chair Spares-Foshan Anle--Ultima Chair 3 in 1 Valve- Rub Valve
IM01710 | Dental Chair Spares-Foshan Anle-Ultima Chair Base Front Cover |  |  | A Class | NOS | NOS | I-Inventory |  |  | Spares | Dental Chair-Spares | Dental Equiment | Main Location | 90330000 |  |  | Foshan Anle | [23 empty] | Dental Chair Spares-Foshan Anle--ULTIMA CHAIR BASE FRONT COVER
IM01711 | Dental Chair Spares-Foshan Anle-Ultima Chair Delivery Unit Handle |  |  | A Class | NOS | NOS | I-Inventory |  |  | Spares | Dental Chair-Spares | Dental Equiment | Main Location | 90330000 |  |  | Foshan Anle | [23 empty] | Dental Chair Spares-Foshan Anle--ULTIMA CHAIR DELIVERY UNIT HANDLE
IM01712 | Dental Chair Spares-Foshan Anle-Ultima Chair Delivery Unit Lower Support |  |  | A Class | NOS | NOS | I-Inventory |  |  | Spares | Dental Chair-Spares | Dental Equiment | Main Location | 90330000 |  |  | Foshan Anle | [23 empty] | Dental Chair Spares-Foshan Anle--Ultima Chair Delivery Unit Lower Support
IM01713 | Dental Chair Spares-Foshan Anle-Ultima Chair Delivery Unit Sticker |  |  | A Class | NOS | NOS | I-Inventory |  |  | Spares | Dental Chair-Spares | Dental Equiment | Main Location | 90330000 |  |  | Foshan Anle | [23 empty] | Dental Chair Spares-Foshan Anle--Ultima Chair Delivery Unit Sticker
IM01714 | Dental Chair Spares-Foshan Anle-Ultima Chair Floor Box Cover |  |  | A Class | NOS | NOS | I-Inventory |  |  | Spares | Dental Chair-Spares | Dental Equiment | Main Location | 90330000 |  |  | Foshan Anle | [23 empty] | Dental Chair Spares-Foshan Anle--ULTIMA CHAIR FLOOR BOX COVER
IM01715 | Dental Chair Spares-Foshan Anle-Ultima Chair Foot Control |  |  | A Class | NOS | NOS | I-Inventory |  |  | Spares | Dental Chair-Spares | Dental Equiment | Main Location | 90330000 |  |  | Foshan Anle | [23 empty] | Dental Chair Spares-Foshan Anle--ULTIMA CHAIR FOOT CONTROL
IM01716 | Dental Chair Spares-Foshan Anle-Ultima Chair Handrest Left Arm |  |  | A Class | NOS | NOS | I-Inventory |  |  | Spares | Dental Chair-Spares | Dental Equiment | Main Location | 90330000 |  |  | Foshan Anle | [23 empty] | Dental Chair Spares-Foshan Anle--ULTIMA CHAIR HANDREST LEFT ARM
IM01717 | Dental Chair Spares-Foshan Anle-Ultima Chair Handrest Right Arm |  |  | A Class | NOS | NOS | I-Inventory |  |  | Spares | Dental Chair-Spares | Dental Equiment | Main Location | 90330000 |  |  | Foshan Anle | [23 empty] | Dental Chair Spares-Foshan Anle--ULTIMA CHAIR HANDREST RIGHT ARM
IM01718 | Dental Chair Spares-Foshan Anle-Ultima Chair Transformer |  |  | A Class | NOS | NOS | I-Inventory |  |  | Spares | Dental Chair-Spares | Dental Equiment | Main Location | 90330000 |  |  | Foshan Anle | [23 empty] | Dental Chair Spares-Foshan Anle--ULTIMA CHAIR TRANSFORMER
IM01719 | Dental Chair Spares-Foshan Anle-Ultima Chair Up Backrest Motor |  |  | A Class | NOS | NOS | I-Inventory |  |  | Spares | Dental Chair-Spares | Dental Equiment | Main Location | 90330000 |  |  | Foshan Anle | [23 empty] | Dental Chair Spares-Foshan Anle--ULTIMA CHAIR UP BACKREST MOTOR
IM01720 | Dental Chair Spares-Foshan Anle-Ultima Delivery Unit Upper Cover |  |  | A Class | NOS | NOS | I-Inventory |  |  | Spares | Dental Chair-Spares | Dental Equiment | Main Location | 90330000 |  |  | Foshan Anle | [23 empty] | Dental Chair Spares-Foshan Anle--ULTIMA DELIVERY UNIT UPPER COVER
IM01721 | Dental Chair Spares-Foshan Anle- Al-325-1 3 In 1 Membrane Flake Hexagonal |  |  | A Class | NOS | NOS | I-Inventory |  |  | Spares | Dental Chair-Spares | Dental Equiment | Main Location | 90330000 |  |  | Foshan Anle | [23 empty] | FN/SP/AC-FOSHAN ANLE AL-325-1 3 IN 1 MEMBRANE FLAKE HEXAGONAL
IM01722 | Dental Chair Spares-Foshan Anle- Al-348 Transformer |  |  | A Class | NOS | NOS | I-Inventory |  |  | Spares | Dental Chair-Spares | Dental Equiment | Main Location | 90330000 |  |  | Foshan Anle | [23 empty] | FN/SP/AC-FOSHAN ANLE AL-348 TRANSFORMER
IM01723 | Dental Chair Spares-Foshan Anle- Al-413 Instrument Tray |  |  | A Class | NOS | NOS | I-Inventory |  |  | Spares | Dental Chair-Spares | Dental Equiment | Main Location | 90330000 |  |  | Foshan Anle | [23 empty] | FN/SP/AC-FOSHAN ANLE AL-413 INSTRUMENT TRAY
IM01724 | Dental Chair Spares-Foshan Anle- Al-913 Sensor For Water Supply |  |  | A Class | NOS | NOS | I-Inventory |  |  | Spares | Dental Chair-Spares | Dental Equiment | Main Location | 90330000 |  |  | Foshan Anle | [23 empty] | FN/SP/AC-FOSHAN ANLE AL-913 SENSOR FOR WATER SUPPLY
IM01725 | Dental Chair Spares-Foshan Anle- Al-919 Instrument Tray Connector |  |  | A Class | NOS | NOS | I-Inventory |  |  | Spares | Dental Chair-Spares | Dental Equiment | Main Location | 90330000 |  |  | Foshan Anle | [23 empty] | FN/SP/AC-FOSHAN ANLE AL-919 INSTRUMENT TRAY CONNECTOR
IM01726 | Dental Chair Spares-Foshan Anle- Al-929 Circuit Board For Film Viewer |  |  | A Class | NOS | NOS | I-Inventory |  |  | Spares | Dental Chair-Spares | Dental Equiment | Main Location | 90330000 |  |  | Foshan Anle | [23 empty] | FN/SP/AC-FOSHAN ANLE AL-929 CIRCUIT BOARD FOR FILM VIEWER
IM01727 | Dental Chair Spares-Foshan Anle- Dsc 10-1 Control Box |  |  | A Class | NOS | NOS | I-Inventory |  |  | Spares | Dental Chair-Spares | Dental Equiment | Main Location | 90330000 |  |  | Foshan Anle | [23 empty] | FN/SP/AC-FOSHAN ANLE DSC 10-1 CONTROL BOX
IM01728 | Dental Chair Spares-Foshan Anle- Dsc 10-2 Connecting Lines |  |  | A Class | NOS | NOS | I-Inventory |  |  | Spares | Dental Chair-Spares | Dental Equiment | Main Location | 90330000 |  |  | Foshan Anle | [23 empty] | FN/SP/AC-FOSHAN ANLE DSC 10-2 CONNECTING LINES
IM01729 | Dental Chair Spares-Foshan Anle- Dsc-10-3 Main Control Keypress |  |  | A Class | NOS | NOS | I-Inventory |  |  | Spares | Dental Chair-Spares | Dental Equiment | Main Location | 90330000 |  |  | Foshan Anle | [23 empty] | FN/SP/AC-FOSHAN ANLE DSC-10-3 MAIN CONTROL KEYPRESS
IM01730 | Dental Chair Spares-Foshan Anle- Dsc-10-5 Circuit Board |  |  | A Class | NOS | NOS | I-Inventory |  |  | Spares | Dental Chair-Spares | Dental Equiment | Main Location | 90330000 |  |  | Foshan Anle | [23 empty] | FN/SP/AC-FOSHAN ANLE DSC-10-5 CIRCUIT BOARD
IM01731 | Dental Chair Spares-Foshan Anle-Water Unit Cover |  |  | A Class | NOS | NOS | I-Inventory |  |  | Spares | Dental Chair-Spares | Dental Equiment | Main Location | 90330000 |  |  | Foshan Anle | [23 empty] | Foshan Anle Dental Chair Water Unit Cover
IM01732 | Dental Chair Spares-Foshan Anle-Ultima Chair Led Light Driver |  |  | A Class | NOS | NOS | I-Inventory |  |  | Spares | Dental Chair-Spares | Dental Equiment | Main Location | 90330000 |  |  | Foshan Anle | [23 empty] | Ultima Chair Led Light Driver
IM01733 | Dental Chair Spares-Foshan Anle-Ultima Chair Small X-Ray Viewer PCB |  |  | A Class | NOS | NOS | I-Inventory |  |  | Spares | Dental Chair-Spares | Dental Equiment | Main Location | 90330000 |  |  | Foshan Anle | [23 empty] | Ultima Chair Small X-ray Viewer Pcb
IM01734 | Dental Chair Spares-Foshan Anle-Ultima Chair Spitoon And Tumbler Stand |  |  | A Class | NOS | NOS | I-Inventory |  |  | Spares | Dental Chair-Spares | Dental Equiment | Main Location | 90330000 |  |  | Foshan Anle | [23 empty] | Ultima Chair Spitoon And Tumbler Stand
IM01735 | Dental Chair Spares-Foshan Anle-Ultima Chair X-Ray Viewer PCB |  |  | A Class | NOS | NOS | I-Inventory |  |  | Spares | Dental Chair-Spares | Dental Equiment | Main Location | 90330000 |  |  | Foshan Anle | [23 empty] | Ultima Chair X-ray Viewer Pcb
IM01736 | Dental Chair Spares-Foshan Anle-Ultima Delivery Unit PCB |  |  | A Class | NOS | NOS | I-Inventory |  |  | Spares | Dental Chair-Spares | Dental Equiment | Main Location | 90330000 |  |  | Foshan Anle | [23 empty] | Ultima Delivery Unit Pcb
IM01737 | Dental Chair Spares-Foshan Anle-Ultima Tumbler PCB With Sensor |  |  | A Class | NOS | NOS | I-Inventory |  |  | Spares | Dental Chair-Spares | Dental Equiment | Main Location | 90330000 |  |  | Foshan Anle | [23 empty] | Ultima Tumbler Pcb With Sensor
IM01738 | Dental Chair Spares-Foshan Anle-Ultima Water Unit PCB |  |  | A Class | NOS | NOS | I-Inventory |  |  | Spares | Dental Chair-Spares | Dental Equiment | Main Location | 90330000 |  |  | Foshan Anle | [23 empty] | Ultima Water Unit Pcb
IM01739 | Dental Chair Spares-Foshan Anle-Ultima Assistant Side W/U Sticker |  |  | A Class | NOS | NOS | I-Inventory |  |  | Spares | Dental Chair-Spares | Dental Equiment | Main Location | 90330000 |  |  | Foshan Anle | [23 empty] | Dental Chair Spares-Foshan Anle--Ultima Assistant Side W/u Sticker
IM01740 | Denal Chair Spares-Foshan Keju-Upholsery Base Cover |  |  | A Class | NOS | NOS | I-Inventory |  |  | Spares | Dental Chair-Spares | Dental Equiment | Main Location | 90330000 |  |  | Foshan Keju | [23 empty] | Chair Upholsery Base Cover
IM01741 | Denal Chair Spares-Foshan Keju-Flare Assistance Side PCB |  |  | A Class | NOS | NOS | I-Inventory |  |  | Spares | Dental Chair-Spares | Dental Equiment | Main Location | 90330000 |  |  | Foshan Keju | [23 empty] | CHC SPARE -FLARE ASSISTANCE SIDE PCB
IM01742 | Denal Chair Spares-Foshan Keju-Flare Delivery Unit PCB |  |  | A Class | NOS | NOS | I-Inventory |  |  | Spares | Dental Chair-Spares | Dental Equiment | Main Location | 90330000 |  |  | Foshan Keju | [23 empty] | CHC SPARE -FLARE DELIVERY UNIT PCB
IM01743 | Denal Chair Spares-Foshan Keju- Foot Control Switch |  |  | A Class | NOS | NOS | I-Inventory |  |  | Spares | Dental Chair-Spares | Dental Equiment | Main Location | 90330000 |  |  | Foshan Keju | [23 empty] | CHC SPARE- FOOT CONTROL SWITCH
IM01744 | Denal Chair Spares-Foshan Keju- Old Flare Chair Light PCB |  |  | A Class | NOS | NOS | I-Inventory |  |  | Spares | Dental Chair-Spares | Dental Equiment | Main Location | 90330000 |  |  | Foshan Keju | [23 empty] | CHC SPARE- OLD FLARE CHAIR LIGHT PCB
IM01745 | Denal Chair Spares-Foshan Keju-Flare Decorative Ring H-95 |  |  | A Class | NOS | NOS | I-Inventory |  |  | Spares | Dental Chair-Spares | Dental Equiment | Main Location | 90330000 |  |  | Foshan Keju | [23 empty] | CHC SPARE-FLARE DECORATIVE RING H-95
IM01746 | Denal Chair Spares-Foshan Keju-Flare Dust Controller |  |  | A Class | NOS | NOS | I-Inventory |  |  | Spares | Dental Chair-Spares | Dental Equiment | Main Location | 90330000 |  |  | Foshan Keju | [23 empty] | CHC SPARE-FLARE DUST CONTROLLER
IM01747 | Denal Chair Spares-Foshan Keju-Flare Motor Cover |  |  | A Class | NOS | NOS | I-Inventory |  |  | Spares | Dental Chair-Spares | Dental Equiment | Main Location | 90330000 |  |  | Foshan Keju | [23 empty] | CHC SPARE-FLARE MOTOR COVER
IM01748 | Denal Chair Spares-Foshan Keju-Flare Tumbler Cupfiler Unit |  |  | A Class | NOS | NOS | I-Inventory |  |  | Spares | Dental Chair-Spares | Dental Equiment | Main Location | 90330000 |  |  | Foshan Keju | [23 empty] | CHC SPARE-FLARE TUMBLER CUPFILER UNIT
IM01749 | Denal Chair Spares-Foshan Keju-Flare Water Unit Side Cover |  |  | A Class | NOS | NOS | I-Inventory |  |  | Spares | Dental Chair-Spares | Dental Equiment | Main Location | 90330000 |  |  | Foshan Keju | [23 empty] | CHC SPARE-FLARE WATER UNIT SIDE COVER
IM01750 | Denal Chair Spares-Foshan Keju- Delivery Unit Foot Control Kh-011 |  |  | A Class | NOS | NOS | I-Inventory |  |  | Spares | Dental Chair-Spares | Dental Equiment | Main Location | 90330000 |  |  | Foshan Keju | [23 empty] | FK//DU/SP/KEJU DELIVERY UNIT FOOT CONTROL KH-011
IM01751 | Denal Chair Spares-Foshan Keju- Backrest Cover Kp-001 |  |  | A Class | NOS | NOS | I-Inventory |  |  | Spares | Dental Chair-Spares | Dental Equiment | Main Location | 90330000 |  |  | Foshan Keju | [23 empty] | FK/BA/SP/KEJU BACKREST COVER KP-001
IM01752 | Denal Chair Spares-Foshan Keju- Small Floor Box Cover Kp-003 |  |  | A Class | NOS | NOS | I-Inventory |  |  | Spares | Dental Chair-Spares | Dental Equiment | Main Location | 90330000 |  |  | Foshan Keju | [23 empty] | FK/BA/SP/KEJU SMALL FLOOR BOX COVER KP-003
IM01753 | Denal Chair Spares-Foshan Keju- Air And Water Distributor |  |  | A Class | NOS | NOS | I-Inventory |  |  | Spares | Dental Chair-Spares | Dental Equiment | Main Location | 90330000 |  |  | Foshan Keju | [23 empty] | FK/CH/SP/KEJU AIR AND WATER DISTRIBUTOR
IM01754 | Denal Chair Spares-Foshan Keju- Assistant Upper Body(New Type) |  |  | A Class | NOS | NOS | I-Inventory |  |  | Spares | Dental Chair-Spares | Dental Equiment | Main Location | 90330000 |  |  | Foshan Keju | [23 empty] | FK/CH/SP/KEJU ASSISTANT UPPER BODY(New Type)
IM01755 | Denal Chair Spares-Foshan Keju- Chair Led Light |  |  | A Class | NOS | NOS | I-Inventory |  |  | Spares | Dental Chair-Spares | Dental Equiment | Main Location | 90330000 |  |  | Foshan Keju | [23 empty] | FK/CH/SP/KEJU CHAIR LED LIGHT
IM01756 | Denal Chair Spares-Foshan Keju- Chair Led Light Oval Shape Cover |  |  | A Class | NOS | NOS | I-Inventory |  |  | Spares | Dental Chair-Spares | Dental Equiment | Main Location | 90330000 |  |  | Foshan Keju | [23 empty] | FK/CH/SP/KEJU CHAIR LED LIGHT OVAL SHAPE COVER
IM01757 | Denal Chair Spares-Foshan Keju- Chair Led Light PCB |  |  | A Class | NOS | NOS | I-Inventory |  |  | Spares | Dental Chair-Spares | Dental Equiment | Main Location | 90330000 |  |  | Foshan Keju | [23 empty] | FK/CH/SP/KEJU CHAIR LED LIGHT PCB
IM01758 | Denal Chair Spares-Foshan Keju- Chair Pillow Support Kh-016 |  |  | A Class | NOS | NOS | I-Inventory |  |  | Spares | Dental Chair-Spares | Dental Equiment | Main Location | 90330000 |  |  | Foshan Keju | [23 empty] | FK/CH/SP/KEJU CHAIR PILLOW SUPPORT KH-016
IM01759 | Denal Chair Spares-Foshan Keju- Low Suction Cannula(Aluminium) |  |  | A Class | NOS | NOS | I-Inventory |  |  | Spares | Dental Chair-Spares | Dental Equiment | Main Location | 90330000 |  |  | Foshan Keju | [23 empty] | FK/CH/SP/KEJU LOW SUCTION CANNULA(ALUMINIUM)
IM01760 | Denal Chair Spares-Foshan Keju- Aluminium Strong And Weak Suction Kv-015 |  |  | A Class | NOS | NOS | I-Inventory |  |  | Spares | Dental Chair-Spares | Dental Equiment | Main Location | 90330000 |  |  | Foshan Keju | [23 empty] | FK/DC/SP/KEJU ALUMINIUM STRONG AND WEAK SUCTION KV-015
IM01761 | Denal Chair Spares-Foshan Keju- Asst Side Water Unit PCB |  |  | A Class | NOS | NOS | I-Inventory |  |  | Spares | Dental Chair-Spares | Dental Equiment | Main Location | 90330000 |  |  | Foshan Keju | [23 empty] | FK/DC/SP/KEJU ASST SIDE WATER UNIT PCB
IM01762 | Denal Chair Spares-Foshan Keju-Chair Water Exchange Switch Kp-014 |  |  | A Class | NOS | NOS | I-Inventory |  |  | Spares | Dental Chair-Spares | Dental Equiment | Main Location | 90330000 |  |  | Foshan Keju | [23 empty] | FK/SP/KEHU CHAIR WATER EXCHANGE SWITCH KP-014
IM01763 | Denal Chair Spares-Foshan Keju- 3 In 1 Valve Kv-005 |  |  | A Class | NOS | NOS | I-Inventory |  |  | Spares | Dental Chair-Spares | Dental Equiment | Main Location | 90330000 |  |  | Foshan Keju | [23 empty] | FK/SP/KEJU 3 IN 1 VALVE KV-005
IM01764 | Denal Chair Spares-Foshan Keju- 3 Way Tubing Sleeves |  |  | A Class | NOS | NOS | I-Inventory |  |  | Spares | Dental Chair-Spares | Dental Equiment | Main Location | 90330000 |  |  | Foshan Keju | [23 empty] | FK/SP/KEJU 3 WAY TUBING SLEEVES
IM01765 | Denal Chair Spares-Foshan Keju- Air Cylinder |  |  | A Class | NOS | NOS | I-Inventory |  |  | Spares | Dental Chair-Spares | Dental Equiment | Main Location | 90330000 |  |  | Foshan Keju | [23 empty] | FK/SP/KEJU AIR CYLINDER
IM01766 | Denal Chair Spares-Foshan Keju- Assistant Control Box Kp-012 |  |  | A Class | NOS | NOS | I-Inventory |  |  | Spares | Dental Chair-Spares | Dental Equiment | Main Location | 90330000 |  |  | Foshan Keju | [23 empty] | FK/SP/KEJU ASSISTANT CONTROL BOX KP-012
IM01767 | Denal Chair Spares-Foshan Keju- Backrest Motor Ke-002 |  |  | A Class | NOS | NOS | I-Inventory |  |  | Spares | Dental Chair-Spares | Dental Equiment | Main Location | 90330000 |  |  | Foshan Keju | [23 empty] | FK/SP/KEJU BACKREST MOTOR KE-002
IM01768 | Denal Chair Spares-Foshan Keju- Balance Arm Cap Only |  |  | A Class | NOS | NOS | I-Inventory |  |  | Spares | Dental Chair-Spares | Dental Equiment | Main Location | 90330000 |  |  | Foshan Keju | [23 empty] | FK/SP/KEJU BALANCE ARM CAP ONLY
IM01769 | Denal Chair Spares-Foshan Keju- Balance Arm Kh-003 |  |  | A Class | NOS | NOS | I-Inventory |  |  | Spares | Dental Chair-Spares | Dental Equiment | Main Location | 90330000 |  |  | Foshan Keju | [23 empty] | FK/SP/KEJU BALANCE ARM KH-003
IM01770 | Denal Chair Spares-Foshan Keju- Ceramic Spitoon |  |  | A Class | NOS | NOS | I-Inventory |  |  | Spares | Dental Chair-Spares | Dental Equiment | Main Location | 90330000 |  |  | Foshan Keju | [23 empty] | FK/SP/KEJU CERAMIC SPITOON
IM01771 | Denal Chair Spares-Foshan Keju- Chair Backrest Upholstery Light Green 0 |  |  | A Class | NOS | NOS | I-Inventory |  |  | Spares | Dental Chair-Spares | Dental Equiment | Main Location | 90330000 |  |  | Foshan Keju | [23 empty] | FK/SP/KEJU CHAIR BACKREST UPHOLSTERY LIGHT GREEN 0
IM01772 | Denal Chair Spares-Foshan Keju- Chair Base Floor Front Cover Kp-028 |  |  | A Class | NOS | NOS | I-Inventory |  |  | Spares | Dental Chair-Spares | Dental Equiment | Main Location | 90330000 |  |  | Foshan Keju | [23 empty] | FK/SP/KEJU CHAIR BASE FLOOR FRONT COVER KP-028
IM01773 | Denal Chair Spares-Foshan Keju- Chair Hand Rest Arm |  |  | A Class | NOS | NOS | I-Inventory |  |  | Spares | Dental Chair-Spares | Dental Equiment | Main Location | 90330000 |  |  | Foshan Keju | [23 empty] | FK/SP/KEJU CHAIR HAND REST ARM
IM01774 | Denal Chair Spares-Foshan Keju- Chair Main Foot Control Kh-012 |  |  | A Class | NOS | NOS | I-Inventory |  |  | Spares | Dental Chair-Spares | Dental Equiment | Main Location | 90330000 |  |  | Foshan Keju | [23 empty] | FK/SP/KEJU CHAIR MAIN FOOT CONTROL KH-012
IM01775 | Denal Chair Spares-Foshan Keju- Chair Main PCB Ke-003 |  |  | A Class | NOS | NOS | I-Inventory |  |  | Spares | Dental Chair-Spares | Dental Equiment | Main Location | 90330000 |  |  | Foshan Keju | [23 empty] | FK/SP/KEJU CHAIR MAIN PCB KE-003
IM01776 | Denal Chair Spares-Foshan Keju- Chair Motor Cover (Transformer Cover) |  |  | A Class | NOS | NOS | I-Inventory |  |  | Spares | Dental Chair-Spares | Dental Equiment | Main Location | 90330000 |  |  | Foshan Keju | [23 empty] | FK/SP/KEJU CHAIR MOTOR COVER (TRANSFORMER COVER)
IM01777 | Denal Chair Spares-Foshan Keju- Chair Motor Lid |  |  | A Class | NOS | NOS | I-Inventory |  |  | Spares | Dental Chair-Spares | Dental Equiment | Main Location | 90330000 |  |  | Foshan Keju | [23 empty] | FK/SP/KEJU CHAIR MOTOR LID
IM01778 | Denal Chair Spares-Foshan Keju- Chair Updown Motor Ke-001 |  |  | A Class | NOS | NOS | I-Inventory |  |  | Spares | Dental Chair-Spares | Dental Equiment | Main Location | 90330000 |  |  | Foshan Keju | [23 empty] | FK/SP/KEJU CHAIR UPDOWN MOTOR KE-001
IM01779 | Denal Chair Spares-Foshan Keju- Chair Water Bottle Holder |  |  | A Class | NOS | NOS | I-Inventory |  |  | Spares | Dental Chair-Spares | Dental Equiment | Main Location | 90330000 |  |  | Foshan Keju | [23 empty] | FK/SP/KEJU CHAIR WATER BOTTLE HOLDER
IM01780 | Denal Chair Spares-Foshan Keju- Delivery Unit Arm |  |  | A Class | NOS | NOS | I-Inventory |  |  | Spares | Dental Chair-Spares | Dental Equiment | Main Location | 90330000 |  |  | Foshan Keju | [23 empty] | FK/SP/KEJU DELIVERY UNIT ARM
IM01781 | Denal Chair Spares-Foshan Keju- Delivery Unit Lower Cover Kp-002 |  |  | A Class | NOS | NOS | I-Inventory |  |  | Spares | Dental Chair-Spares | Dental Equiment | Main Location | 90330000 |  |  | Foshan Keju | [23 empty] | FK/SP/KEJU DELIVERY UNIT LOWER COVER KP-002
IM01782 | Denal Chair Spares-Foshan Keju- Delivery Unit Lower Support Arm Kp-008 |  |  | A Class | NOS | NOS | I-Inventory |  |  | Spares | Dental Chair-Spares | Dental Equiment | Main Location | 90330000 |  |  | Foshan Keju | [23 empty] | FK/SP/KEJU DELIVERY UNIT LOWER SUPPORT ARM KP-008
IM01783 | Denal Chair Spares-Foshan Keju- Delivery Unit PCB Ke 005 |  |  | A Class | NOS | NOS | I-Inventory |  |  | Spares | Dental Chair-Spares | Dental Equiment | Main Location | 90330000 |  |  | Foshan Keju | [23 empty] | FK/SP/KEJU DELIVERY UNIT PCB KE 005
IM01784 | Denal Chair Spares-Foshan Keju- Delivery Unit PCB Sticker |  |  | A Class | NOS | NOS | I-Inventory |  |  | Spares | Dental Chair-Spares | Dental Equiment | Main Location | 90330000 |  |  | Foshan Keju | [23 empty] | FK/SP/KEJU DELIVERY UNIT PCB STICKER
IM01785 | Denal Chair Spares-Foshan Keju- Dirt Collector Kv-026 |  |  | A Class | NOS | NOS | I-Inventory |  |  | Spares | Dental Chair-Spares | Dental Equiment | Main Location | 90330000 |  |  | Foshan Keju | [23 empty] | FK/SP/KEJU DIRT COLLECTOR KV-026
IM01786 | Denal Chair Spares-Foshan Keju- Disposable Cup Holder Kp-023 |  |  | A Class | NOS | NOS | I-Inventory |  |  | Spares | Dental Chair-Spares | Dental Equiment | Main Location | 90330000 |  |  | Foshan Keju | [23 empty] | FK/SP/KEJU DISPOSABLE CUP HOLDER KP-023
IM01787 | Denal Chair Spares-Foshan Keju- Foot Control Joystick |  |  | A Class | NOS | NOS | I-Inventory |  |  | Spares | Dental Chair-Spares | Dental Equiment | Main Location | 90330000 |  |  | Foshan Keju | [23 empty] | FK/SP/KEJU FOOT CONTROL JOYSTICK
IM01788 | Denal Chair Spares-Foshan Keju- Foot Pedal Kh-008 |  |  | A Class | NOS | NOS | I-Inventory |  |  | Spares | Dental Chair-Spares | Dental Equiment | Main Location | 90330000 |  |  | Foshan Keju | [23 empty] | FK/SP/KEJU FOOT PEDAL KH-008
IM01789 | Denal Chair Spares-Foshan Keju- Foot Pedal Kh-018 |  |  | A Class | NOS | NOS | I-Inventory |  |  | Spares | Dental Chair-Spares | Dental Equiment | Main Location | 90330000 |  |  | Foshan Keju | [23 empty] | FK/SP/KEJU FOOT PEDAL KH-018
IM01790 | Denal Chair Spares-Foshan Keju- Halogen Light Ke-015 |  |  | A Class | NOS | NOS | I-Inventory |  |  | Spares | Dental Chair-Spares | Dental Equiment | Main Location | 90330000 |  |  | Foshan Keju | [23 empty] | FK/SP/KEJU HALOGEN LIGHT KE-015
IM01791 | Denal Chair Spares-Foshan Keju- Junction Box Connector Kp-015 |  |  | A Class | NOS | NOS | I-Inventory |  |  | Spares | Dental Chair-Spares | Dental Equiment | Main Location | 90330000 |  |  | Foshan Keju | [23 empty] | FK/SP/KEJU JUNCTION BOX CONNECTOR KP-015
IM01792 | Denal Chair Spares-Foshan Keju- Left Handrest Arm |  |  | A Class | NOS | NOS | I-Inventory |  |  | Spares | Dental Chair-Spares | Dental Equiment | Main Location | 90330000 |  |  | Foshan Keju | [23 empty] | FK/SP/KEJU LEFT HANDREST ARM
IM01793 | Denal Chair Spares-Foshan Keju- Light Arm Kh-002 |  |  | A Class | NOS | NOS | I-Inventory |  |  | Spares | Dental Chair-Spares | Dental Equiment | Main Location | 90330000 |  |  | Foshan Keju | [23 empty] | FK/SP/KEJU LIGHT ARM KH-002
IM01794 | Denal Chair Spares-Foshan Keju- Light Arm Straight Pole |  |  | A Class | NOS | NOS | I-Inventory |  |  | Spares | Dental Chair-Spares | Dental Equiment | Main Location | 90330000 |  |  | Foshan Keju | [23 empty] | FK/SP/KEJU LIGHT ARM STRAIGHT POLE
IM01795 | Denal Chair Spares-Foshan Keju- Light Reflector Cover |  |  | A Class | NOS | NOS | I-Inventory |  |  | Spares | Dental Chair-Spares | Dental Equiment | Main Location | 90330000 |  |  | Foshan Keju | [23 empty] | FK/SP/KEJU LIGHT REFLECTOR COVER
IM01796 | Denal Chair Spares-Foshan Keju- Light Reflector Glass |  |  | A Class | NOS | NOS | I-Inventory |  |  | Spares | Dental Chair-Spares | Dental Equiment | Main Location | 90330000 |  |  | Foshan Keju | [23 empty] | FK/SP/KEJU LIGHT REFLECTOR GLASS
IM01797 | Denal Chair Spares-Foshan Keju- Low Suction Cannula |  |  | A Class | NOS | NOS | I-Inventory |  |  | Spares | Dental Chair-Spares | Dental Equiment | Main Location | 90330000 |  |  | Foshan Keju | [23 empty] | FK/SP/KEJU LOW SUCTION CANNULA
IM01798 | Denal Chair Spares-Foshan Keju- Main Control Wire |  |  | A Class | NOS | NOS | I-Inventory |  |  | Spares | Dental Chair-Spares | Dental Equiment | Main Location | 90330000 |  |  | Foshan Keju | [23 empty] | FK/SP/KEJU MAIN CONTROL WIRE
IM01799 | Denal Chair Spares-Foshan Keju- Orange Headrest Upholstery |  |  | A Class | NOS | NOS | I-Inventory |  |  | Spares | Dental Chair-Spares | Dental Equiment | Main Location | 90330000 |  |  | Foshan Keju | [23 empty] | FK/SP/KEJU ORANGE HEADREST UPHOLSTERY
IM01800 | Denal Chair Spares-Foshan Keju- Right Handrest Arm |  |  | A Class | NOS | NOS | I-Inventory |  |  | Spares | Dental Chair-Spares | Dental Equiment | Main Location | 90330000 |  |  | Foshan Keju | [23 empty] | FK/SP/KEJU RIGHT HANDREST ARM
IM01801 | Denal Chair Spares-Foshan Keju- Round Tray Kp-005 |  |  | A Class | NOS | NOS | I-Inventory |  |  | Spares | Dental Chair-Spares | Dental Equiment | Main Location | 90330000 |  |  | Foshan Keju | [23 empty] | FK/SP/KEJU ROUND TRAY KP-005
IM01802 | Denal Chair Spares-Foshan Keju- Sensor And Week Suction Kp-017 |  |  | A Class | NOS | NOS | I-Inventory |  |  | Spares | Dental Chair-Spares | Dental Equiment | Main Location | 90330000 |  |  | Foshan Keju | [23 empty] | FK/SP/KEJU SENSOR AND WEEK SUCTION KP-017
IM01803 | Denal Chair Spares-Foshan Keju- Sensor Switch Ke-017 |  |  | A Class | NOS | NOS | I-Inventory |  |  | Spares | Dental Chair-Spares | Dental Equiment | Main Location | 90330000 |  |  | Foshan Keju | [23 empty] | FK/SP/KEJU SENSOR SWITCH KE-017
IM01804 | Denal Chair Spares-Foshan Keju- Simplified Decompressing Valve |  |  | A Class | NOS | NOS | I-Inventory |  |  | Spares | Dental Chair-Spares | Dental Equiment | Main Location | 90330000 |  |  | Foshan Keju | [23 empty] | FK/SP/KEJU SIMPLIFIED DECOMPRESSING VALVE
IM01805 | Denal Chair Spares-Foshan Keju- Spit Sucking Valve Kv-002 |  |  | A Class | NOS | NOS | I-Inventory |  |  | Spares | Dental Chair-Spares | Dental Equiment | Main Location | 90330000 |  |  | Foshan Keju | [23 empty] | FK/SP/KEJU SPIT SUCKING VALVE KV-002
IM01806 | Denal Chair Spares-Foshan Keju- Spitoon Assembly Base |  |  | A Class | NOS | NOS | I-Inventory |  |  | Spares | Dental Chair-Spares | Dental Equiment | Main Location | 90330000 |  |  | Foshan Keju | [23 empty] | FK/SP/KEJU SPITOON ASSEMBLY BASE
IM01807 | Denal Chair Spares-Foshan Keju- Spitoon Filter Kit |  |  | A Class | NOS | NOS | I-Inventory |  |  | Spares | Dental Chair-Spares | Dental Equiment | Main Location | 90330000 |  |  | Foshan Keju | [23 empty] | FK/SP/KEJU SPITOON FILTER KIT
IM01808 | Denal Chair Spares-Foshan Keju- Stool Pump |  |  | A Class | NOS | NOS | I-Inventory |  |  | Spares | Dental Chair-Spares | Dental Equiment | Main Location | 90330000 |  |  | Foshan Keju | [23 empty] | FK/SP/KEJU STOOL PUMP
IM01809 | Denal Chair Spares-Foshan Keju- Stool Upholstery Base Assembly |  |  | A Class | NOS | NOS | I-Inventory |  |  | Spares | Dental Chair-Spares | Dental Equiment | Main Location | 90330000 |  |  | Foshan Keju | [23 empty] | FK/SP/KEJU STOOL UPHOLSTERY BASE ASSEMBLY
IM01810 | Denal Chair Spares-Foshan Keju- Stool Wheel |  |  | A Class | NOS | NOS | I-Inventory |  |  | Spares | Dental Chair-Spares | Dental Equiment | Main Location | 90330000 |  |  | Foshan Keju | [23 empty] | FK/SP/KEJU STOOL WHEEL
IM01811 | Denal Chair Spares-Foshan Keju- Stool Wheel Base |  |  | A Class | NOS | NOS | I-Inventory |  |  | Spares | Dental Chair-Spares | Dental Equiment | Main Location | 90330000 |  |  | Foshan Keju | [23 empty] | FK/SP/KEJU STOOL WHEEL BASE
IM01812 | Denal Chair Spares-Foshan Keju- Strong And Weak Suction Tube Kt-008 |  |  | A Class | NOS | NOS | I-Inventory |  |  | Spares | Dental Chair-Spares | Dental Equiment | Main Location | 90330000 |  |  | Foshan Keju | [23 empty] | FK/SP/KEJU STRONG And WEAK SUCTION TUBE KT-008
IM01813 | Denal Chair Spares-Foshan Keju- Transparent Glass Spitoon |  |  | A Class | NOS | NOS | I-Inventory |  |  | Spares | Dental Chair-Spares | Dental Equiment | Main Location | 90330000 |  |  | Foshan Keju | [23 empty] | FK/SP/KEJU TRANSPARENT GLASS SPITOON
IM01814 | Denal Chair Spares-Foshan Keju- Water Unit PCB Ke-004 |  |  | A Class | NOS | NOS | I-Inventory |  |  | Spares | Dental Chair-Spares | Dental Equiment | Main Location | 90330000 |  |  | Foshan Keju | [23 empty] | FK/SP/KEJU WATER UNIT PCB KE-004
IM01815 | Denal Chair Spares-Foshan Keju- New Handpiece Holder Box |  |  | A Class | NOS | NOS | I-Inventory |  |  | Spares | Dental Chair-Spares | Dental Equiment | Main Location | 90330000 |  |  | Foshan Keju | [23 empty] | FK/SP/KEJU/ NEW HANDPIECE HOLDER BOX
IM01816 | Denal Chair Spares-Foshan Keju-Asst. Side Water Unit Arm |  |  | A Class | NOS | NOS | I-Inventory |  |  | Spares | Dental Chair-Spares | Dental Equiment | Main Location | 90330000 |  |  | Foshan Keju | [23 empty] | FK/SP/KEJU/ASST. SIDE WATER UNIT ARM
IM01817 | Denal Chair Spares-Foshan Keju-Chair Base Back Cover |  |  | A Class | NOS | NOS | I-Inventory |  |  | Spares | Dental Chair-Spares | Dental Equiment | Main Location | 90330000 |  |  | Foshan Keju | [23 empty] | FK/SP/KEJU/CHAIR BASE BACK COVER
IM01818 | Denal Chair Spares-Foshan Keju-Chair Base Back Floor Cover Kp-028 |  |  | A Class | NOS | NOS | I-Inventory |  |  | Spares | Dental Chair-Spares | Dental Equiment | Main Location | 90330000 |  |  | Foshan Keju | [23 empty] | FK/SP/KEJU/CHAIR BASE BACK FLOOR COVER KP-028
IM01819 | Denal Chair Spares-Foshan Keju-Chair Base Left Side Cover |  |  | A Class | NOS | NOS | I-Inventory |  |  | Spares | Dental Chair-Spares | Dental Equiment | Main Location | 90330000 |  |  | Foshan Keju | [23 empty] | FK/SP/KEJU/CHAIR BASE LEFT SIDE COVER
IM01820 | Denal Chair Spares-Foshan Keju-Chair Base Right Side Cover |  |  | A Class | NOS | NOS | I-Inventory |  |  | Spares | Dental Chair-Spares | Dental Equiment | Main Location | 90330000 |  |  | Foshan Keju | [23 empty] | FK/SP/KEJU/CHAIR BASE RIGHT SIDE COVER
IM01821 | Denal Chair Spares-Foshan Keju-Delivery Unit Handle |  |  | A Class | NOS | NOS | I-Inventory |  |  | Spares | Dental Chair-Spares | Dental Equiment | Main Location | 90330000 |  |  | Foshan Keju | [23 empty] | FK/SP/KEJU/DELIVERY UNIT HANDLE
IM01822 | Denal Chair Spares-Foshan Keju-Handpiece Holder Box |  |  | A Class | NOS | NOS | I-Inventory |  |  | Spares | Dental Chair-Spares | Dental Equiment | Main Location | 90330000 |  |  | Foshan Keju | [23 empty] | FK/SP/KEJU/HANDPIECE HOLDER BOX
IM01823 | Denal Chair Spares-Foshan Keju-High Suction Cannula |  |  | A Class | NOS | NOS | I-Inventory |  |  | Spares | Dental Chair-Spares | Dental Equiment | Main Location | 90330000 |  |  | Foshan Keju | [23 empty] | FK/SP/KEJU/HIGH SUCTION CANNULA
IM01824 | Denal Chair Spares-Foshan Keju-High Suction Valve Kv-006 |  |  | A Class | NOS | NOS | I-Inventory |  |  | Spares | Dental Chair-Spares | Dental Equiment | Main Location | 90330000 |  |  | Foshan Keju | [23 empty] | FK/SP/KEJU/HIGH SUCTION VALVE KV-006
IM01825 | Denal Chair Spares-Foshan Keju-Light Handle |  |  | A Class | NOS | NOS | I-Inventory |  |  | Spares | Dental Chair-Spares | Dental Equiment | Main Location | 90330000 |  |  | Foshan Keju | [23 empty] | FK/SP/KEJU/LIGHT HANDLE
IM01826 | Denal Chair Spares-Foshan Keju-Low Suction Valve Kv-007 |  |  | A Class | NOS | NOS | I-Inventory |  |  | Spares | Dental Chair-Spares | Dental Equiment | Main Location | 90330000 |  |  | Foshan Keju | [23 empty] | FK/SP/KEJU/LOW SUCTION VALVE KV-007
IM01827 | Denal Chair Spares-Foshan Keju-Normal Open Valve Kv-009 |  |  | A Class | NOS | NOS | I-Inventory |  |  | Spares | Dental Chair-Spares | Dental Equiment | Main Location | 90330000 |  |  | Foshan Keju | [23 empty] | FK/SP/KEJU/NORMAL OPEN VALVE KV-009
IM01828 | Denal Chair Spares-Foshan Keju-Reflector Ke-019 |  |  | A Class | NOS | NOS | I-Inventory |  |  | Spares | Dental Chair-Spares | Dental Equiment | Main Location | 90330000 |  |  | Foshan Keju | [23 empty] | FK/SP/KEJU/REFLECTOR KE-019
IM01829 | Denal Chair Spares-Foshan Keju-Spitoon Aluminium Cannula |  |  | A Class | NOS | NOS | I-Inventory |  |  | Spares | Dental Chair-Spares | Dental Equiment | Main Location | 90330000 |  |  | Foshan Keju | [23 empty] | FK/SP/KEJU/SPITOON ALUMINIUM CANNULA
IM01830 | Denal Chair Spares-Foshan Keju-Spitoon Assembly |  |  | A Class | NOS | NOS | I-Inventory |  |  | Spares | Dental Chair-Spares | Dental Equiment | Main Location | 90330000 |  |  | Foshan Keju | [23 empty] | FK/SP/KEJU/SPITOON ASSEMBLY
IM01831 | Denal Chair Spares-Foshan Keju-Spitoon Cannula |  |  | A Class | NOS | NOS | I-Inventory |  |  | Spares | Dental Chair-Spares | Dental Equiment | Main Location | 90330000 |  |  | Foshan Keju | [23 empty] | FK/SP/KEJU/SPITOON CANNULA
IM01832 | Denal Chair Spares-Foshan Keju-Suction Cannula |  |  | A Class | NOS | NOS | I-Inventory |  |  | Spares | Dental Chair-Spares | Dental Equiment | Main Location | 90330000 |  |  | Foshan Keju | [23 empty] | FK/SP/KEJU/SUCTION CANNULA
IM01833 | Denal Chair Spares-Foshan Keju-Suction Filter Kp-021 |  |  | A Class | NOS | NOS | I-Inventory |  |  | Spares | Dental Chair-Spares | Dental Equiment | Main Location | 90330000 |  |  | Foshan Keju | [23 empty] | FK/SP/KEJU/SUCTION FILTER KP-021
IM01834 | Denal Chair Spares-Foshan Keju-Tumbler Cannula |  |  | A Class | NOS | NOS | I-Inventory |  |  | Spares | Dental Chair-Spares | Dental Equiment | Main Location | 90330000 |  |  | Foshan Keju | [23 empty] | FK/SP/KEJU/TUMBLER CANNULA
IM01835 | Denal Chair Spares-Foshan Keju-Water Unit Complete Cover |  |  | A Class | NOS | NOS | I-Inventory |  |  | Spares | Dental Chair-Spares | Dental Equiment | Main Location | 90330000 |  |  | Foshan Keju | [23 empty] | FK/SP/KEJU/WATER UNIT COMPLETE COVER
IM01836 | Denal Chair Spares-Foshan Keju-Water Unit Upper Cover |  |  | A Class | NOS | NOS | I-Inventory |  |  | Spares | Dental Chair-Spares | Dental Equiment | Main Location | 90330000 |  |  | Foshan Keju | [23 empty] | FK/SP/KEJU/WATER UNIT UPPER COVER
IM01837 | Denal Chair Spares-Foshan Keju-X-Ray Viewer |  |  | A Class | NOS | NOS | I-Inventory |  |  | Spares | Dental Chair-Spares | Dental Equiment | Main Location | 90330000 |  |  | Foshan Keju | [23 empty] | FK/SP/KEJU/X-RAY VIEWER
IM01838 | Denal Chair Spares-Foshan Keju-Air Spirit Valve Kv-016 |  |  | A Class | NOS | NOS | I-Inventory |  |  | Spares | Dental Chair-Spares | Dental Equiment | Main Location | 90330000 |  |  | Foshan Keju | [23 empty] | FK/SP/KEJU-AIR SPIRIT VALVE KV-016
IM01839 | Denal Chair Spares-Foshan Keju-Cotton Cup Kp-027 |  |  | A Class | NOS | NOS | I-Inventory |  |  | Spares | Dental Chair-Spares | Dental Equiment | Main Location | 90330000 |  |  | Foshan Keju | [23 empty] | FK/SP/KEJU-COTTON CUP KP-027
IM01840 | Denal Chair Spares-Foshan Keju-Headrest Cover Kp-004 |  |  | A Class | NOS | NOS | I-Inventory |  |  | Spares | Dental Chair-Spares | Dental Equiment | Main Location | 90330000 |  |  | Foshan Keju | [23 empty] | FK/SP/KEJU-HEADREST COVER KP-004
IM01841 | Denal Chair Spares-Foshan Keju-Normal Close Valve Kv-008 |  |  | A Class | NOS | NOS | I-Inventory |  |  | Spares | Dental Chair-Spares | Dental Equiment | Main Location | 90330000 |  |  | Foshan Keju | [23 empty] | FK/SP/KEJU-NORMAL CLOSE VALVE KV-008
IM01842 | Denal Chair Spares-Foshan Keju-Power Wire Ke-007 |  |  | A Class | NOS | NOS | I-Inventory |  |  | Spares | Dental Chair-Spares | Dental Equiment | Main Location | 90330000 |  |  | Foshan Keju | [23 empty] | FK/SP/KEJU-POWER WIRE KE-007
IM01843 | Denal Chair Spares-Foshan Keju-Transformer 110V,220V Ke-008 |  |  | A Class | NOS | NOS | I-Inventory |  |  | Spares | Dental Chair-Spares | Dental Equiment | Main Location | 90330000 |  |  | Foshan Keju | [23 empty] | FK/SP/KEJU-TRANSFORMER 110V,220V KE-008
IM01844 | Denal Chair Spares-Foshan Keju-Water Adjuster Kv-012 |  |  | A Class | NOS | NOS | I-Inventory |  |  | Spares | Dental Chair-Spares | Dental Equiment | Main Location | 90330000 |  |  | Foshan Keju | [23 empty] | FK/SP/KEJU-WATER ADJUSTER KV-012
IM01845 | Denal Chair Spares-Foshan Keju-Water Adjuster Kv-013 |  |  | A Class | NOS | NOS | I-Inventory |  |  | Spares | Dental Chair-Spares | Dental Equiment | Main Location | 90330000 |  |  | Foshan Keju | [23 empty] | FK/SP/KEJU-WATER ADJUSTER KV-013
IM01846 | Denal Chair Spares-Foshan Keju-Water Exchange Switch Kv-014 |  |  | A Class | NOS | NOS | I-Inventory |  |  | Spares | Dental Chair-Spares | Dental Equiment | Main Location | 90330000 |  |  | Foshan Keju | [23 empty] | FK/SP/KEJU-WATER EXCHANGE SWITCH KV-014
IM01847 | Denal Chair Spares-Foshan Keju-Water Heater Ke-020 |  |  | A Class | NOS | NOS | I-Inventory |  |  | Spares | Dental Chair-Spares | Dental Equiment | Main Location | 90330000 |  |  | Foshan Keju | [23 empty] | FK/SP/KEJU-WATER HEATER KE-020
IM01848 | Denal Chair Spares-Foshan Keju- Spitoon And Tumbler Stand Kp-013 |  |  | A Class | NOS | NOS | I-Inventory |  |  | Spares | Dental Chair-Spares | Dental Equiment | Main Location | 90330000 |  |  | Foshan Keju | [23 empty] | FK/WU/SP/KEJU SPITOON And TUMBLER STAND KP-013
IM01849 | Denal Chair Spares-Foshan Keju- Water Unit Cover Kp-032 |  |  | A Class | NOS | NOS | I-Inventory |  |  | Spares | Dental Chair-Spares | Dental Equiment | Main Location | 90330000 |  |  | Foshan Keju | [23 empty] | FK/WU/SP/KEJU WATER UNIT COVER KP-032
IM01850 | Denal Chair Spares-Foshan Keju-Chair Led Light Without Oval Shape Cover |  |  | A Class | NOS | NOS | I-Inventory |  |  | Spares | Dental Chair-Spares | Dental Equiment | Main Location | 90330000 |  |  | Foshan Keju | [23 empty] | FKCH/SP/KEJU CHAIR LED LIGHT WITHOUT OVAL SHAPE COVER
IM01851 | Denal Chair Spares-Foshan Keju-Flare Water Unit PCB |  |  | A Class | NOS | NOS | I-Inventory |  |  | Spares | Dental Chair-Spares | Dental Equiment | Main Location | 90330000 |  |  | Foshan Keju | [23 empty] | Flare Water Unit Pcb
IM01852 | Dental Chair Spares-Gnatus- Caixa Patola Ua Syncrus 41000001075 |  |  | A Class | NOS | NOS | I-Inventory |  |  | Spares | Dental Chair-Spares | Dental Equiment | Main Location | 90330000 |  |  | Gnatus | [23 empty] | GN/S/C CAIXA PATOLA UA SYNCRUS 41000001075
IM01853 | Dental Chair Spares-Gnatus Fabric Lam. Navy Blue |  |  | A Class | NOS | NOS | I-Inventory |  |  | Spares | Dental Chair-Spares | Dental Equiment | Main Location | 90330000 |  |  | Gnatus | [23 empty] | GN/AC/DENTAL CHAIR FABRIC LAM. NAVY BLUE
IM01854 | Dental Chair Spares-Gnatus Fabric Metal Sky Blue |  |  | A Class | NOS | NOS | I-Inventory |  |  | Spares | Dental Chair-Spares | Dental Equiment | Main Location | 90330000 |  |  | Gnatus | [23 empty] | GN/AC/DENTAL CHAIR FABRIC METAL SKY BLUE
IM01855 | Dental Chair Spares-Gnatus Fabric Silver Coated |  |  | A Class | NOS | NOS | I-Inventory |  |  | Spares | Dental Chair-Spares | Dental Equiment | Main Location | 90330000 |  |  | Gnatus | [23 empty] | GN/AC/DENTAL CHAIR FABRIC SILVER COATED
IM01856 | Dental Chair Spares-Gnatus Light Blue Rexine |  |  | A Class | NOS | NOS | I-Inventory |  |  | Spares | Dental Chair-Spares | Dental Equiment | Main Location | 90330000 |  |  | Gnatus | [23 empty] | GN/AC/DENTAL CHAIR LIGHT BLUE REXINE
IM01857 | Dental Chair Spares-Gnatus- Max Led Only 300051104 |  |  | A Class | NOS | NOS | I-Inventory |  |  | Spares | Dental Chair-Spares | Dental Equiment | Main Location | 90330000 |  |  | Gnatus | [23 empty] | Gn/Ld/Sp/Ld Max Led Only 300051104
IM01858 | Dental Chair Spares-Gnatus- Max Light Lower Body 365004365 |  |  | A Class | NOS | NOS | I-Inventory |  |  | Spares | Dental Chair-Spares | Dental Equiment | Main Location | 90330000 |  |  | Gnatus | [23 empty] | GN/LD/SP/LD MAX LIGHT LOWER BODY 365004365
IM01859 | Dental Chair Spares-Gnatus- Max PCB Card 300049170 |  |  | A Class | NOS | NOS | I-Inventory |  |  | Spares | Dental Chair-Spares | Dental Equiment | Main Location | 90330000 |  |  | Gnatus | [23 empty] | Gn/Ld/Sp/Ld Max Pcb Card 300049170
IM01860 | Dental Chair Spares-Gnatus- Mtx Lam. Navy Bluechair Backrest Upholstery 41000000163 |  |  | A Class | NOS | NOS | I-Inventory |  |  | Spares | Dental Chair-Spares | Dental Equiment | Main Location | 90330000 |  |  | Gnatus | [23 empty] | GN/DC/SP/ MTX LAM. NAVY BLUECHAIR BACKREST UPHOLSTERY 41000000163
IM01861 | Dental Chair Spares-Gnatus Red Rexine |  |  | A Class | NOS | NOS | I-Inventory |  |  | Spares | Dental Chair-Spares | Dental Equiment | Main Location | 90330000 |  |  | Gnatus | [23 empty] | GN/AC/DENTAL CHAIR RED REXINE
IM01862 | Dental Chair Spares-Gnatus- S-200 Chair Delivery Unit Upper Cover-31000002655 |  |  | A Class | NOS | NOS | I-Inventory |  |  | Spares | Dental Chair-Spares | Dental Equiment | Main Location | 90330000 |  |  | Gnatus | [23 empty] | GN/DC/SP/ S-200 CHAIR DELIVERY UNIT UPPER COVER-31000002655
IM01863 | Dental Chair Spares-Gnatus-3 Way Syringe 994004630 |  |  | A Class | NOS | NOS | I-Inventory |  |  | Spares | Dental Chair-Spares | Dental Equiment | Main Location | 90330000 |  |  | Gnatus | [23 empty] | GN/DC/SP/3 WAY SYRINGE 994004630
IM01864 | Dental Chair Spares-Gnatus-3 Way Syringe Nozzal Tip Only 604001575 |  |  | A Class | NOS | NOS | I-Inventory |  |  | Spares | Dental Chair-Spares | Dental Equiment | Main Location | 90330000 |  |  | Gnatus | [23 empty] | GN/DC/SP/3 WAY SYRINGE NOZZAL TIP ONLY 604001575
IM01865 | Dental Chair Spares-Gnatus-3 Way Syringe Outer Pipe Only 604004144 |  |  | A Class | NOS | NOS | I-Inventory |  |  | Spares | Dental Chair-Spares | Dental Equiment | Main Location | 90330000 |  |  | Gnatus | [23 empty] | Gn/Sp/3 Way Syringe Outer Pipe Only 604004144
IM01866 | Dental Chair Spares-Gnatus-3 Way Syringe Spring 604006300 |  |  | A Class | NOS | NOS | I-Inventory |  |  | Spares | Dental Chair-Spares | Dental Equiment | Main Location | 90330000 |  |  | Gnatus | [23 empty] | Gn/Sp/3 Way Syringe Spring 604006300
IM01867 | Dental Chair Spares-Gnatus-3 Way Syringe Tip Inner Pin 604002524 |  |  | A Class | NOS | NOS | I-Inventory |  |  | Spares | Dental Chair-Spares | Dental Equiment | Main Location | 90330000 |  |  | Gnatus | [23 empty] | Gn/Sp/3 Way Syringe Tip Inner Pin 604002524
IM01868 | Dental Chair Spares-Gnatus-40602009820 |  |  | A Class | NOS | NOS | I-Inventory |  |  | Spares | Dental Chair-Spares | Dental Equiment | Main Location | 90330000 |  |  | Gnatus | [23 empty] | GN/SP/40602009820
IM01869 | Dental Chair Spares-Gnatus-5 Led Sensor Light Head Upper Body 603006368 |  |  | A Class | NOS | NOS | I-Inventory |  |  | Spares | Dental Chair-Spares | Dental Equiment | Main Location | 90330000 |  |  | Gnatus | [23 empty] | GN/SP/5 LED SENSOR LIGHT HEAD UPPER BODY 603006368
IM01870 | Dental Chair Spares-Gnatus-5 Led Sensor Light PCB Non Sensor |  |  | A Class | NOS | NOS | I-Inventory |  |  | Spares | Dental Chair-Spares | Dental Equiment | Main Location | 90330000 |  |  | Gnatus | [23 empty] | GN/SP/5 LED SENSOR LIGHT PCB NON SENSOR
IM01871 | Dental Chair Spares-Gnatus-601009139 |  |  | A Class | NOS | NOS | I-Inventory |  |  | Spares | Dental Chair-Spares | Dental Equiment | Main Location | 90330000 |  |  | Gnatus | [23 empty] | GN/SP/601009139
IM01872 | Dental Chair Spares-Gnatus-Activation Pin Syringe Ii Semil 602006288 |  |  | A Class | NOS | NOS | I-Inventory |  |  | Spares | Dental Chair-Spares | Dental Equiment | Main Location | 90330000 |  |  | Gnatus | [23 empty] | Gn/Sp/Activation Pin Syringe II Semil 602006288
IM01873 | Dental Chair Spares-Gnatus-Adhesive For Numbered Tag 300300036 |  |  | A Class | NOS | NOS | I-Inventory |  |  | Spares | Dental Chair-Spares | Dental Equiment | Main Location | 90330000 |  |  | Gnatus | [23 empty] | Gn/Sp/Adhesive for Numbered Tag 300300036
IM01874 | Dental Chair Spares-Gnatus-Ant-Crusing G8 Protect Cover Ret Spring 385001284 |  |  | A Class | NOS | NOS | I-Inventory |  |  | Spares | Dental Chair-Spares | Dental Equiment | Main Location | 90330000 |  |  | Gnatus | [23 empty] | GN/SP/ANT-CRUSING G8 PROTECT COVER RET SPRING 385001284
IM01875 | Dental Chair Spares-Gnatus-Arm Cover 365002280 |  |  | A Class | NOS | NOS | I-Inventory |  |  | Spares | Dental Chair-Spares | Dental Equiment | Main Location | 90330000 |  |  | Gnatus | [23 empty] | Gn/Sp/Arm Cover 365002280
IM01876 | Dental Chair Spares-Gnatus-Arm Joint Spotlight Plus Column 703001440 |  |  | A Class | NOS | NOS | I-Inventory |  |  | Spares | Dental Chair-Spares | Dental Equiment | Main Location | 90330000 |  |  | Gnatus | [23 empty] | Gn/Sp/Arm Joint Spotlight Plus Column 703001440
IM01877 | Dental Chair Spares-GnatusArm Subset Syncrus G8 Dental Chair 801003907 |  |  | A Class | NOS | NOS | I-Inventory |  |  | Spares | Dental Chair-Spares | Dental Equiment | Main Location | 90330000 |  |  | Gnatus | [23 empty] | GN/SP/ARM SUBSET SYNCRUS G8 DENTAL CHAIR 801003907
IM01878 | Dental Chair Spares-GnatusArm Syncrus Dental Chair 801003834 |  |  | A Class | NOS | NOS | I-Inventory |  |  | Spares | Dental Chair-Spares | Dental Equiment | Main Location | 90330000 |  |  | Gnatus | [23 empty] | Gn/Sp/Arm Syncrus Dental Chair 801003834
IM01879 | Dental Chair Spares-Gnatus-Aspiration Tube 11Mm (Cinza) 365004680 |  |  | A Class | NOS | NOS | I-Inventory |  |  | Spares | Dental Chair-Spares | Dental Equiment | Main Location | 90330000 |  |  | Gnatus | [23 empty] | Gn/Sp/Aspiration Tube 11mm (Cinza) 365004680
IM01880 | Dental Chair Spares-Gnatus-Assem Navy Blue Seat Uph Sync Gl Sf 901008236 |  |  | A Class | NOS | NOS | I-Inventory |  |  | Spares | Dental Chair-Spares | Dental Equiment | Main Location | 90330000 |  |  | Gnatus | [23 empty] | Gn/Sp/Assem Navy Blue Seat Uph Sync GL SF 901008236
IM01881 | Dental Chair Spares-Gnatus-Assembly Persus Plus Spotlight 993000590 |  |  | A Class | NOS | NOS | I-Inventory |  |  | Spares | Dental Chair-Spares | Dental Equiment | Main Location | 90330000 |  |  | Gnatus | [23 empty] | Gn/Sp/Assembly Persus Plus Spotlight 993000590
IM01882 | Dental Chair Spares-Gnatus-Assembly, Rod-Shut-Off Valve Eq.Syncrus 40904005170 |  |  | A Class | NOS | NOS | I-Inventory |  |  | Spares | Dental Chair-Spares | Dental Equiment | Main Location | 90330000 |  |  | Gnatus | [23 empty] | GN/DC/SP/ASSEMBLY, ROD/SHUT-OFF VALVE EQ.SYNCRUS 40904005170
IM01883 | Dental Chair Spares-Gnatus-Assy Upper Arm Fix Sync Dent Cha Br. Ice 801003835 |  |  | A Class | NOS | NOS | I-Inventory |  |  | Spares | Dental Chair-Spares | Dental Equiment | Main Location | 90330000 |  |  | Gnatus | [23 empty] | GN/SP/ASSY UPPER ARM FIX SYNC DENT CHA BR. ICE 801003835
IM01884 | Dental Chair Spares-Gnatus-Assy. Light Filter Photo Ld Max 907001932 |  |  | A Class | NOS | NOS | I-Inventory |  |  | Spares | Dental Chair-Spares | Dental Equiment | Main Location | 90330000 |  |  | Gnatus | [23 empty] | Gn/Sp/Assy. Light Filter Photo Ld Max 907001932
IM01885 | Dental Chair Spares-Gnatus-Auxiliary Arm Subset Water Unit 702002134 |  |  | A Class | NOS | NOS | I-Inventory |  |  | Spares | Dental Chair-Spares | Dental Equiment | Main Location | 90330000 |  |  | Gnatus | [23 empty] | GN/SP/AUXILIARY ARM SUBSET WATER UNIT 702002134
IM01886 | Dental Chair Spares-Gnatus-Backrest Motor Hall Sensor 901008441 |  |  | A Class | NOS | NOS | I-Inventory |  |  | Spares | Dental Chair-Spares | Dental Equiment | Main Location | 90330000 |  |  | Gnatus | [23 empty] | Gn/Sp/Backrest Motor Hall Sensor 901008441
IM01887 | Dental Chair Spares-Gnatus-Backrest Seat Upholdsery Met Red 16000000804 |  |  | A Class | NOS | NOS | I-Inventory |  |  | Spares | Dental Chair-Spares | Dental Equiment | Main Location | 90330000 |  |  | Gnatus | [23 empty] | GN/SP/BACKREST SEAT UPHOLDSERY MET RED 16000000804
IM01888 | Dental Chair Spares-Gnatus-Backrest Seat Upholsery 901008207 |  |  | A Class | NOS | NOS | I-Inventory |  |  | Spares | Dental Chair-Spares | Dental Equiment | Main Location | 90330000 |  |  | Gnatus | [23 empty] | GN/SP/BACKREST SEAT UPHOLSERY 901008207
IM01889 | Dental Chair Spares-Gnatus-Backrest Seat Upholstery Silver 901008341 |  |  | A Class | NOS | NOS | I-Inventory |  |  | Spares | Dental Chair-Spares | Dental Equiment | Main Location | 90330000 |  |  | Gnatus | [23 empty] | GN/SP/BACKREST SEAT UPHOLSTERY SILVER 901008341
IM01890 | Dental Chair Spares-Gnatus-Ballon Filter Old 902000463 |  |  | A Class | NOS | NOS | I-Inventory |  |  | Spares | Dental Chair-Spares | Dental Equiment | Main Location | 90330000 |  |  | Gnatus | [23 empty] | Gn/Sp/Ballon Filter Old 902000463
IM01891 | Dental Chair Spares-Gnatus-Base- Biova-Iv- Motor Capacitor 300051539 |  |  | A Class | NOS | NOS | I-Inventory |  |  | Spares | Dental Chair-Spares | Dental Equiment | Main Location | 90330000 |  |  | Gnatus | [23 empty] | GN/BA/SP/ BIOVA-IV- MOTOR CAPACITOR 300051539
IM01892 | Dental Chair Spares-Gnatus-Base Cover Chair Ii Subset Syncrus G8 601000326 |  |  | A Class | NOS | NOS | I-Inventory |  |  | Spares | Dental Chair-Spares | Dental Equiment | Main Location | 90330000 |  |  | Gnatus | [23 empty] | GN/SP/BASE COVER CHAIR II SUBSET SYNCRUS G8 601000326
IM01893 | Dental Chair Spares-Gnatus-Base- Dissipador Reg Tensao 7812-40906000064 |  |  | A Class | NOS | NOS | I-Inventory |  |  | Spares | Dental Chair-Spares | Dental Equiment | Main Location | 90330000 |  |  | Gnatus | [23 empty] | GN/BA/SP/ DISSIPADOR REG TENSAO 7812-40906000064
IM01894 | Dental Chair Spares-Gnatus-Base- Foot Control Cable Landus Vzf 300030010 |  |  | A Class | NOS | NOS | I-Inventory |  |  | Spares | Dental Chair-Spares | Dental Equiment | Main Location | 90330000 |  |  | Gnatus | [23 empty] | Gn/Ba.Sp Foot Control Cable Landus Vzf 300030010
IM01895 | Dental Chair Spares-Gnatus-Base- G3 Chair Mechanism Lock Headrest Subset-31000000188. |  |  | A Class | NOS | NOS | I-Inventory |  |  | Spares | Dental Chair-Spares | Dental Equiment | Main Location | 90330000 |  |  | Gnatus | [23 empty] | GN/BA/SP/ G3 CHAIR MECHANISM LOCK HEADREST SUBSET-31000000188.
IM01896 | Dental Chair Spares-Gnatus-Base- G3 Pci Protetor De Sobretensao 601001001 |  |  | A Class | NOS | NOS | I-Inventory |  |  | Spares | Dental Chair-Spares | Dental Equiment | Main Location | 90330000 |  |  | Gnatus | [23 empty] | GN/BA/SP/ G3 PCI PROTETOR DE SOBRETENSAO 601001001
IM01897 | Dental Chair Spares-Gnatus-Base- Head Ii Lock Shaft- 30300055232 |  |  | A Class | NOS | NOS | I-Inventory |  |  | Spares | Dental Chair-Spares | Dental Equiment | Main Location | 90330000 |  |  | Gnatus | [23 empty] | GN/BA/SP/ HEAD II LOCK SHAFT- 30300055232
IM01898 | Dental Chair Spares-Gnatus-Base- Hose - Blue - Pu (4,35 X 7,0Mm) 361000640 |  |  | A Class | NOS | NOS | I-Inventory |  |  | Spares | Dental Chair-Spares | Dental Equiment | Main Location | 90330000 |  |  | Gnatus | [23 empty] | GN/BA/SP/ HOSE - BLUE - PU (4,35 x 7,0mm) 361000640
IM01899 | Dental Chair Spares-Gnatus-Base- Lower Body, Suctor Support, Storus Bv Lefthanded 702001030 |  |  | A Class | NOS | NOS | I-Inventory |  |  | Spares | Dental Chair-Spares | Dental Equiment | Main Location | 90330000 |  |  | Gnatus | [23 empty] | GN/BA/SP/ LOWER BODY, SUCTOR SUPPORT, STORUS BV LEFTHANDED 702001030
IM01900 | Dental Chair Spares-Gnatus-Base- Pvcron Laminated Microtex Red(Rexine)1,0Mm-31000000365 |  |  | A Class | NOS | NOS | I-Inventory |  |  | Spares | Dental Chair-Spares | Dental Equiment | Main Location | 90330000 |  |  | Gnatus | [23 empty] | GN/BA/SP/ PVCRON LAMINATED MICROTEX RED(Rexine)1,0mm-31000000365
IM01901 | Dental Chair Spares-Gnatus-Base Sleeve 365000467 |  |  | A Class | NOS | NOS | I-Inventory |  |  | Spares | Dental Chair-Spares | Dental Equiment | Main Location | 90330000 |  |  | Gnatus | [23 empty] | Gn/Sp/Base Sleeve 365000467
IM01902 | Dental Chair Spares-Gnatus-Base- S-Series Main PCB With Transformer-41000003180 |  |  | A Class | NOS | NOS | I-Inventory |  |  | Spares | Dental Chair-Spares | Dental Equiment | Main Location | 90330000 |  |  | Gnatus | [23 empty] | GN/BA/SP/ S-SERIES MAIN PCB WITH TRANSFORMER-41000003180
IM01903 | Dental Chair Spares-Gnatus-Base Straight Pole-908001452 |  |  | A Class | NOS | NOS | I-Inventory |  |  | Spares | Dental Chair-Spares | Dental Equiment | Main Location | 90330000 |  |  | Gnatus | [23 empty] | GN/SP/BASE STRAIGHT POLE-908001452
IM01904 | Dental Chair Spares-Gnatus-Base- Tampa Menor Lat Capa Acab Mancal Base-31000002495 |  |  | A Class | NOS | NOS | I-Inventory |  |  | Spares | Dental Chair-Spares | Dental Equiment | Main Location | 90330000 |  |  | Gnatus | [23 empty] | GN/BA/SP/ TAMPA MENOR LAT CAPA ACAB MANCAL BASE-31000002495
IM01905 | Dental Chair Spares-Gnatus-Base- Wire Pushbutton Syncrus Equipment 300044750 |  |  | A Class | NOS | NOS | I-Inventory |  |  | Spares | Dental Chair-Spares | Dental Equiment | Main Location | 90330000 |  |  | Gnatus | [23 empty] | Gn/Ba/Sp/ Wire Pushbutton Syncrus Equipment 300044750
IM01906 | Dental Chair Spares-Gnatus-Base-3 Led Dental Light Optical Subset 300051598 |  |  | A Class | NOS | NOS | I-Inventory |  |  | Spares | Dental Chair-Spares | Dental Equiment | Main Location | 90330000 |  |  | Gnatus | [23 empty] | GN/BA/SP/3 LED DENTAL LIGHT OPTICAL SUBSET 300051598
IM01907 | Dental Chair Spares-Gnatus-Base-3 Led Head Dent Lig Bicon Opt Subset 903001898 |  |  | A Class | NOS | NOS | I-Inventory |  |  | Spares | Dental Chair-Spares | Dental Equiment | Main Location | 90330000 |  |  | Gnatus | [23 empty] | GN/BA/SP/3 LED HEAD DENT LIG BICON OPT SUBSET 903001898
IM01908 | Dental Chair Spares-Gnatus-Base-3 Way Piston 604006412 |  |  | A Class | NOS | NOS | I-Inventory |  |  | Spares | Dental Chair-Spares | Dental Equiment | Main Location | 90330000 |  |  | Gnatus | [23 empty] | GN/BA/SP/3 WAY PISTON 604006412
IM01909 | Dental Chair Spares-Gnatus-Base-5 Led Sensor Light PCB |  |  | A Class | NOS | NOS | I-Inventory |  |  | Spares | Dental Chair-Spares | Dental Equiment | Main Location | 90330000 |  |  | Gnatus | [23 empty] | GN/BA/SP/5 LED SENSOR LIGHT PCB
IM01910 | Dental Chair Spares-Gnatus-Base-Actuator Whip Syn Chair Seat 601001078 (All Chair) |  |  | A Class | NOS | NOS | I-Inventory |  |  | Spares | Dental Chair-Spares | Dental Equiment | Main Location | 90330000 |  |  | Gnatus | [23 empty] | Gn/Ba/Sp/Actuator Whip Syn Chair Seat 601001078 (All Chair)
IM01911 | Dental Chair Spares-Gnatus-Base-Air Regulating Valve 300041950 |  |  | A Class | NOS | NOS | I-Inventory |  |  | Spares | Dental Chair-Spares | Dental Equiment | Main Location | 90330000 |  |  | Gnatus | [23 empty] | Gn/Ba/Sp/Air Regulating Valve 300041950
IM01912 | Dental Chair Spares-Gnatus-Base-Air Regulator Nozzle 300030650 |  |  | A Class | NOS | NOS | I-Inventory |  |  | Spares | Dental Chair-Spares | Dental Equiment | Main Location | 90330000 |  |  | Gnatus | [23 empty] | GN/BA/SP/AIR REGULATOR NOZZLE 300030650
IM01913 | Dental Chair Spares-Gnatus-Base-Amalga Mixture Cover 300043350 |  |  | A Class | NOS | NOS | I-Inventory |  |  | Spares | Dental Chair-Spares | Dental Equiment | Main Location | 90330000 |  |  | Gnatus | [23 empty] | Gn/Am/Sp/Amalga Mixture Cover 300043350
IM01914 | Dental Chair Spares-Gnatus-Base-Amalgam Mixture Micro Switch 300043300 |  |  | A Class | NOS | NOS | I-Inventory |  |  | Spares | Dental Chair-Spares | Dental Equiment | Main Location | 90330000 |  |  | Gnatus | [23 empty] | Gn/Am/Sp/Amalgam Mixture Micro Switch 300043300
IM01915 | Dental Chair Spares-Gnatus-Base-Amalgam Mixture Sticker 300043330 |  |  | A Class | NOS | NOS | I-Inventory |  |  | Spares | Dental Chair-Spares | Dental Equiment | Main Location | 90330000 |  |  | Gnatus | [23 empty] | Gn/Am/Sp/Amalgam Mixture Sticker 300043330
IM01916 | Dental Chair Spares-Gnatus-Base-Amalgamix Mixture On Off Switch 302001189 |  |  | A Class | NOS | NOS | I-Inventory |  |  | Spares | Dental Chair-Spares | Dental Equiment | Main Location | 90330000 |  |  | Gnatus | [23 empty] | Gn/Am/Sp/Amalgamix Mixture On Off Switch 302001189
IM01917 | Dental Chair Spares-Gnatus-Base-Amalgamixer Main PCB Card 300043370 |  |  | A Class | NOS | NOS | I-Inventory |  |  | Spares | Dental Chair-Spares | Dental Equiment | Main Location | 90330000 |  |  | Gnatus | [23 empty] | Gn/Am/Sp/Amalgamixer Main Pcb Card 300043370
IM01918 | Dental Chair Spares-Gnatus-Base-Aqua Chair Foot Control Without Button |  |  | A Class | NOS | NOS | I-Inventory |  |  | Spares | Dental Chair-Spares | Dental Equiment | Main Location | 90330000 |  |  | Gnatus | [23 empty] | GN/BA/SP/AQUA CHAIR FOOT CONTROL WITHOUT BUTTON
IM01919 | Dental Chair Spares-Gnatus-Base-Aqua Chair Main PCB 300052015 |  |  | A Class | NOS | NOS | I-Inventory |  |  | Spares | Dental Chair-Spares | Dental Equiment | Main Location | 90330000 |  |  | Gnatus | [23 empty] | Gn/Ba/Sp/Aqua Chair Main Pcb 300052015
IM01920 | Dental Chair Spares-Gnatus-Base-Aqua Chair Pci Mocrocontroler Subset 906000140 |  |  | A Class | NOS | NOS | I-Inventory |  |  | Spares | Dental Chair-Spares | Dental Equiment | Main Location | 90330000 |  |  | Gnatus | [23 empty] | Gn/Ba/Sp/Aqua Chair Pci Mocrocontroler Subset 906000140
IM01921 | Dental Chair Spares-Gnatus-Base-Aqua Chair Pci Mocrocontroler Subset 906000141 |  |  | A Class | NOS | NOS | I-Inventory |  |  | Spares | Dental Chair-Spares | Dental Equiment | Main Location | 90330000 |  |  | Gnatus | [23 empty] | Gn/Ba/Sp/Aqua Chair Pci Mocrocontroler Subset 906000141
IM01922 | Dental Chair Spares-Gnatus-Base-Arm Cover Cord 365002596 (Simplex Chair) |  |  | A Class | NOS | NOS | I-Inventory |  |  | Spares | Dental Chair-Spares | Dental Equiment | Main Location | 90330000 |  |  | Gnatus | [23 empty] | Gn/Ba/Sp/Arm Cover Cord 365002596 (SImplex Chair)
IM01923 | Dental Chair Spares-Gnatus-Base-Arm Spring 300032430 |  |  | A Class | NOS | NOS | I-Inventory |  |  | Spares | Dental Chair-Spares | Dental Equiment | Main Location | 90330000 |  |  | Gnatus | [23 empty] | GN/BA/SP/ARM SPRING 300032430
IM01924 | Dental Chair Spares-Gnatus-Base-Articulator Empty Box 390004390 |  |  | A Class | NOS | NOS | I-Inventory |  |  | Spares | Dental Chair-Spares | Dental Equiment | Main Location | 90330000 |  |  | Gnatus | [23 empty] | GN/BA/SP/ARTICULATOR EMPTY BOX 390004390
IM01925 | Dental Chair Spares-Gnatus-Base-Assemble Borden Terminal With Hose 994003150 |  |  | A Class | NOS | NOS | I-Inventory |  |  | Spares | Dental Chair-Spares | Dental Equiment | Main Location | 90330000 |  |  | Gnatus | [23 empty] | GN/BA/SP/ASSEMBLE BORDEN TERMINAL WITH HOSE 994003150
IM01926 | Dental Chair Spares-Gnatus-Base-Assembly Switch Valve 300046780 |  |  | A Class | NOS | NOS | I-Inventory |  |  | Spares | Dental Chair-Spares | Dental Equiment | Main Location | 90330000 |  |  | Gnatus | [23 empty] | GN/BA/SP/ASSEMBLY SWITCH VALVE 300046780
IM01927 | Dental Chair Spares-Gnatus-Base-Assembly, Foot Shield For Syncrus Gl 901008120 (Gold Chair) |  |  | A Class | NOS | NOS | I-Inventory |  |  | Spares | Dental Chair-Spares | Dental Equiment | Main Location | 90330000 |  |  | Gnatus | [23 empty] | Gn/Ba/Sp/Assembly, Foot Shield For Syncrus Gl 901008120 (Gold Chair)
IM01928 | Dental Chair Spares-Gnatus-Base-Asst Seat Upholstery Base Assembly |  |  | A Class | NOS | NOS | I-Inventory |  |  | Spares | Dental Chair-Spares | Dental Equiment | Main Location | 90330000 |  |  | Gnatus | [23 empty] | GN/BA/SP/ASST SEAT UPHOLSTERY BASE ASSEMBLY
IM01929 | Dental Chair Spares-Gnatus-Base-Auto Adhensive Plate 300022520 |  |  | A Class | NOS | NOS | I-Inventory |  |  | Spares | Dental Chair-Spares | Dental Equiment | Main Location | 90330000 |  |  | Gnatus | [23 empty] | Gn/Ba/Sp/Auto Adhensive Plate 300022520
IM01930 | Dental Chair Spares-Gnatus-Base-Back Clip 30365004796 |  |  | A Class | NOS | NOS | I-Inventory |  |  | Spares | Dental Chair-Spares | Dental Equiment | Main Location | 90330000 |  |  | Gnatus | [23 empty] | GN/BA/SP/BACK CLIP 30365004796
IM01931 | Dental Chair Spares-Gnatus-Base-Backrest Finishing Cover Subset 8801003911 |  |  | A Class | NOS | NOS | I-Inventory |  |  | Spares | Dental Chair-Spares | Dental Equiment | Main Location | 90330000 |  |  | Gnatus | [23 empty] | GN/BA/SP/BACKREST FINISHING COVER SUBSET 8801003911
IM01932 | Dental Chair Spares-Gnatus-Base-Backrest Hydrolic Piston 901006720 |  |  | A Class | NOS | NOS | I-Inventory |  |  | Spares | Dental Chair-Spares | Dental Equiment | Main Location | 90330000 |  |  | Gnatus | [23 empty] | Gn/Ba/Sp/Backrest Hydrolic Piston 901006720
IM01933 | Dental Chair Spares-Gnatus-Base-Backrest Motor 901007530 (All Chair) |  |  | A Class | NOS | NOS | I-Inventory |  |  | Spares | Dental Chair-Spares | Dental Equiment | Main Location | 90330000 |  |  | Gnatus | [23 empty] | Gn/Ba/Sp/Backrest Motor 901007530 (All Chair)
IM01934 | Dental Chair Spares-Gnatus-Base-Backrest Motor Only Motor |  |  | A Class | NOS | NOS | I-Inventory |  |  | Spares | Dental Chair-Spares | Dental Equiment | Main Location | 90330000 |  |  | Gnatus | [23 empty] | Gn/Ba/Sp/Backrest Motor Only Motor
IM01935 | Dental Chair Spares-Gnatus-Base-Backrest Motor Sensor 300046860(All Chair) |  |  | A Class | NOS | NOS | I-Inventory |  |  | Spares | Dental Chair-Spares | Dental Equiment | Main Location | 90330000 |  |  | Gnatus | [23 empty] | Gn/Ba/Sp/Backrest Motor Sensor 300046860(All Chair)
IM01936 | Dental Chair Spares-Gnatus-Base-Backrest Motor Shaft 300051451 |  |  | A Class | NOS | NOS | I-Inventory |  |  | Spares | Dental Chair-Spares | Dental Equiment | Main Location | 90330000 |  |  | Gnatus | [23 empty] | GN/BA/SP/BACKREST MOTOR SHAFT 300051451
IM01937 | Dental Chair Spares-Gnatus-Base-Backrest Motor Switch 302002980 (All Chair |  |  | A Class | NOS | NOS | I-Inventory |  |  | Spares | Dental Chair-Spares | Dental Equiment | Main Location | 90330000 |  |  | Gnatus | [23 empty] | GN/BA/SP/BACKREST MOTOR SWITCH 302002980 (All Chair
IM01938 | Dental Chair Spares-Gnatus-Base-Backrest Seat Upholdsery Met Copper 16000000811 |  |  | A Class | NOS | NOS | I-Inventory |  |  | Spares | Dental Chair-Spares | Dental Equiment | Main Location | 90330000 |  |  | Gnatus | [23 empty] | GN/BA/SP/BACKREST SEAT UPHOLDSERY MET COPPER 16000000811
IM01939 | Dental Chair Spares-Gnatus-Base-Backrest Support 701002620 (All Chair) |  |  | A Class | NOS | NOS | I-Inventory |  |  | Spares | Dental Chair-Spares | Dental Equiment | Main Location | 90330000 |  |  | Gnatus | [23 empty] | Gn/Ba/Sp/Backrest Support 701002620 (All Chair)
IM01940 | Dental Chair Spares-Gnatus-Base-Backrest Syn Uphol Lam Green 901008335 |  |  | A Class | NOS | NOS | I-Inventory |  |  | Spares | Dental Chair-Spares | Dental Equiment | Main Location | 90330000 |  |  | Gnatus | [23 empty] | Gn/Ba/Sp/Backrest Syn Uphol Lam Green 901008335
IM01941 | Dental Chair Spares-Gnatus-Base-Backrest Uphol Cover Long 601008780 (Top Chair) |  |  | A Class | NOS | NOS | I-Inventory |  |  | Spares | Dental Chair-Spares | Dental Equiment | Main Location | 90330000 |  |  | Gnatus | [23 empty] | Gn/Ba/Sp/Backrest Uphol Cover Long 601008780 (Top Chair)
IM01942 | Dental Chair Spares-Gnatus-Base-Baloon Filter Assembly O-Ring 355001270 |  |  | A Class | NOS | NOS | I-Inventory |  |  | Spares | Dental Chair-Spares | Dental Equiment | Main Location | 90330000 |  |  | Gnatus | [23 empty] | Gn/Ba/Sp/Baloon Filter Assembly O-Ring 355001270
IM01943 | Dental Chair Spares-Gnatus-Base-Bio Vac Motor Bush 300030750 |  |  | A Class | NOS | NOS | I-Inventory |  |  | Spares | Dental Chair-Spares | Dental Equiment | Main Location | 90330000 |  |  | Gnatus | [23 empty] | GN/BA/SP/BIO VAC MOTOR BUSH 300030750
IM01944 | Dental Chair Spares-Gnatus-Base-Bio-Vac Ii Solenoid Valve 300030740 |  |  | A Class | NOS | NOS | I-Inventory |  |  | Spares | Dental Chair-Spares | Dental Equiment | Main Location | 90330000 |  |  | Gnatus | [23 empty] | GN/BA/SP/BIO-VAC II SOLENOID VALVE 300030740
IM01945 | Dental Chair Spares-Gnatus-Base-Bite Fork Patients With Teeth 300049180 |  |  | A Class | NOS | NOS | I-Inventory |  |  | Spares | Dental Chair-Spares | Dental Equiment | Main Location | 90330000 |  |  | Gnatus | [23 empty] | GN/BA/SP/BITE FORK PATIENTS WITH TEETH 300049180
IM01946 | Dental Chair Spares-Gnatus-Base-Black Paper Bush Small 300045010 |  |  | A Class | NOS | NOS | I-Inventory |  |  | Spares | Dental Chair-Spares | Dental Equiment | Main Location | 90330000 |  |  | Gnatus | [23 empty] | GN/BA/SP/BLACK PAPER BUSH SMALL 300045010
IM01947 | Dental Chair Spares-Gnatus-Base-Button Cover Rubber Syringe Old 365002201 (Storus, Landus And Simplex) |  |  | A Class | NOS | NOS | I-Inventory |  |  | Spares | Dental Chair-Spares | Dental Equiment | Main Location | 90330000 |  |  | Gnatus | [23 empty] | Gn/Ba/Sp/Button Cover Rubber Syringe Old 365002201 (storus, landus and simplex)
IM01948 | Dental Chair Spares-Gnatus-Base-Capa Lateral Esq Cad Sv S500 Bco Db-41000003416 |  |  | A Class | NOS | NOS | I-Inventory |  |  | Spares | Dental Chair-Spares | Dental Equiment | Main Location | 90330000 |  |  | Gnatus | [23 empty] | GN/BA/SP/CAPA LATERAL ESQ CAD SV S500 BCO DB-41000003416
IM01949 | Dental Chair Spares-Gnatus-Base-Capsual Support Spring 385001200 |  |  | A Class | NOS | NOS | I-Inventory |  |  | Spares | Dental Chair-Spares | Dental Equiment | Main Location | 90330000 |  |  | Gnatus | [23 empty] | Gn/Am/Sp/Capsual Support Spring 385001200
IM01950 | Dental Chair Spares-Gnatus-Base-Capsule Cover 300043360 |  |  | A Class | NOS | NOS | I-Inventory |  |  | Spares | Dental Chair-Spares | Dental Equiment | Main Location | 90330000 |  |  | Gnatus | [23 empty] | Gn/Am/Sp/Capsule Cover 300043360
IM01951 | Dental Chair Spares-Gnatus-Base-Capsule Holder Pin 707001350 |  |  | A Class | NOS | NOS | I-Inventory |  |  | Spares | Dental Chair-Spares | Dental Equiment | Main Location | 90330000 |  |  | Gnatus | [23 empty] | Gn/Am/Sp/Capsule Holder Pin 707001350
IM01952 | Dental Chair Spares-Gnatus-Base-Centuri Saliva Ejector Set G8 Ii-31000000823 |  |  | A Class | NOS | NOS | I-Inventory |  |  | Spares | Dental Chair-Spares | Dental Equiment | Main Location | 90330000 |  |  | Gnatus | [23 empty] | GN/BA/SP/CENTURI SALIVA EJECTOR SET G8 II-31000000823
IM01953 | Dental Chair Spares-Gnatus-Base-Chair Back Assembly Long Screw 30300043660 |  |  | A Class | NOS | NOS | I-Inventory |  |  | Spares | Dental Chair-Spares | Dental Equiment | Main Location | 90330000 |  |  | Gnatus | [23 empty] | GN/BA/SP/CHAIR BACK ASSEMBLY LONG SCREW 30300043660
IM01954 | Dental Chair Spares-Gnatus-Base-Chair Back Assembly Ripit 30300047060 |  |  | A Class | NOS | NOS | I-Inventory |  |  | Spares | Dental Chair-Spares | Dental Equiment | Main Location | 90330000 |  |  | Gnatus | [23 empty] | GN/BA/SP/CHAIR BACK ASSEMBLY RIPIT 30300047060
IM01955 | Dental Chair Spares-Gnatus-Base-Chair Back Assembly Ripit C-Lock 30287000340 |  |  | A Class | NOS | NOS | I-Inventory |  |  | Spares | Dental Chair-Spares | Dental Equiment | Main Location | 90330000 |  |  | Gnatus | [23 empty] | GN/BA/SP/CHAIR BACK ASSEMBLY RIPIT C-LOCK 30287000340
IM01956 | Dental Chair Spares-Gnatus-Base-Chair Back Assembly Screw Nut 30250000275 |  |  | A Class | NOS | NOS | I-Inventory |  |  | Spares | Dental Chair-Spares | Dental Equiment | Main Location | 90330000 |  |  | Gnatus | [23 empty] | GN/BA/SP/CHAIR BACK ASSEMBLY SCREW NUT 30250000275
IM01957 | Dental Chair Spares-Gnatus-Base-Chair Back Assembly Screw Washer 31000002183 |  |  | A Class | NOS | NOS | I-Inventory |  |  | Spares | Dental Chair-Spares | Dental Equiment | Main Location | 90330000 |  |  | Gnatus | [23 empty] | GN/BA/SP/CHAIR BACK ASSEMBLY SCREW WASHER 31000002183
IM01958 | Dental Chair Spares-Gnatus-Base-Chair Back Rest Assembly Screw 30220000676 |  |  | A Class | NOS | NOS | I-Inventory |  |  | Spares | Dental Chair-Spares | Dental Equiment | Main Location | 90330000 |  |  | Gnatus | [23 empty] | GN/BA/SP/CHAIR BACK REST ASSEMBLY SCREW 30220000676
IM01959 | Dental Chair Spares-Gnatus-Base-Chair Backrest Assembly Screw Large 31000001442 |  |  | A Class | NOS | NOS | I-Inventory |  |  | Spares | Dental Chair-Spares | Dental Equiment | Main Location | 90330000 |  |  | Gnatus | [23 empty] | GN/BA/SP/CHAIR BACKREST ASSEMBLY SCREW LARGE 31000001442
IM01960 | Dental Chair Spares-Gnatus-Base-Chair Backrest Support Assembly 41000003079 |  |  | A Class | NOS | NOS | I-Inventory |  |  | Spares | Dental Chair-Spares | Dental Equiment | Main Location | 90330000 |  |  | Gnatus | [23 empty] | GN/BA/SP/CHAIR BACKREST SUPPORT ASSEMBLY 41000003079
IM01961 | Dental Chair Spares-Gnatus-Base-Chair Base Rabber Sleev 41000003090 |  |  | A Class | NOS | NOS | I-Inventory |  |  | Spares | Dental Chair-Spares | Dental Equiment | Main Location | 90330000 |  |  | Gnatus | [23 empty] | GN/BA/SP/CHAIR BASE RABBER SLEEV 41000003090
IM01962 | Dental Chair Spares-Gnatus-Base-Chair Logo Gnatus 30300054346 |  |  | A Class | NOS | NOS | I-Inventory |  |  | Spares | Dental Chair-Spares | Dental Equiment | Main Location | 90330000 |  |  | Gnatus | [23 empty] | GN/BA/SP/CHAIR LOGO GNATUS 30300054346
IM01963 | Dental Chair Spares-Gnatus-Base-Chair Metallic Deflector 703000700 |  |  | A Class | NOS | NOS | I-Inventory |  |  | Spares | Dental Chair-Spares | Dental Equiment | Main Location | 90330000 |  |  | Gnatus | [23 empty] | Gn/Ba/Sp/Chair Metallic Deflector 703000700
IM01964 | Dental Chair Spares-Gnatus-Base-Chair Motor Micro Switch Ripit 32000001403 |  |  | A Class | NOS | NOS | I-Inventory |  |  | Spares | Dental Chair-Spares | Dental Equiment | Main Location | 90330000 |  |  | Gnatus | [23 empty] | GN/BA/SP/CHAIR MOTOR MICRO SWITCH RIPIT 32000001403
IM01965 | Dental Chair Spares-Gnatus-Base-Chair Screw Nut 30250100020 |  |  | A Class | NOS | NOS | I-Inventory |  |  | Spares | Dental Chair-Spares | Dental Equiment | Main Location | 90330000 |  |  | Gnatus | [23 empty] | GN/BA/SP/CHAIR SCREW NUT 30250100020
IM01966 | Dental Chair Spares-Gnatus-Base-Chair Screw30220000586 |  |  | A Class | NOS | NOS | I-Inventory |  |  | Spares | Dental Chair-Spares | Dental Equiment | Main Location | 90330000 |  |  | Gnatus | [23 empty] | GN/BA/SP/CHAIR SCREW30220000586
IM01967 | Dental Chair Spares-Gnatus-Base-Chair Seat Leg Frame 41000003000 |  |  | A Class | NOS | NOS | I-Inventory |  |  | Spares | Dental Chair-Spares | Dental Equiment | Main Location | 90330000 |  |  | Gnatus | [23 empty] | GN/BA/SP/CHAIR SEAT LEG FRAME 41000003000
IM01968 | Dental Chair Spares-Gnatus-Base-Chair Updown Motor Hidden Cover Spring 30385001240 |  |  | A Class | NOS | NOS | I-Inventory |  |  | Spares | Dental Chair-Spares | Dental Equiment | Main Location | 90330000 |  |  | Gnatus | [23 empty] | GN/BA/SP/CHAIR UPDOWN MOTOR HIDDEN COVER SPRING 30385001240
IM01969 | Dental Chair Spares-Gnatus-Base-Chassi Pedal 7 Teclas P1 Bnf-32000001330 |  |  | A Class | NOS | NOS | I-Inventory |  |  | Spares | Dental Chair-Spares | Dental Equiment | Main Location | 90330000 |  |  | Gnatus | [23 empty] | GN/BA/SP/CHASSI PEDAL 7 TECLAS P1 BNF-32000001330
IM01970 | Dental Chair Spares-Gnatus-Base-Cj Estof Enc Cabeca Cad Syncrus Pink 901008218 |  |  | A Class | NOS | NOS | I-Inventory |  |  | Spares | Dental Chair-Spares | Dental Equiment | Main Location | 90330000 |  |  | Gnatus | [23 empty] | Gn/Ba/Sp/Cj Estof Enc Cabeca Cad Syncrus Pink 901008218
IM01971 | Dental Chair Spares-Gnatus-Base-Cup Filler Tube, Ua Syn Pop 702001987 |  |  | A Class | NOS | NOS | I-Inventory |  |  | Spares | Dental Chair-Spares | Dental Equiment | Main Location | 90330000 |  |  | Gnatus | [23 empty] | GN/BA/SP/CUP FILLER TUBE, UA SYN POP 702001987
IM01972 | Dental Chair Spares-Gnatus-Base-Delivery Unit Foot Control Repair Kit-16000002045 |  |  | A Class | NOS | NOS | I-Inventory |  |  | Spares | Dental Chair-Spares | Dental Equiment | Main Location | 90330000 |  |  | Gnatus | [23 empty] | GN/BA/SP/DELIVERY UNIT FOOT CONTROL REPAIR KIT-16000002045
IM01973 | Dental Chair Spares-Gnatus-Base-Encosto Do Mocha Syn Metalic Pink 300051484 |  |  | A Class | NOS | NOS | I-Inventory |  |  | Spares | Dental Chair-Spares | Dental Equiment | Main Location | 90330000 |  |  | Gnatus | [23 empty] | Gn/Ba/Sp/Encosto Do Mocha Syn Metalic Pink 300051484
IM01974 | Dental Chair Spares-Gnatus-Base-Finishing Steel Plate 300049360 |  |  | A Class | NOS | NOS | I-Inventory |  |  | Spares | Dental Chair-Spares | Dental Equiment | Main Location | 90330000 |  |  | Gnatus | [23 empty] | GN/BA/SP/FINISHING STEEL PLATE 300049360
IM01975 | Dental Chair Spares-Gnatus-Base-Fixed Decorative Cover Seat Syn Chair 601008820 |  |  | A Class | NOS | NOS | I-Inventory |  |  | Spares | Dental Chair-Spares | Dental Equiment | Main Location | 90330000 |  |  | Gnatus | [23 empty] | Gn/Ba/Sp/Fixed Decorative Cover Seat Syn Chair 601008820
IM01976 | Dental Chair Spares-Gnatus-Base-Floor Box 994003730 |  |  | A Class | NOS | NOS | I-Inventory |  |  | Spares | Dental Chair-Spares | Dental Equiment | Main Location | 90330000 |  |  | Gnatus | [23 empty] | GN/BA/SP/FLOOR BOX 994003730
IM01977 | Dental Chair Spares-Gnatus-Base-Foot Control Body 365004323 |  |  | A Class | NOS | NOS | I-Inventory |  |  | Spares | Dental Chair-Spares | Dental Equiment | Main Location | 90330000 |  |  | Gnatus | [23 empty] | Gn/Ba/Sp/Foot Control Body 365004323
IM01978 | Dental Chair Spares-Gnatus-Base-Foot Control Lower Body 904005149 |  |  | A Class | NOS | NOS | I-Inventory |  |  | Spares | Dental Chair-Spares | Dental Equiment | Main Location | 90330000 |  |  | Gnatus | [23 empty] | Gn/Ba/Sp/Foot Control Lower Body 904005149
IM01979 | Dental Chair Spares-Gnatus-Base-Foot Control Micro Switch 302000233 (All Chair) |  |  | A Class | NOS | NOS | I-Inventory |  |  | Spares | Dental Chair-Spares | Dental Equiment | Main Location | 90330000 |  |  | Gnatus | [23 empty] | Gn/Ba/Sp/Foot Control Micro Switch 302000233 (All Chair)
IM01980 | Dental Chair Spares-Gnatus-Base-Foot Control Pedal Btn 365004756(Dark Gray) |  |  | A Class | NOS | NOS | I-Inventory |  |  | Spares | Dental Chair-Spares | Dental Equiment | Main Location | 90330000 |  |  | Gnatus | [23 empty] | GN/BA/SP/FOOT CONTROL PEDAL BTN 365004756(DARK GRAY)
IM01981 | Dental Chair Spares-Gnatus-Base-Foot Control Sticker 300044120 |  |  | A Class | NOS | NOS | I-Inventory |  |  | Spares | Dental Chair-Spares | Dental Equiment | Main Location | 90330000 |  |  | Gnatus | [23 empty] | Gn/Ba/Sp/Foot Control Sticker 300044120
IM01982 | Dental Chair Spares-Gnatus-Base-Foot Control Sticker 300052992 |  |  | A Class | NOS | NOS | I-Inventory |  |  | Spares | Dental Chair-Spares | Dental Equiment | Main Location | 90330000 |  |  | Gnatus | [23 empty] | Gn/Ba/Sp/Foot Control Sticker 300052992
IM01983 | Dental Chair Spares-Gnatus-Base-Foot Control Tubing 361000053 (All Chair) |  |  | A Class | NOS | NOS | I-Inventory |  |  | Spares | Dental Chair-Spares | Dental Equiment | Main Location | 90330000 |  |  | Gnatus | [23 empty] | Gn/Ba/Sp/Foot Control Tubing 361000053 (All Chair)
IM01984 | Dental Chair Spares-Gnatus-Base-Foot Control Wire 300043780 (Old Top Chair) |  |  | A Class | NOS | NOS | I-Inventory |  |  | Spares | Dental Chair-Spares | Dental Equiment | Main Location | 90330000 |  |  | Gnatus | [23 empty] | Gn/Ba/Sp/Foot Control Wire 300043780 (Old Top Chair)
IM01985 | Dental Chair Spares-Gnatus-Base-Front Clip G8 40603006378 |  |  | A Class | NOS | NOS | I-Inventory |  |  | Spares | Dental Chair-Spares | Dental Equiment | Main Location | 90330000 |  |  | Gnatus | [23 empty] | GN/BA/SP/FRONT CLIP G8 40603006378
IM01986 | Dental Chair Spares-Gnatus-Base-Fuse 1 Amp 302001278 (All Chair) |  |  | A Class | NOS | NOS | I-Inventory |  |  | Spares | Dental Chair-Spares | Dental Equiment | Main Location | 90330000 |  |  | Gnatus | [23 empty] | Gn/Ba/Sp/Fuse 1 Amp 302001278 (All Chair)
IM01987 | Dental Chair Spares-Gnatus-Base-Fuse 8A 20Ag Small 302001456 (All Chair) |  |  | A Class | NOS | NOS | I-Inventory |  |  | Spares | Dental Chair-Spares | Dental Equiment | Main Location | 90330000 |  |  | Gnatus | [23 empty] | Gn/Ba/Sp/Fuse 8A 20Ag Small 302001456 (All Chair)
IM01988 | Dental Chair Spares-Gnatus-Base-Fuse Holder 302001720 |  |  | A Class | NOS | NOS | I-Inventory |  |  | Spares | Dental Chair-Spares | Dental Equiment | Main Location | 90330000 |  |  | Gnatus | [23 empty] | Gn/Am/Sp/Fuse Holder 302001720
IM01989 | Dental Chair Spares-Gnatus-Base-Fuse Holder 302003647 |  |  | A Class | NOS | NOS | I-Inventory |  |  | Spares | Dental Chair-Spares | Dental Equiment | Main Location | 90330000 |  |  | Gnatus | [23 empty] | Gn/Ba/Sp/Fuse Holder 302003647
IM01990 | Dental Chair Spares-Gnatus-Base-G3 Chair Backrest Upholsteryy Ornage 41 At-16000000699 |  |  | A Class | NOS | NOS | I-Inventory |  |  | Spares | Dental Chair-Spares | Dental Equiment | Main Location | 90330000 |  |  | Gnatus | [23 empty] | GN/BA/SP/G3 CHAIR BACKREST UPHOLSTERYY ORNAGE 41 AT-16000000699
IM01991 | Dental Chair Spares-Gnatus-Base-G3 Chair Backrest Uphostery Lilac 34 |  |  | A Class | NOS | NOS | I-Inventory |  |  | Spares | Dental Chair-Spares | Dental Equiment | Main Location | 90330000 |  |  | Gnatus | [23 empty] | GN/BA/SP/G3 CHAIR BACKREST UPHOSTERY LILAC 34
IM01992 | Dental Chair Spares-Gnatus-Base-G3 Chair Headrest Clamp-41000000073 |  |  | A Class | NOS | NOS | I-Inventory |  |  | Spares | Dental Chair-Spares | Dental Equiment | Main Location | 90330000 |  |  | Gnatus | [23 empty] | GN/BA/SP/G3 CHAIR HEADREST CLAMP-41000000073
IM01993 | Dental Chair Spares-Gnatus-Base-G3 Chair Headrest Upholstery Ornage-41At -16000000713 |  |  | A Class | NOS | NOS | I-Inventory |  |  | Spares | Dental Chair-Spares | Dental Equiment | Main Location | 90330000 |  |  | Gnatus | [23 empty] | GN/BA/SP/G3 CHAIR HEADREST UPHOLSTERY ORNAGE-41AT -16000000713
IM01994 | Dental Chair Spares-Gnatus-Base-G3 Chair Headrest Uphostery Lilac 34 |  |  | A Class | NOS | NOS | I-Inventory |  |  | Spares | Dental Chair-Spares | Dental Equiment | Main Location | 90330000 |  |  | Gnatus | [23 empty] | GN/BA/SP/G3 CHAIR HEADREST UPHOSTERY LILAC 34
IM01995 | Dental Chair Spares-Gnatus-Base-G3 Chair Plus Silver Seat Upholstery 30 |  |  | A Class | NOS | NOS | I-Inventory |  |  | Spares | Dental Chair-Spares | Dental Equiment | Main Location | 90330000 |  |  | Gnatus | [23 empty] | GN/BA/SP/G3 CHAIR PLUS SILVER SEAT UPHOLSTERY 30
IM01996 | Dental Chair Spares-Gnatus-Base-G3 Chair Seat Upholstery Orange-41At-16000000685 |  |  | A Class | NOS | NOS | I-Inventory |  |  | Spares | Dental Chair-Spares | Dental Equiment | Main Location | 90330000 |  |  | Gnatus | [23 empty] | GN/BA/SP/G3 CHAIR SEAT UPHOLSTERY ORANGE-41AT-16000000685
IM01997 | Dental Chair Spares-Gnatus-Base-G3 Chair Seat Uphostery Lilac 34 |  |  | A Class | NOS | NOS | I-Inventory |  |  | Spares | Dental Chair-Spares | Dental Equiment | Main Location | 90330000 |  |  | Gnatus | [23 empty] | GN/BA/SP/G3 CHAIR SEAT UPHOSTERY LILAC 34
IM01998 | Dental Chair Spares-Gnatus-Base-G3 Chair Seat Uphostery Mint Green 42 |  |  | A Class | NOS | NOS | I-Inventory |  |  | Spares | Dental Chair-Spares | Dental Equiment | Main Location | 90330000 |  |  | Gnatus | [23 empty] | GN/BA/SP/G3 CHAIR SEAT UPHOSTERY MINT GREEN 42
IM01999 | Dental Chair Spares-Gnatus-Base-G3 Chair Seat Uphostery White 40 |  |  | A Class | NOS | NOS | I-Inventory |  |  | Spares | Dental Chair-Spares | Dental Equiment | Main Location | 90330000 |  |  | Gnatus | [23 empty] | GN/BA/SP/G3 CHAIR SEAT UPHOSTERY WHITE 40
IM02000 | Dental Chair Spares-Gnatus-Base-G3 Chair Water Unit Sensor 41000000098 |  |  | A Class | NOS | NOS | I-Inventory |  |  | Spares | Dental Chair-Spares | Dental Equiment | Main Location | 90330000 |  |  | Gnatus | [23 empty] | GN/BA/SP/G3 CHAIR WATER UNIT SENSOR 41000000098

## Sheet2
Item_Code | Item_Name | Item_Part_No | Item_Drawing_No | Inventory_Class_Name | Main_UOM_Code | ALT_UOM_Code | Item_Type_Code | Material_Type_Code_OR_GL_Code | Item_Description | Item_Group_Name | Item_Sub_Group_Name | Item_Category_Name | Default_Store_Name | HSN_Code | Standard_Custom_Duty_Rate_Percentage | Inventory_Valuation_Method | Business_Unit_Name | Standard_Rate | Standard_SWS_Rate_Percentage | Minimum_Level | Reorder_Level | Maximum_Level | Item_Specification | Attribute_Attribute_Code | Attribute_Value | Check_Flag_QC_Applicable | Check_Flag_Serial_No_Applicable | Check_Flag_Batch_No_Lot_No_Applicable | Check_Flag_Inventory_Maintain | check_flag_barcode_applicable | check_flag_serialno_mode | check_flag_serialno_prefix | check_flag_serialno_starts_from | check_flag_serialno_suffix | check_flag_serialno_max_length | Technical_Specification_TS_Type | Technical_Specification_Value | UOM_Conversion_To_UOM_Code | UOM_Conversion_Qty | ALPS_Specific_SAP_Customer_Code | ALPS_Specific_SAP_Customer_Name | ALPS_Specific_SAP_Part_Number | ALPS_Specific_SAP_Part_Description | ALPS_Specific_SAP_Customer_Part_No | ALPS_Specific_SAP_Market_Set_Code | ALPS_Specific_Rounding_Value_LOT_Size_Qty | ALPS_Specific_ALPS_Part_No | ALPS_Specific_Customer_Part_No | ALPS_Specific_OEM_Part_No | UDF_UDF_Label | UDF_VALUE
IM00480 | 3D Printer Spares-Phorozen-Phrozen 3D Printer Transform Fast End Stop Sensor | 2020553DPTRANSFASTENDSTOPSENSOR |  | A Class | NOS | NOS | I-Inventory | TG-Trading Good |  | Spares | 3D Printer-Spares | CAD CAM | Main Location |  |  | FIFO | Phorozen | [8 empty] | 0 | 0 | 0 | 1 | 0 | 0 | [6 empty] | NOS | 1 |  | PH/3DP/MC/PHROZEN 3D PRINTER TRANSFORM FAST END STOP SENSOR
IM00500 | 3D Printer Spares-Phorozen-Phrozen 3D Printer Transform Fast Main Board | 2020553DPTRANSFASTMAINBOARD |  | A Class | NOS | NOS | I-Inventory | FG-Finish Good | R | Spares | 3D Printer-Spares | CAD CAM | Main Location |  |  | FIFO | Phorozen | [8 empty] | 0 | 0 | 0 | 1 | 0 | 0 | [6 empty] | NOS | 1 |  | PH/3DP/MC/PHROZEN 3D PRINTER TRANSFORM FAST MAIN BOARD
IM00594 | Blank-Hangsang-Lithium Disilicate-Rosetta Sm Blank-98X10-B2 | 132SMBLANK9810B2 |  | A Class | NOS | NOS | I-Inventory | FG-Finish Good | R | Consumables | Blank | CAD CAM | Main Location |  |  | FIFO | Hangsang | [8 empty] | 0 | 0 | 0 | 1 | 0 | 0 | [6 empty] | NOS | 1 |  | HS/LITHIUM DISILICATE/ROSETTA SM BLANK/98x10-B2
IM00595 | Blank-Hangsang-Lithium Disilicate-Rosetta Sm Blank-98X14-A2 | 132SMBLANK9814A2 |  | A Class | NOS | NOS | I-Inventory | FG-Finish Good | R | Consumables | Blank | CAD CAM | Main Location |  |  | FIFO | Hangsang | [8 empty] | 0 | 0 | 0 | 1 | 0 | 0 | [6 empty] | NOS | 1 |  | HS/LITHIUM DISILICATE/ROSETTA SM BLANK/98x14-A2
IM00596 | Blank-Hangsang-Lithium Disilicate-Rosetta Sm Blank-98X14-B1 | 132SMBLANK9814B1 |  | A Class | NOS | NOS | I-Inventory | FG-Finish Good | R | Consumables | Blank | CAD CAM | Main Location |  |  | FIFO | Hangsang | [8 empty] | 0 | 0 | 0 | 1 | 0 | 0 | [6 empty] | NOS | 1 |  | HS/LITHIUM DISILICATE/ROSETTA SM BLANK/98x14-B1
IM00597 | Blank-Hangsang-Lithium Disilicate-Rosetta Sm Blank-98X14-B2 | 132SMBLANK9814B2 |  | A Class | NOS | NOS | I-Inventory | FG-Finish Good | R | Consumables | Blank | CAD CAM | Main Location |  |  | FIFO | Hangsang | [8 empty] | 0 | 0 | 0 | 1 | 0 | 0 | [6 empty] | NOS | 1 |  | HS/LITHIUM DISILICATE/ROSETTA SM BLANK/98x14-B2
IM00598 | Blank-Hangsang-Lithium Disilicate-Rosetta Sm Block-C14-B3 | 132SMBLOCK14B3 |  | A Class | NOS | NOS | I-Inventory | FG-Finish Good | R | Consumables | Blank | CAD CAM | Main Location |  |  | FIFO | Hangsang | [8 empty] | 0 | 0 | 0 | 1 | 0 | 0 | [6 empty] | NOS | 1 |  | HS/LITHIUM DISILICATE/ROSETTA SM BLOCK/C14-B3
IM00599 | Blank-Hangsang-Lithium Disilicate-Rosetta Sm Block-C14-B4 | 132SMBLOCK14B4 |  | A Class | NOS | NOS | I-Inventory | FG-Finish Good | R | Consumables | Blank | CAD CAM | Main Location |  |  | FIFO | Hangsang | [8 empty] | 0 | 0 | 0 | 1 | 0 | 0 | [6 empty] | NOS | 1 |  | HS/LITHIUM DISILICATE/ROSETTA SM BLOCK/C14-B4
IM00600 | Blank-Hangsang-Lithium Disilicate-Rosetta Sm Block-C14-C2 | 132SMBLOCK14C2 |  | A Class | NOS | NOS | I-Inventory | FG-Finish Good | R | Consumables | Blank | CAD CAM | Main Location |  |  | FIFO | Hangsang | [8 empty] | 0 | 0 | 0 | 1 | 0 | 0 | [6 empty] | NOS | 1 |  | HS/LITHIUM DISILICATE/ROSETTA SM BLOCK/C14-C2
IM00601 | Blank-Hangsang-Lithium Disilicate-Rosetta Sm Block-C14-C4 | 132SMBLOCK14C4 |  | A Class | NOS | NOS | I-Inventory | FG-Finish Good | R | Consumables | Blank | CAD CAM | Main Location |  |  | FIFO | Hangsang | [8 empty] | 0 | 0 | 0 | 1 | 0 | 0 | [6 empty] | NOS | 1 |  | HS/LITHIUM DISILICATE/ROSETTA SM BLOCK/C14-C4
IM00602 | Blank-Hangsang-Lithium Disilicate-Rosetta Sm Block-C14-D2 | 132SMBLOCK14D2 |  | A Class | NOS | NOS | I-Inventory | FG-Finish Good | R | Consumables | Blank | CAD CAM | Main Location |  |  | FIFO | Hangsang | [8 empty] | 0 | 0 | 0 | 1 | 0 | 0 | [6 empty] | NOS | 1 |  | HS/LITHIUM DISILICATE/ROSETTA SM BLOCK/C14-D2
IM00603 | Blank-Hangsang-Lithium Disilicate-Rosetta Sm Block-C14-D3 | 132SMBLOCK14D3 |  | A Class | NOS | NOS | I-Inventory | FG-Finish Good | R | Consumables | Blank | CAD CAM | Main Location |  |  | FIFO | Hangsang | [8 empty] | 0 | 0 | 0 | 1 | 0 | 0 | [6 empty] | NOS | 1 |  | HS/LITHIUM DISILICATE/ROSETTA SM BLOCK/C14-D3
IM00604 | Blank-Hass-Bleach Ingot-Rosetta SP-R10-HT-W1 (Pack of 5) | 132030SPR10HTW1 |  | A Class | NOS | NOS | I-Inventory | FG-Finish Good | R | Consumables | Blank | CAD CAM | Main Location |  |  | FIFO | Hass Corporation | [8 empty] | 0 | 0 | 0 | 1 | 0 | 0 | [6 empty] | NOS | 1 |  | HS/BLEACH INGOT/ ROSETTA SP/R10-HT/W1 (PCK OF 5)
IM00605 | Blank-Hass-Bleach Ingot-Rosetta SP-R10-HT-W2 (Pack of 5) | 132030SPR10HTW2 |  | A Class | NOS | NOS | I-Inventory | FG-Finish Good | R | Consumables | Blank | CAD CAM | Main Location |  |  | FIFO | Hass Corporation | [8 empty] | 0 | 0 | 0 | 1 | 0 | 0 | [6 empty] | NOS | 1 |  | HS/BLEACH INGOT/ ROSETTA SP/R10-HT/W2 (PCK OF 5)
IM00606 | Blank-Hass-Bleach Ingot-Rosetta SP-R10-HT-W3 (Pack of 5) | 132030SPR10HTW3 |  | A Class | NOS | NOS | I-Inventory | FG-Finish Good | R | Consumables | Blank | CAD CAM | Main Location |  |  | FIFO | Hass Corporation | [8 empty] | 0 | 0 | 0 | 1 | 0 | 0 | [6 empty] | NOS | 1 |  | HS/BLEACH INGOT/ ROSETTA SP/R10-HT/W3 (PCK OF 5)
IM00607 | Blank-Hass-Bleach Ingot-Rosetta SP-R10-LT-W1 (Pack of 5) | 132030SPR10LTW1 |  | A Class | NOS | NOS | I-Inventory | FG-Finish Good | R | Consumables | Blank | CAD CAM | Main Location |  |  | FIFO | Hass Corporation | [8 empty] | 0 | 0 | 0 | 1 | 0 | 0 | [6 empty] | NOS | 1 |  | HS/BLEACH INGOT/ ROSETTA SP/R10-LT/W1 (PCK OF 5)
IM00608 | Blank-Hass-Bleach Ingot-Rosetta SP-R10-LT-W2 (Pack of 5) | 132030SPR10LTW2 |  | A Class | NOS | NOS | I-Inventory | FG-Finish Good | R | Consumables | Blank | CAD CAM | Main Location |  |  | FIFO | Hass Corporation | [8 empty] | 0 | 0 | 0 | 1 | 0 | 0 | [6 empty] | NOS | 1 |  | HS/BLEACH INGOT/ ROSETTA SP/R10-LT/W2 (PCK OF 5)
IM00609 | Blank-Hass-Bleach Ingot-Rosetta SP-R10-LT-W3 (Pack of 5) | 132030SPR10LTW3 |  | A Class | NOS | NOS | I-Inventory | FG-Finish Good | R | Consumables | Blank | CAD CAM | Main Location |  |  | FIFO | Hass Corporation | [8 empty] | 0 | 0 | 0 | 1 | 0 | 0 | [6 empty] | NOS | 1 |  | HS/BLEACH INGOT/ ROSETTA SP/R10-LT/W3 (PCK OF 5)
IM00610 | Blank-Hass-Bleach IngotLT-R10-A1 | 132030LTR10A1 |  | A Class | NOS | NOS | I-Inventory | FG-Finish Good | R | Consumables | Blank | CAD CAM | Main Location |  |  | FIFO | Hass Corporation | [8 empty] | 0 | 0 | 0 | 1 | 0 | 0 | [6 empty] | NOS | 1 |  | ROSETTA/INGOT/LT-R10/A1
IM00611 | Blank-Hass-Bleach IngotLT-R10-B1 | 132030LTR10B1 |  | A Class | NOS | NOS | I-Inventory | FG-Finish Good | R | Consumables | Blank | CAD CAM | Main Location |  |  | FIFO | Hass Corporation | [8 empty] | 0 | 0 | 0 | 1 | 0 | 0 | [6 empty] | NOS | 1 |  | ROSETTA/INGOT/LT-R10/B1
IM00612 | Blank-Hass-Bleach IngotLT-R10-B2 | 132030LTR10B2 |  | A Class | NOS | NOS | I-Inventory | FG-Finish Good | R | Consumables | Blank | CAD CAM | Main Location |  |  | FIFO | Hass Corporation | [8 empty] | 0 | 0 | 0 | 1 | 0 | 0 | [6 empty] | NOS | 1 |  | ROSETTA/INGOT/LT-R10/B2
IM00636 | Blank-Aidite-Zirconia- Super High Translucent Round Blank 98X16MM | 162034SUHIGH9816MM |  | A Class | NOS | NOS | I-Inventory | FG-Finish Good | R | Consumables | Blank | CAD CAM | Main Location |  |  | FIFO | Aidite | [8 empty] | 0 | 0 | 0 | 1 | 0 | 0 | [6 empty] | NOS | 1 |  | ZIRC /AD/ BLANK/SUPER HIGH TRANSLT/ ROUND/98x 16MM
IM00637 | Blank-Aidite-Zirconia- Super High Translucent Round Blank 98X18MM | 162034SUHIGHTRANS9818MM |  | A Class | NOS | NOS | I-Inventory | FG-Finish Good | R | Consumables | Blank | CAD CAM | Main Location |  |  | FIFO | Aidite | [8 empty] | 0 | 0 | 0 | 1 | 0 | 0 | [6 empty] | NOS | 1 |  | ZIRC /AD/ BLANK/SUPER HIGH TRANSLT/ ROUND/98x 18MM
IM00638 | Blank-Aidite-Zirconia- Super High Translucent Round Blank 98X20MM | 162034SUHIGHTRANS9820MM |  | A Class | NOS | NOS | I-Inventory | FG-Finish Good | R | Consumables | Blank | CAD CAM | Main Location |  |  | FIFO | Aidite | [8 empty] | 0 | 0 | 0 | 1 | 0 | 0 | [6 empty] | NOS | 1 |  | ZIRC /AD/ BLANK/SUPER HIGH TRANSLT/ ROUND/98x 20MM
IM00639 | Blank-Aidite-Zirconia- Super High Translucent Round Blank 98X25MM | 162034SUHIGHTRANS9825MM |  | A Class | NOS | NOS | I-Inventory | FG-Finish Good | R | Consumables | Blank | CAD CAM | Main Location |  |  | FIFO | Aidite | [8 empty] | 0 | 0 | 0 | 1 | 0 | 0 | [6 empty] | NOS | 1 |  | ZIRC /AD/ BLANK/SUPER HIGH TRANSLT/ ROUND/98x 25MM
IM00640 | Blank-Aidite-Zirconia- Super Translucent Round Blank 98X10MM | 162034SUTRANS98X10MM |  | A Class | NOS | NOS | I-Inventory | FG-Finish Good | R | Consumables | Blank | CAD CAM | Main Location |  |  | FIFO | Aidite | [8 empty] | 0 | 0 | 0 | 1 | 0 | 0 | [6 empty] | NOS | 1 |  | ZIRC /AD/ BLANK/SUPER TRANSLUCENT/ ROUND/98x 10MM
IM00641 | Blank-Aidite-Zirconia- Super Translucent Round Blank 98X12MM | 162034SUTRANS98X12MM |  | A Class | NOS | NOS | I-Inventory | FG-Finish Good | R | Consumables | Blank | CAD CAM | Main Location |  |  | FIFO | Aidite | [8 empty] | 0 | 0 | 0 | 1 | 0 | 0 | [6 empty] | NOS | 1 |  | ZIRC /AD/ BLANK/SUPER TRANSLUCENT/ ROUND/98x 12MM
IM00642 | Blank-Aidite-Zirconia- Super Translucent Round Blank 98X25MM | 162034SUBLANK98X25MM |  | A Class | NOS | NOS | I-Inventory | FG-Finish Good | R | Consumables | Blank | CAD CAM | Main Location |  |  | FIFO | Aidite | [8 empty] | 0 | 0 | 0 | 1 | 0 | 0 | [6 empty] | NOS | 1 |  | ZIRC /AD/ BLANK/SUPER TRANSLUCENT/ ROUND/98x 25MM
IM00643 | Blank-Aidite-Zirconia-Multilayer Round Blank 98X12MM-A2 | 162034MULTILAYER98X12MMA2 |  | A Class | NOS | NOS | I-Inventory | FG-Finish Good | C | Consumables | Blank | CAD CAM | Main Location |  |  | FIFO | Aidite | [8 empty] | 0 | 0 | 0 | 1 | 0 | 0 | [6 empty] | NOS | 1 |  | ZIRC/AIDITE /MULTILAYER BLANK/ ROUND/98x 12MM-A2
IM00644 | Blank-Aidite-Zirconia-Multilayer Round Blank 98X12MM-A3.5 | 162034MULTILAYER98X12MMA3.5 |  | A Class | NOS | NOS | I-Inventory | FG-Finish Good | R | Consumables | Blank | CAD CAM | Main Location |  |  | FIFO | Aidite | [8 empty] | 0 | 0 | 0 | 1 | 0 | 0 | [6 empty] | NOS | 1 |  | ZIRC/AIDITE /MULTILAYER BLANK/ ROUND/98x 12MM-A3.5
IM00645 | Blank-Aidite-Zirconia-Multilayer Round Blank 98X12MM-B1 | 162034MULTI98X12MMB1 |  | A Class | NOS | NOS | I-Inventory | FG-Finish Good | R | Consumables | Blank | CAD CAM | Main Location |  |  | FIFO | Aidite | [8 empty] | 0 | 0 | 0 | 1 | 0 | 0 | [6 empty] | NOS | 1 |  | ZIRC/AIDITE /MULTILAYER BLANK/ ROUND/98x 12MM-B1
IM00646 | Blank-Aidite-Zirconia-Multilayer Round Blank 98X12MM-C2 | 162034MULTI98X12MMC2 |  | A Class | NOS | NOS | I-Inventory | FG-Finish Good | R | Consumables | Blank | CAD CAM | Main Location |  |  | FIFO | Aidite | [8 empty] | 0 | 0 | 0 | 1 | 0 | 0 | [6 empty] | NOS | 1 |  | ZIRC/AIDITE /MULTILAYER BLANK/ ROUND/98x 12MM-C2
IM00647 | Blank-Aidite-Zirconia-Multilayer Round Blank 98X12MM-D2 | 162034MULTI98X12MMD2 |  | A Class | NOS | NOS | I-Inventory | FG-Finish Good | R | Consumables | Blank | CAD CAM | Main Location |  |  | FIFO | Aidite | [8 empty] | 0 | 0 | 0 | 1 | 0 | 0 | [6 empty] | NOS | 1 |  | ZIRC/AIDITE /MULTILAYER BLANK/ ROUND/98x 12MM-D2
IM00648 | Blank-Aidite-Zirconia-Multilayer Round Blank 98X14MM-A3.5 | 162034MULTI98X14MMA3.5 |  | A Class | NOS | NOS | I-Inventory | FG-Finish Good | R | Consumables | Blank | CAD CAM | Main Location |  |  | FIFO | Aidite | [8 empty] | 0 | 0 | 0 | 1 | 0 | 0 | [6 empty] | NOS | 1 |  | ZIRC/AIDITE /MULTILAYER BLANK/ ROUND/98x 14MM-A3.5
IM00649 | Blank-Aidite-Zirconia-Multilayer Round Blank 98X14MM-B1 | 162034MULTI98X14MMB1 |  | A Class | NOS | NOS | I-Inventory | FG-Finish Good | R | Consumables | Blank | CAD CAM | Main Location |  |  | FIFO | Aidite | [8 empty] | 0 | 0 | 0 | 1 | 0 | 0 | [6 empty] | NOS | 1 |  | ZIRC/AIDITE /MULTILAYER BLANK/ ROUND/98x 14MM-B1
IM00650 | Blank-Aidite-Zirconia-Multilayer Round Blank 98X14MM-D2 | 162034MULTI98X14MMD2 |  | A Class | NOS | NOS | I-Inventory | FG-Finish Good | R | Consumables | Blank | CAD CAM | Main Location |  |  | FIFO | Aidite | [8 empty] | 0 | 0 | 0 | 1 | 0 | 0 | [6 empty] | NOS | 1 |  | ZIRC/AIDITE /MULTILAYER BLANK/ ROUND/98x 14MM-D2
IM00651 | Blank-Aidite-Zirconia-Multilayer Round Blank 98X18MM-A2 | 162034MULTI98X18MMA2 |  | A Class | NOS | NOS | I-Inventory | FG-Finish Good | R | Consumables | Blank | CAD CAM | Main Location |  |  | FIFO | Aidite | [8 empty] | 0 | 0 | 0 | 1 | 0 | 0 | [6 empty] | NOS | 1 |  | ZIRC/AIDITE /MULTILAYER BLANK/ ROUND/98x 18MM-A2
IM00652 | Blank-Aidite-Zirconia-Multilayer Round Blank 98X18MM-A3.5 | 162034MULTI98X18MMA3.5 |  | A Class | NOS | NOS | I-Inventory | FG-Finish Good | R | Consumables | Blank | CAD CAM | Main Location |  |  | FIFO | Aidite | [8 empty] | 0 | 0 | 0 | 1 | 0 | 0 | [6 empty] | NOS | 1 |  | ZIRC/AIDITE /MULTILAYER BLANK/ ROUND/98x 18MM-A3.5
IM00653 | Blank-Aidite-Zirconia-Multilayer Round Blank 98X18MM-C2 | 162034MULTI98X18MMC2 |  | A Class | NOS | NOS | I-Inventory | FG-Finish Good | R | Consumables | Blank | CAD CAM | Main Location |  |  | FIFO | Aidite | [8 empty] | 0 | 0 | 0 | 1 | 0 | 0 | [6 empty] | NOS | 1 |  | ZIRC/AIDITE /MULTILAYER BLANK/ ROUND/98x 18MM-C2
IM00654 | Blank-Aidite-Zirconia-Multilayer Round Blank 98X18MM-D2 | 162034MULTI98X18MMD2 |  | A Class | NOS | NOS | I-Inventory | FG-Finish Good | R | Consumables | Blank | CAD CAM | Main Location |  |  | FIFO | Aidite | [8 empty] | 0 | 0 | 0 | 1 | 0 | 0 | [6 empty] | NOS | 1 |  | ZIRC/AIDITE /MULTILAYER BLANK/ ROUND/98x 18MM-D2
IM00697 | Component-Local- 223(22Kilo Ohm) Pot Adjuster | 148052223POTADJUSTER |  | A Class | NOS | NOS | I-Inventory | FG-Finish Good | C | Spares | Component | Dental Equiment | Main Location |  |  | FIFO | Indian Product | [8 empty] | 0 | 0 | 0 | 1 | 0 | 0 | [6 empty] | NOS | 1 |  | Component-Local- COMPONENT 223(22KILO OHM) POT ADJUSTER
IM00735 | Component-Local- Push Bush Switch | 148052COMPPBSWITCH |  | A Class | NOS | NOS | I-Inventory | FG-Finish Good | C | Spares | Component | Dental Equiment | Main Location |  |  | FIFO | Indian Product | [8 empty] | 0 | 0 | 0 | 1 | 0 | 0 | [6 empty] | NOS | 1 |  | Component-Local-COMPONENT PUSH BUSH SWITCH
IM00738 | Component-Local- Tiv 22 | 148052COMPTIV22 |  | A Class | NOS | NOS | I-Inventory | FG-Finish Good | C | Spares | Component | Dental Equiment | Main Location |  |  | FIFO | Indian Product | [8 empty] | 0 | 0 | 0 | 1 | 0 | 0 | [6 empty] | NOS | 1 |  | Component-Local-COMPONENT TIV 22
IM00789 | Composite Material-Prime Dent- Endodontic Kit | 139ENDODONTICKIT |  | A Class | NOS | NOS | I-Inventory | FG-Finish Good | R | Consumables | Composite Material | Dental Equiment | Main Location |  |  | FIFO | Prime Dent | [8 empty] | 0 | 0 | 0 | 1 | 0 | 0 | [6 empty] | NOS | 1 |  | ENDODONTIC KIT
IM00791 | Composite Material-Prime Dent- Glass Inomer Light Cured Kit A2 | 186KITA2 |  | A Class | NOS | NOS | I-Inventory | FG-Finish Good | R | Consumables | Composite Material | Dental Equiment | Main Location |  |  | FIFO | Prime Dent | [8 empty] | 0 | 0 | 0 | 1 | 0 | 0 | [6 empty] | NOS | 1 |  | PD/GI/PRIME DENT/GLASS INOMER LIGHT- CURED KIT A2
IM00792 | Composite Material-Prime Dent- Glass Inomer Light Cured Kit A3 | 186KITA3 |  | A Class | NOS | NOS | I-Inventory | FG-Finish Good | R | Consumables | Composite Material | Dental Equiment | Main Location |  |  | FIFO | Prime Dent | [8 empty] | 0 | 0 | 0 | 1 | 0 | 0 | [6 empty] | NOS | 1 |  | PD/GI/PRIME DENT/GLASS INOMER LIGHT- CURED KIT A3
IM00794 | Composite Material-Prime Dent-Light Cure Nano Hybrid Composite Kit 001-616 | 139035001616 |  | A Class | NOS | NOS | I-Inventory | FG-Finish Good | R | Consumables | Composite Material | Dental Equiment | Main Location |  |  | FIFO | Prime Dent | [8 empty] | 0 | 0 | 0 | 1 | 0 | 0 | [6 empty] | NOS | 1 |  | PD/NHC/PRIME-DENT L/C NANO HY. C.KIT 001-616
IM00795 | Composite Material-Prime Dent- VLC One Step Bonding Self Etch | 186BONDING |  | A Class | NOS | NOS | I-Inventory | FG-Finish Good | R | Consumables | Composite Material | Dental Equiment | Main Location |  |  | FIFO | Prime Dent | [8 empty] | 0 | 0 | 0 | 1 | 0 | 0 | [6 empty] | NOS | 1 |  | PD/PRIME DENT/VLC ONE STEP BONDING SELF ETCH
IM00796 | Composite Material-Prime Dent GI Resorative Kit | 139GIRESTORATIVEKIT |  | A Class | NOS | NOS | I-Inventory | FG-Finish Good | R | Consumables | Composite Material | Dental Equiment | Main Location |  |  | FIFO | Prime Dent | [8 empty] | 0 | 0 | 0 | 1 | 0 | 0 | [6 empty] | NOS | 1 |  | PD/PRIME GI RESTORATIVE KIT
IM00797 | Composite Material-Prime Dent Hema Desentizer 2 G Syringe | 1392GSYRINGE |  | A Class | NOS | NOS | I-Inventory | FG-Finish Good | R | Consumables | Composite Material | Dental Equiment | Main Location |  |  | FIFO | Prime Dent | [8 empty] | 0 | 0 | 0 | 1 | 0 | 0 | [6 empty] | NOS | 1 |  | PD/PRIME-HEMA DESENTIZER 2 G SYRINGE
IM00798 | Composite Mateial-Prime Dent -PIT and Fissure Sealant | 139PITFISSURE |  | A Class | NOS | NOS | I-Inventory | FG-Finish Good | R | Consumables | Composite Material | Dental Equiment | Main Location |  |  | FIFO | Prime Dent | [8 empty] | 0 | 0 | 0 | 1 | 0 | 0 | [6 empty] | NOS | 1 |  | PD/PRIME-PIT AND FISSURE SEALANT
IM00799 | Composite Material-Prime Dent-Pit and Fissure Sealant-Opeque | 139PITFISSUREOPEQUE |  | A Class | NOS | NOS | I-Inventory | FG-Finish Good | R | Consumables | Composite Material | Dental Equiment | Main Location |  |  | FIFO | Prime Dent | [8 empty] | 0 | 0 | 0 | 1 | 0 | 0 | [6 empty] | NOS | 1 |  | PD/PRIME-PIT AND FISSURE SEALANT-OPEQUE
IM00801 | Composite Material- Prime Dent- Zinc Oxide Eugenol Cement Kit | 139ZINCCEMENTKIT |  | A Class | NOS | NOS | I-Inventory | FG-Finish Good | R | Consumables | Composite Material | Dental Equiment | Main Location |  |  | FIFO | Prime Dent | [8 empty] | 0 | 0 | 0 | 1 | 0 | 0 | [6 empty] | NOS | 1 |  | PD/PRIME-ZINC OXIDE EUGENOL CEMENT KIT
IM00816 | Air Compressor- Cristofolio- Silence Air Compressor 38L | 11600338L |  | A Class | NOS | NOS | I-Inventory | FG-Finish Good | R | Equipment | Air Compressor | Dental Equiment | Main Location |  |  | FIFO | Cristofolio | [5 empty] | 1.*Air Compressor Oil-free for clinical, laboratory, commercial or even residential use.*2.*Suitable for offices with air consumption up to 85 liters per minute;*3.*Modern and compact design;*4.*Easy operation and maintenance;*5.*Large flow capacity and stable performance;*6.*Being oil-free, emits no fumes, vapors or odors;*7.*Has output air filter, engine pistons 2 and 3 safety systems, among them a shield against overheating;*8.*Air tank with inner painting;*9.*High-efficiency drain located at the bottom center of the tank;*10.*1-year guarantee |  |  | 0 | 0 | 0 | 1 | 0 | 0 | [6 empty] | NOS | 1 |  | CR/AC/CRISTOFOLIO/SILENCE AIR COMP. 38L
IM00829 | Air Compressor Accessories- Cristofolio Dental Stool Simpler | 116SIMPLIER |  | A Class | NOS | NOS | I-Inventory | FG-Finish Good | R | Accessories | Air Compressor-Accessories | Dental Equiment | Main Location |  |  | FIFO | Cristofolio | [8 empty] | 0 | 0 | 0 | 1 | 0 | 0 | [6 empty] | NOS | 1 |  | CR/AC/CRITOFOLIO/DENTAL STOOL/SIMPLER
IM00830 | Air Compressor Accessories- Durr Compressor Membrance for Torando 1 and 2 | 150003TORNADO1AND2 |  | A Class | NOS | NOS | I-Inventory | FG-Finish Good | R | Accessories | Air Compressor-Accessories | Dental Equiment | Main Location |  |  | FIFO | Durr Dental | [8 empty] | 0 | 0 | 0 | 1 | 0 | 0 | [6 empty] | NOS | 1 |  | DD/CR/AC/MEMBRANE FOR TORNADO 1 AND 2 COMP.
IM00836 | Air Compressor Spares-Durr-Fine Filter Set for A4 Cylinder Silver Airline 5450-980-60 | 159003CYLINDER545098060 |  | A Class | NOS | NOS | I-Inventory | FG-Finish Good | R | Spares | Air Compressor-Spares | Dental Equiment | Main Location |  |  | FIFO | Durr Dental | [8 empty] | 0 | 0 | 0 | 1 | 0 | 0 | [6 empty] | NOS | 1 |  | DR/CO/SP/FINE FILTER SET FOR A4 CYLINDER SILVER AIRLINE-5450-980-60
IM00867 | Air Compressor Spares -Durr-Power Tower Silence 120/02 | 15000612002 |  | A Class | NOS | NOS | I-Inventory | FG-Finish Good | R | Spares | Air Compressor-Spares | Dental Equiment | Main Location |  |  | FIFO | Durr Dental | [8 empty] | 0 | 0 | 0 | 1 | 0 | 0 | [6 empty] | NOS | 1 |  | DD/CR/AC/DENTAL COMP/POWER TOWER SILENCE 120/02
IM00870 | Air Compressor Spares-Durr-Comfort H/Ve Bare Suction hose-9000-317-38 | 150003900031738 |  | A Class | NOS | NOS | I-Inventory | FG-Finish Good | R | Spares | Air Compressor-Spares | Dental Equiment | Main Location |  |  | FIFO | Durr Dental | [8 empty] | 0 | 0 | 0 | 1 | 0 | 0 | [6 empty] | NOS | 1 |  | DURR/CO/SP/ COMFORT H/VE BARE SUCTION HOSE-9000-317-38
IM00932 | Dental Compressor Spares- Durr Connect 20 Filtre Connector 0700-700-18E | Durr/Sp/Durr Connect 20 Filtre Connector 0700-700-18E |  | A Class | NOS | NOS | I-Inventory | TG-Trading Good |  | Spares | Air Compressor-Spares | Dental Equiment | Main Location |  |  | FIFO | Durr Dental | [8 empty] | 0 | 0 | 0 | 1 | 0 | 0 | [6 empty] | NOS | 1 |  | Durr Connect 20 Filtre Connector 0700-700-18E
IM00933 | Dental Compressor Spares- Durr Dental Base for Tornado Compressor 5180-200-04 | Durr/Sp/Base for Tornado Compressor 5180-200-04 |  | A Class | NOS | NOS | I-Inventory | TG-Trading Good |  | Spares | Air Compressor-Spares | Dental Equiment | Main Location |  |  | FIFO | Durr Dental | [8 empty] | 0 | 0 | 0 | 1 | 0 | 0 | [6 empty] | NOS | 1 |  | Durr Dental Base for Tornado Compressor 5180-200-04
IM00936 | Computer System-Accessories-Stablizer-Servo Voltage Stablizer 3Kva | 1480453KVASTABLIZER |  | A Class | NOS | NOS | I-Inventory | TG-Trading Good |  | Accessories | Computer System-Accessories | Dental Equiment | Main Location |  |  | FIFO | Indian Product | [8 empty] | 0 | 0 | 0 | 1 | 0 | 0 | [6 empty] | NOS | 1 |  | IN/SS/MC/STABLIZER-SERVO VOLTAGE STABLIZER 3KVA
IM00941 | Control Box-Strong-Strong Lab Motor Contorl Box Model Forte 300 | 164013FORTE300 |  | A Class | NOS | NOS | I-Inventory | FG-Finish Good | R | Equipment | Control Box | Dental Equiment | Main Location |  |  | FIFO | Strong | [8 empty] | 0 | 0 | 0 | 1 | 0 | 0 | [6 empty] | NOS | 1 |  | ST/LM/CB/AC/STRONG LAB MOTOR CONTROL BOX -FORTE 300
IM00944 | Dental Cabinet-Shanghai- Dental Mobile Cabinet Model-MDF Q1 | 124022MDFQ1 |  | A Class | NOS | NOS | I-Inventory | FG-Finish Good | R | Equipment | Dental Cabinet | Dental Equiment | Main Location |  |  | FIFO | Shanghai | [8 empty] | 0 | 0 | 0 | 1 | 0 | 0 | [6 empty] | NOS | 1 |  | GL/CB/MC/DENTAL MOBILE CABINET MODEL (MDF) Q 1
IM00947 | Dental Cabinet-Shanghai- Dental Mobile Unit Marble Top Model-BG-752-2E | 1240227522E |  | A Class | NOS | NOS | I-Inventory | FG-Finish Good | R | Equipment | Dental Cabinet | Dental Equiment | Main Location |  |  | FIFO | Shanghai | [8 empty] | 0 | 0 | 0 | 1 | 0 | 0 | [6 empty] | NOS | 1 |  | SS/DC/MC/BG-752-2E-DENTAL MOBILE UNIT MARBLE TOP
IM00948 | Dental Cabinet-Shanghai- Dental Wall Cabinet Model-BG-G3 | 126033CABINETBGG3 |  | A Class | NOS | NOS | I-Inventory | FG-Finish Good | R | Equipment | Dental Cabinet | Dental Equiment | Main Location |  |  | FIFO | Shanghai | [5 empty] | Wall Mount Cabinet*Model BG G3*Wall Mount Cabinet for Gloves, Tissue, Soap Stand, Disenfactant Stand |  |  | 0 | 0 | 0 | 1 | 0 | 0 | [6 empty] | NOS | 1 |  | SS/DC/MC/BG-G3-DENTAL WALL CABINET BG-G3
IM00979 | Dental Chair Machinery- Dahe Dental Mobile Unit Model 110 | 117101110MOBILEUNIT |  | A Class | NOS | NOS | I-Inventory | FG-Finish Good | R | Equipment | Dental Chair | Dental Equiment | Main Location |  |  | FIFO | Dahe | [8 empty] | 0 | 0 | 0 | 1 | 0 | 0 | [6 empty] | NOS | 1 |  | DHD/DC//MC/110-DAHE DENTAL MOBILE UNIT
IM00998 | Dental Chair Machine-Gnatus Xpress Inova Pad -LSFE Sync | GN/DC/MC/SYNC /LSFE GNATUS D/CHAIR XPRESS INOVA PAD |  | A Class | NOS | NOS | I-Inventory | FG-Finish Good | R | Equipment | Dental Chair | Dental Equiment | Main Location |  |  | FIFO | Gnatus | [8 empty] | 0 | 0 | 0 | 1 | 0 | 0 | [6 empty] | NOS | 1 |  | GN/DC/MC/SYNC /LSFE GNATUS CHAIR XPRESS INOVA PAD
IM01006 | Dental Chair Machine-Yoboshi Peado CAT Type -A8000IIA | FY/DC/MC/A8000 IIA YOBOSHI DENTAL PEADO CHAIR CAT TYPE |  | A Class | NOS | NOS | I-Inventory | TG-Trading Good |  | Equipment | Dental Chair | Dental Equiment | Main Location |  |  | FIFO | Yoboshi | [8 empty] | 0 | 0 | 0 | 1 | 0 | 0 | [6 empty] | NOS | 1 |  | FY/DC/MC/A8000 IIA YOBOSHI DENTAL PEADO CHAIR CAT TYPE
IM01133 | Dental Chair Upholstery- Avayanna Dark Orange #13 | 203001CHUPDARKORANGE013 |  | A Class | NOS | NOS | I-Inventory | TG-Trading Good |  | Accessories | Dental Chair-Accessories | Dental Equiment | Main Location |  |  | FIFO | Confident | [8 empty] | 0 | 0 | 0 | 1 | 0 | 0 | [6 empty] | NOS | 1 |  | CD/DC/CHUP/AVYANNA/DENTAL CHAIR UPHOL. DARK ORANGE 013
IM01180 | Dental Chair Upholstery-Innova Pad-Mustard Yellow # S05 | 109001CHUPINPADMUSTARDYELLOWS05 |  | A Class | NOS | NOS | I-Inventory | FG-Finish Good | R | Accessories | Dental Chair-Accessories | Dental Equiment | Main Location |  |  | FIFO | Runyes | [8 empty] | 0 | 0 | 0 | 1 | 0 | 0 | [6 empty] | NOS | 1 |  | RN/DC/UP/RUNYES CHAIR UPHL INNOVA PAD/MUSTARD YELLOW/S05
IM01181 | Dental Chair Accessoires-Runyes Dental Head Light LED | 109001D4LEDLIGHT |  | A Class | NOS | NOS | I-Inventory | FG-Finish Good | R | Accessories | Dental Chair-Accessories | Dental Equiment | Main Location |  |  | FIFO | Runyes | [8 empty] | 0 | 0 | 0 | 1 | 0 | 0 | [6 empty] | NOS | 1 |  | RN/DL/AC/D4-LEDS- RUNYES DENTAL HEAD LED LIGHT
IM01261 | Installation Kit- Utkrisht | KIT-110UTKRISHTCHAIR |  | A Class | NOS | NOS | I-Inventory | TG-Trading Good |  | Consumables | Dental Chair-Consumables | Dental Equiment | Main Location |  |  | FIFO | Bestodent | [8 empty] | 0 | 0 | 0 | 1 | 0 | 0 | [6 empty] | NOS | 1 |  | KIT -110 INSTALLATION KIT FOR UTKRISHT CHAIR
IM01483 | Dental Chair Spares-Anthos-Cefla Vga Exit Cable 97521844 | 10600197521844 |  | A Class | NOS | NOS | I-Inventory | FG-Finish Good | R | Spares | Dental Chair-Spares | Dental Equiment | Main Location |  |  | FIFO | Anthos/Cefla | [8 empty] | 0 | 0 | 0 | 1 | 0 | 0 | [6 empty] | NOS | 1 |  | CF/DC/SP/CEFLA VGA EXIT CABLE 97521844
IM01495 | Dental Chair Spares-Anthos-Continental Console Group 97661144 | 106001CONSOLEGROUP97661144 |  | A Class | NOS | NOS | I-Inventory | FG-Finish Good | R | Spares | Dental Chair-Spares | Dental Equiment | Main Location |  |  | FIFO | Anthos/Cefla | [8 empty] | 0 | 0 | 0 | 1 | 0 | 0 | [6 empty] | NOS | 1 |  | CF/DC/SP/CONTINENTAL CONSOLE GROUP 97661144
IM01496 | Dental Chair Spares-Anthos-Coperchio Serbatoi Serie 3000 Pz 91109109 | 10600191109109 |  | A Class | NOS | NOS | I-Inventory | FG-Finish Good | R | Spares | Dental Chair-Spares | Dental Equiment | Main Location |  |  | FIFO | Anthos/Cefla | [8 empty] | 0 | 0 | 0 | 1 | 0 | 0 | [6 empty] | NOS | 1 |  | CF/DC/SP/COPERCHIO SERBATOI SERIE 3000 PZ 91109109
IM01497 | Dental Chair Spares-Anthos-Cord Sez L1400C U2 Hd 95520509 | 10600195520509 |  | A Class | NOS | NOS | I-Inventory | FG-Finish Good | R | Spares | Dental Chair-Spares | Dental Equiment | Main Location |  |  | FIFO | Anthos/Cefla | [8 empty] | 0 | 0 | 0 | 1 | 0 | 0 | [6 empty] | NOS | 1 |  | CF/DC/SP/CORD SEZ L1400C U2 HD 95520509
IM01527 | Dental Chair Spares-Anthos-Ghiera D 20X1 Autobl-52900023 | 10600152900023 |  | A Class | NOS | NOS | I-Inventory | FG-Finish Good | R | Spares | Dental Chair-Spares | Dental Equiment | Main Location |  |  | FIFO | Anthos/Cefla | [8 empty] | 0 | 0 | 0 | 1 | 0 | 0 | [6 empty] | NOS | 1 |  | CF/DC/SP/GHIERA D 20X1 AUTOBL-52900023
IM01606 | Dental Chair Spares-Nanhai Aspire-Chair Utility Tray | 177001UTILITYTRAY |  | A Class | NOS | NOS | I-Inventory | FG-Finish Good | R | Spares | Dental Chair-Spares | Dental Equiment | Main Location |  |  | FIFO | Nanhai | [8 empty] | 0 | 0 | 0 | 1 | 0 | 0 | [6 empty] | NOS | 1 |  | CHC SPARE -ASPIRE CHAIR UTILY TRAY
IM01681 | Dental Chair Spares- Power Keen-Star- Assistant Arm PCB | Powerkeen Assistant Arm PCB |  | A Class | NOS | NOS | I-Inventory | TG-Trading Good |  | Spares | Dental Chair-Spares | Dental Equiment | Main Location |  |  | FIFO | Power Keen | [8 empty] | 0 | 0 | 0 | 1 | 0 | 0 | [6 empty] | NOS | 1 |  | Pk/Sp/Powerkeen Assistant Arm PCB
IM01682 | Dental Chair Spares- Power Keen-Star- Delivery Unit PCB | Power Keen-Delivery Unit Pcb |  | A Class | NOS | NOS | I-Inventory | TG-Trading Good |  | Spares | Dental Chair-Spares | Dental Equiment | Main Location |  |  | FIFO | Power Keen | [8 empty] | 0 | 0 | 0 | 1 | 0 | 0 | [6 empty] | NOS | 1 |  | Power Keen-Delivery Unit Pcb
IM01836 | Dental Chair Spares-Anthos-Dental Type P1 Tip F680C4400 | CF/SP/DENTAL TYPE P1 TIP F680C4400 |  | A Class | NOS | NOS | I-Inventory | TG-Trading Good |  | Spares | Dental Chair-Spares | Dental Equiment | Main Location |  |  | FIFO | Anthos/Cefla | [5 empty] | .. |  |  | 0 | 0 | 0 | 1 | 0 | 0 | [6 empty] | NOS | 1 |  | CF/SP/DENTAL TYPE P1 TIP F680C4400
IM01845 | Dental Chair Spares-Anthos-Double Join Asst. Side Articulated Arm | CF/SP/DOUBLE JOIN ASST. SIDE ARTICULATED ARM |  | A Class | NOS | NOS | I-Inventory | TG-Trading Good |  | Spares | Dental Chair-Spares | Dental Equiment | Main Location |  |  | FIFO | Anthos/Cefla | [8 empty] | 0 | 0 | 0 | 1 | 0 | 0 | [6 empty] | NOS | 1 |  | CF/SP/DOUBLE JOIN ASST. SIDE ARTICULATED ARM
IM01945 | Dental Chair Spares-Anthos-Victor- Chair Dc Backrest Motor | 106052VICTORDCBACKREST |  | A Class | NOS | NOS | I-Inventory | FG-Finish Good | R | Spares | Dental Chair-Spares | Dental Equiment | Main Location |  |  | FIFO | Anthos/Cefla | [8 empty] | 0 | 0 | 0 | 1 | 0 | 0 | [6 empty] | NOS | 1 |  | VICTOR/BA/SP/VICTOR CHAIR DC BACKREST MOTOR
IM01946 | Dental Chair Spares-Anthos-Victor- Chair Delivery Unit Upper Cover-V97460271 | 106001DUUPPERCOVERV97460271 |  | A Class | NOS | NOS | I-Inventory | FG-Finish Good | C | Spares | Dental Chair-Spares | Dental Equiment | Main Location |  |  | FIFO | Anthos/Cefla | [8 empty] | 0 | 0 | 0 | 1 | 0 | 0 | [6 empty] | NOS | 1 |  | VICTOR/BA/SP/VICTOR CHAIR DELIVERY UNIT UPPER COVER-V97460271
IM01961 | Dental Chair Spares-Anthos-Victor- Chair Main Pcb V97660051B | 106001V97660051B |  | A Class | NOS | NOS | I-Inventory | FG-Finish Good | R | Spares | Dental Chair-Spares | Dental Equiment | Main Location |  |  | FIFO | Anthos/Cefla | [8 empty] | 0 | 0 | 0 | 1 | 0 | 0 | [6 empty] | NOS | 1 |  | VICTOR/DC/SP/VICTOR CHAIR MAIN PCB V97660051B