## Sheet1
Item_Code | Item_Name | Item_Part_No | Item_Drawing_No | Inventory_Class_Name | Main_UOM_Code | ALT_UOM_Code | Item_Type_Code | Material_Type_Code_OR_GL_Code | Item_Description | Item_Group_Name | Item_Sub_Group_Name | Item_Category_Name | Default_Store_Name | HSN_Code | Standard_Custom_Duty_Rate_Percentage | Inventory_Valuation_Method | Business_Unit_Name | Standard_Rate | Standard_SWS_Rate_Percentage | Minimum_Level | Reorder_Level | Maximum_Level | Item_Specification | Attribute_Attribute_Code | Attribute_Value | Check_Flag_QC_Applicable | Check_Flag_Serial_No_Applicable | Check_Flag_Batch_No_Lot_No_Applicable | Check_Flag_Inventory_Maintain | check_flag_barcode_applicable | check_flag_serialno_mode | check_flag_serialno_prefix | check_flag_serialno_starts_from | check_flag_serialno_suffix | check_flag_serialno_max_length | Technical_Specification_TS_Type | Technical_Specification_Value | UOM_Conversion_To_UOM_Code | UOM_Conversion_Qty | ALPS_Specific_SAP_Customer_Code | ALPS_Specific_SAP_Customer_Name | ALPS_Specific_SAP_Part_Number | ALPS_Specific_SAP_Part_Description | ALPS_Specific_SAP_Customer_Part_No | ALPS_Specific_SAP_Market_Set_Code | ALPS_Specific_Rounding_Value_LOT_Size_Qty | ALPS_Specific_ALPS_Part_No | ALPS_Specific_Customer_Part_No | ALPS_Specific_OEM_Part_No | UDF_UDF_Label | UDF_VALUE
IM02001 | Dental Chair Spares-Gnatus-Base-G3 Delivery Unit Lower Cover 31000000144 |  |  | A Class | NOS | NOS | I-Inventory | FG-Finish Good |  | Spares | Dental Chair-Spares | Dental Equiment | Main Location | 90330000 |  |  | Gnatus | [8 empty] | 0 | 0 | 0 | 1 | 0 | [10 empty] | GN/BA/SP/G3 DELIVERY UNIT LOWER COVER 31000000144
IM02002 | Dental Chair Spares-Gnatus-Base-G3 Plus Chair Backrest Metalic Red Upholstery |  |  | A Class | NOS | NOS | I-Inventory | FG-Finish Good |  | Spares | Dental Chair-Spares | Dental Equiment | Main Location | 90330000 |  |  | Gnatus | [8 empty] | 0 | 0 | 0 | 1 | 0 | [10 empty] | GN/BA/SP/G3 PLUS CHAIR BACKREST METALIC RED UPHOLSTERY
IM02003 | Dental Chair Spares-Gnatus-Base-G3 Plus Chair Headrest Metalic Red Upholstery |  |  | A Class | NOS | NOS | I-Inventory | FG-Finish Good |  | Spares | Dental Chair-Spares | Dental Equiment | Main Location | 90330000 |  |  | Gnatus | [8 empty] | 0 | 0 | 0 | 1 | 0 | [10 empty] | GN/BA/SP/G3 PLUS CHAIR HEADREST METALIC RED UPHOLSTERY
IM02004 | Dental Chair Spares-Gnatus-Base-G3 Plus Chair Seat Metalic Red Upholstery |  |  | A Class | NOS | NOS | I-Inventory | FG-Finish Good |  | Spares | Dental Chair-Spares | Dental Equiment | Main Location | 90330000 |  |  | Gnatus | [8 empty] | 0 | 0 | 0 | 1 | 0 | [10 empty] | GN/BA/SP/G3 PLUS CHAIR SEAT METALIC RED UPHOLSTERY
IM02005 | Dental Chair Spares-Gnatus-Base-G4 Chair Left Side Arm Handrest Arm 41000001008 |  |  | A Class | NOS | NOS | I-Inventory | FG-Finish Good |  | Spares | Dental Chair-Spares | Dental Equiment | Main Location | 90330000 |  |  | Gnatus | [8 empty] | 0 | 0 | 0 | 1 | 0 | [10 empty] | GN/BA/SP/G4 CHAIR LEFT SIDE ARM HANDREST ARM 41000001008
IM02006 | Dental Chair Spares-Gnatus-Base-G4 Chair Left Side Handrest Arm Lower Assembly 41000001006 |  |  | A Class | NOS | NOS | I-Inventory | FG-Finish Good |  | Spares | Dental Chair-Spares | Dental Equiment | Main Location | 90330000 |  |  | Gnatus | [8 empty] | 0 | 0 | 0 | 1 | 0 | [10 empty] | GN/BA/SP/G4 CHAIR LEFT SIDE HANDREST ARM LOWER ASSEMBLY 41000001006
IM02007 | Dental Chair Spares-Gnatus-Base-G4 Chair Metal Base-41000001544 |  |  | A Class | NOS | NOS | I-Inventory | FG-Finish Good |  | Spares | Dental Chair-Spares | Dental Equiment | Main Location | 90330000 |  |  | Gnatus | [8 empty] | 0 | 0 | 0 | 1 | 0 | [10 empty] | GN/BA/SP/G4 CHAIR METAL BASE-41000001544
IM02008 | Dental Chair Spares-Gnatus-Base-G4 Chair Right Side Arm Lower Assembly 41000001007 |  |  | A Class | NOS | NOS | I-Inventory | FG-Finish Good |  | Spares | Dental Chair-Spares | Dental Equiment | Main Location | 90330000 |  |  | Gnatus | [8 empty] | 0 | 0 | 0 | 1 | 0 | [10 empty] | GN/BA/SP/G4 CHAIR RIGHT SIDE ARM LOWER ASSEMBLY 41000001007
IM02009 | Dental Chair Spares-Gnatus-Base-G4 Chair Right Side Handrest Arm 41000001009 |  |  | A Class | NOS | NOS | I-Inventory | FG-Finish Good |  | Spares | Dental Chair-Spares | Dental Equiment | Main Location | 90330000 |  |  | Gnatus | [8 empty] | 0 | 0 | 0 | 1 | 0 | [10 empty] | GN/BA/SP/G4 CHAIR RIGHT SIDE HANDREST ARM 41000001009
IM02010 | Dental Chair Spares-Gnatus-Base-G8 Chair Headrest Plastic Cover-31000000194 |  |  | A Class | NOS | NOS | I-Inventory | FG-Finish Good |  | Spares | Dental Chair-Spares | Dental Equiment | Main Location | 90330000 |  |  | Gnatus | [8 empty] | 0 | 0 | 0 | 1 | 0 | [10 empty] | GN/BA/SP/G8 CHAIR HEADREST PLASTIC COVER-31000000194
IM02011 | Dental Chair Spares-Gnatus-Base-G8 Chair Headrest Plastic Cover-41000000771 |  |  | A Class | NOS | NOS | I-Inventory | FG-Finish Good |  | Spares | Dental Chair-Spares | Dental Equiment | Main Location | 90330000 |  |  | Gnatus | [8 empty] | 0 | 0 | 0 | 1 | 0 | [10 empty] | GN/BA/SP/G8 CHAIR HEADREST PLASTIC COVER-41000000771
IM02012 | Dental Chair Spares-Gnatus-Base-G8 Chair Remote Holding Cover Fixing Plate With Magnet |  |  | A Class | NOS | NOS | I-Inventory | FG-Finish Good |  | Spares | Dental Chair-Spares | Dental Equiment | Main Location | 90330000 |  |  | Gnatus | [8 empty] | 0 | 0 | 0 | 1 | 0 | [10 empty] | GN/BA/G8 CHAIR REMOTE HOLDING COVER FIXING PLATE WITH MAGNET
IM02013 | Dental Chair Spares-Gnatus-Base-G-8 Chair Right Side Handrest Arm-41000000126 |  |  | A Class | NOS | NOS | I-Inventory | FG-Finish Good |  | Spares | Dental Chair-Spares | Dental Equiment | Main Location | 90330000 |  |  | Gnatus | [8 empty] | 0 | 0 | 0 | 1 | 0 | [10 empty] | GN/BA/SP/G-8 CHAIR RIGHT SIDE HANDREST ARM-41000000126
IM02014 | Dental Chair Spares-Gnatus-Base-G8 Chair Seat Upholstery Vd Mint-41000000339 |  |  | A Class | NOS | NOS | I-Inventory | FG-Finish Good |  | Spares | Dental Chair-Spares | Dental Equiment | Main Location | 90330000 |  |  | Gnatus | [8 empty] | 0 | 0 | 0 | 1 | 0 | [10 empty] | GN/BA/SP/G8 CHAIR SEAT UPHOLSTERY VD MINT-41000000339
IM02015 | Dental Chair Spares-Gnatus-Base-G8 Chair Vibration Control Remote Stand 901008667 |  |  | A Class | NOS | NOS | I-Inventory | FG-Finish Good |  | Spares | Dental Chair-Spares | Dental Equiment | Main Location | 90330000 |  |  | Gnatus | [8 empty] | 0 | 0 | 0 | 1 | 0 | [10 empty] | GN/BA/SP/G8 CHAIR VIBRATION CONTROL REMOTE STAND 901008667
IM02016 | Dental Chair Spares-Gnatus-Base-G8 Chair Vibration Controller Remote 901008668 |  |  | A Class | NOS | NOS | I-Inventory | FG-Finish Good |  | Spares | Dental Chair-Spares | Dental Equiment | Main Location | 90330000 |  |  | Gnatus | [8 empty] | 0 | 0 | 0 | 1 | 0 | [10 empty] | Gn/Ba/Sp/G8 Chair Vibration Controller Remote 901008668
IM02017 | Dental Chair Spares-Gnatus-Base-G8 Thorax Rest Reinforcement Plate-701002971 |  |  | A Class | NOS | NOS | I-Inventory | FG-Finish Good |  | Spares | Dental Chair-Spares | Dental Equiment | Main Location | 90330000 |  |  | Gnatus | [8 empty] | 0 | 0 | 0 | 1 | 0 | [10 empty] | GN/BA/SP/G8 THORAX REST REINFORCEMENT PLATE-701002971
IM02018 | Dental Chair Spares-Gnatus-Base-G8-G4 Chair Updown Motor 901008867 |  |  | A Class | NOS | NOS | I-Inventory | FG-Finish Good |  | Spares | Dental Chair-Spares | Dental Equiment | Main Location | 90330000 |  |  | Gnatus | [8 empty] | 0 | 0 | 0 | 1 | 0 | [10 empty] | GN/BA/G8-G4 CHAIR UPDOWN MOTOR 901008867
IM02019 | Dental Chair Spares-Gnatus-Base-Glass Reflector Olympic |  |  | A Class | NOS | NOS | I-Inventory | FG-Finish Good |  | Spares | Dental Chair-Spares | Dental Equiment | Main Location | 90330000 |  |  | Gnatus | [8 empty] | 0 | 0 | 0 | 1 | 0 | [10 empty] | GN/BA/SP/GLASS REFLECTOR OLYMPIC
IM02020 | Dental Chair Spares-Gnatus-Base-Gnatus Light Base Pole |  |  | A Class | NOS | NOS | I-Inventory | FG-Finish Good |  | Spares | Dental Chair-Spares | Dental Equiment | Main Location | 90330000 |  |  | Gnatus | [8 empty] | 0 | 0 | 0 | 1 | 0 | [10 empty] | GN/BA/SP/GNATUS LIGHT BASE POLE
IM02021 | Dental Chair Spares-Gnatus-Base-Gnatus S -Seriesâ Â Motorâ Support Cover-31000002600 |  |  | A Class | NOS | NOS | I-Inventory | FG-Finish Good |  | Spares | Dental Chair-Spares | Dental Equiment | Main Location | 90330000 |  |  | Gnatus | [8 empty] | 0 | 0 | 0 | 1 | 0 | [10 empty] | GN/BA/SP/GNATUS S -SERIESÂ Â MOTORÂ SUPPORT COVER-31000002600
IM02022 | Dental Chair Spares-Gnatus-Base-Gold Chair Back Cover Upholsery 601009300 |  |  | A Class | NOS | NOS | I-Inventory | FG-Finish Good |  | Spares | Dental Chair-Spares | Dental Equiment | Main Location | 90330000 |  |  | Gnatus | [8 empty] | 0 | 0 | 0 | 1 | 0 | [10 empty] | Gn/Ba/Sp/Gold Chair Back Cover Upholsery 601009300
IM02023 | Dental Chair Spares-Gnatus-Base-Gold Chair Foot Control Wire 300046810 |  |  | A Class | NOS | NOS | I-Inventory | FG-Finish Good |  | Spares | Dental Chair-Spares | Dental Equiment | Main Location | 90330000 |  |  | Gnatus | [8 empty] | 0 | 0 | 0 | 1 | 0 | [10 empty] | Gn/Ba/Sp/Gold Chair Foot Control Wire 300046810
IM02024 | Dental Chair Spares-Gnatus-Base-Gold Chair Left Arm 991003710 |  |  | A Class | NOS | NOS | I-Inventory | FG-Finish Good |  | Spares | Dental Chair-Spares | Dental Equiment | Main Location | 90330000 |  |  | Gnatus | [8 empty] | 0 | 0 | 0 | 1 | 0 | [10 empty] | Gn/Ba/Sp/Gold Chair Left Arm 991003710
IM02025 | Dental Chair Spares-Gnatus-Base-Handpiece Holder |  |  | A Class | NOS | NOS | I-Inventory | FG-Finish Good |  | Spares | Dental Chair-Spares | Dental Equiment | Main Location | 90330000 |  |  | Gnatus | [8 empty] | 0 | 0 | 0 | 1 | 0 | [10 empty] | GN/BA/SP/HANDPIECE HOLDER
IM02026 | Dental Chair Spares-Gnatus-Base-Head Rest 901007120 (All Chair) |  |  | A Class | NOS | NOS | I-Inventory | FG-Finish Good |  | Spares | Dental Chair-Spares | Dental Equiment | Main Location | 90330000 |  |  | Gnatus | [8 empty] | 0 | 0 | 0 | 1 | 0 | [10 empty] | Gn/Ba/Sp/Head Rest 901007120 (All Chair)
IM02027 | Dental Chair Spares-Gnatus-Base-Headrest Upholsery Screw 240000281 (All Chair) |  |  | A Class | NOS | NOS | I-Inventory | FG-Finish Good |  | Spares | Dental Chair-Spares | Dental Equiment | Main Location | 90330000 |  |  | Gnatus | [8 empty] | 0 | 0 | 0 | 1 | 0 | [10 empty] | Gn/Ba/Sp/Headrest Upholsery Screw 240000281 (All Chair)
IM02028 | Dental Chair Spares-Gnatus-Base-High Speeed Handpiece Fo Hose Term 300030360 |  |  | A Class | NOS | NOS | I-Inventory | FG-Finish Good |  | Spares | Dental Chair-Spares | Dental Equiment | Main Location | 90330000 |  |  | Gnatus | [8 empty] | 0 | 0 | 0 | 1 | 0 | [10 empty] | GN/BA/SP/HIGH SPEEED HANDPIECE FO HOSE TERM 300030360
IM02029 | Dental Chair Spares-Gnatus-Base-Hose 04.7 X 03.7 (0.007M) 361000742 |  |  | A Class | NOS | NOS | I-Inventory | FG-Finish Good |  | Spares | Dental Chair-Spares | Dental Equiment | Main Location | 90330000 |  |  | Gnatus | [8 empty] | 0 | 0 | 0 | 1 | 0 | [10 empty] | Gn/Ba/Sp/Hose 04.7 x 03.7 (0.007m) 361000742
IM02030 | Dental Chair Spares-Gnatus-Base-Hose Blue-Pu (1.6X3.00Mm) 361000256 |  |  | A Class | NOS | NOS | I-Inventory | FG-Finish Good |  | Spares | Dental Chair-Spares | Dental Equiment | Main Location | 90330000 |  |  | Gnatus | [8 empty] | 0 | 0 | 0 | 1 | 0 | [10 empty] | GN/BA/SP/HOSE BLUE-PU (1.6X3.00MM) 361000256
IM02031 | Dental Chair Spares-Gnatus-Base-Inova Chair Backrest Uphol Lam M Red 05 |  |  | A Class | NOS | NOS | I-Inventory | FG-Finish Good |  | Spares | Dental Chair-Spares | Dental Equiment | Main Location | 90330000 |  |  | Gnatus | [8 empty] | 0 | 0 | 0 | 1 | 0 | [10 empty] | GN/BA/SP/INOVA CHAIR BACKREST UPHOL LAM M RED 05
IM02032 | Dental Chair Spares-Gnatus-Base-Inova Chair Headrest Uphol Lam M Red 05 |  |  | A Class | NOS | NOS | I-Inventory | FG-Finish Good |  | Spares | Dental Chair-Spares | Dental Equiment | Main Location | 90330000 |  |  | Gnatus | [8 empty] | 0 | 0 | 0 | 1 | 0 | [10 empty] | GN/BA/SP/INOVA CHAIR HEADREST UPHOL LAM M RED 05
IM02033 | Dental Chair Spares-Gnatus-Base-Inova Pad Fe PCB 300051111 |  |  | A Class | NOS | NOS | I-Inventory | FG-Finish Good |  | Spares | Dental Chair-Spares | Dental Equiment | Main Location | 90330000 |  |  | Gnatus | [8 empty] | 0 | 0 | 0 | 1 | 0 | [10 empty] | Gn/Ba/Sp/Inova Pad Fe Pcb 300051111
IM02034 | Dental Chair Spares-Gnatus-Base-Inova Pad Plus I.C. 906000178 |  |  | A Class | NOS | NOS | I-Inventory | FG-Finish Good |  | Spares | Dental Chair-Spares | Dental Equiment | Main Location | 90330000 |  |  | Gnatus | [8 empty] | 0 | 0 | 0 | 1 | 0 | [10 empty] | GN/BA/SP INOVA PAD PLUS I.C. 906000178
IM02035 | Dental Chair Spares-Gnatus-Base-Inova Pad Uphol Lower Frame |  |  | A Class | NOS | NOS | I-Inventory | FG-Finish Good |  | Spares | Dental Chair-Spares | Dental Equiment | Main Location | 90330000 |  |  | Gnatus | [8 empty] | 0 | 0 | 0 | 1 | 0 | [10 empty] | GN/BA/SP/INOVA PAD UPHOL LOWER FRAME
IM02036 | Dental Chair Spares-Gnatus-Base-Inova Star Main PCB Ic 906000176 |  |  | A Class | NOS | NOS | I-Inventory | FG-Finish Good |  | Spares | Dental Chair-Spares | Dental Equiment | Main Location | 90330000 |  |  | Gnatus | [8 empty] | 0 | 0 | 0 | 1 | 0 | [10 empty] | Gn/Ba/Sp/Inova Star Main Pcb Ic 906000176
IM02037 | Dental Chair Spares-Gnatus-Base-Instrument Tray Lower Cover |  |  | A Class | NOS | NOS | I-Inventory | FG-Finish Good |  | Spares | Dental Chair-Spares | Dental Equiment | Main Location | 90330000 |  |  | Gnatus | [8 empty] | 0 | 0 | 0 | 1 | 0 | [10 empty] | GN/BA/SP/INSTRUMENT TRAY LOWER COVER
IM02038 | Dental Chair Spares-Gnatus-Base-I-Pad, Old Ipad, S-Gold Chair PCB-300050630 |  |  | A Class | NOS | NOS | I-Inventory | FG-Finish Good |  | Spares | Dental Chair-Spares | Dental Equiment | Main Location | 90330000 |  |  | Gnatus | [8 empty] | 0 | 0 | 0 | 1 | 0 | [10 empty] | GN/BA/SP/I-PAD, OLD IPAD, S-GOLD CHAIR PCB-300050630
IM02039 | Dental Chair Spares-Gnatus-Base-I-Pad, Old Ipad, S-Gold Chair PCB-300050630 Without Ic |  |  | A Class | NOS | NOS | I-Inventory | FG-Finish Good |  | Spares | Dental Chair-Spares | Dental Equiment | Main Location | 90330000 |  |  | Gnatus | [8 empty] | 0 | 0 | 0 | 1 | 0 | [10 empty] | GN/BA/SP/I-PAD, OLD IPAD, S-GOLD CHAIR PCB-300050630 without IC
IM02040 | Dental Chair Spares-Gnatus-Base-Joint Ii Headrest 701002734 (All Chair) |  |  | A Class | NOS | NOS | I-Inventory | FG-Finish Good |  | Spares | Dental Chair-Spares | Dental Equiment | Main Location | 90330000 |  |  | Gnatus | [8 empty] | 0 | 0 | 0 | 1 | 0 | [10 empty] | Gn/Ba/Sp/Joint Ii Headrest 701002734 (All Chair)
IM02041 | Dental Chair Spares-Gnatus-Base-Knob Footswitch Chip Blower G8-30365004755 |  |  | A Class | NOS | NOS | I-Inventory | FG-Finish Good |  | Spares | Dental Chair-Spares | Dental Equiment | Main Location | 90330000 |  |  | Gnatus | [8 empty] | 0 | 0 | 0 | 1 | 0 | [10 empty] | GN/BA/SP/KNOB FOOTSWITCH CHIP BLOWER G8-30365004755
IM02042 | Dental Chair Spares-Gnatus-Base-Landus Ch Up Down Piston Hydraulic 901002430 |  |  | A Class | NOS | NOS | I-Inventory | FG-Finish Good |  | Spares | Dental Chair-Spares | Dental Equiment | Main Location | 90330000 |  |  | Gnatus | [8 empty] | 0 | 0 | 0 | 1 | 0 | [10 empty] | Gn/Ba/Sp/Landus Ch Up Down Piston Hydraulic 901002430
IM02043 | Dental Chair Spares-Gnatus-Base-Landus Chair Back Cover 601006396 |  |  | A Class | NOS | NOS | I-Inventory | FG-Finish Good |  | Spares | Dental Chair-Spares | Dental Equiment | Main Location | 90330000 |  |  | Gnatus | [8 empty] | 0 | 0 | 0 | 1 | 0 | [10 empty] | Gn/Ba/Sp/Landus Chair Back Cover 601006396
IM02044 | Dental Chair Spares-Gnatus-Base-Landus Chair Motor Disc 365003900 |  |  | A Class | NOS | NOS | I-Inventory | FG-Finish Good |  | Spares | Dental Chair-Spares | Dental Equiment | Main Location | 90330000 |  |  | Gnatus | [8 empty] | 0 | 0 | 0 | 1 | 0 | [10 empty] | Gn/Ba/Sp/Landus Chair Motor Disc 365003900
IM02045 | Dental Chair Spares-Gnatus-Base-Landus Chair O Ring 2-015 355000127 |  |  | A Class | NOS | NOS | I-Inventory | FG-Finish Good |  | Spares | Dental Chair-Spares | Dental Equiment | Main Location | 90330000 |  |  | Gnatus | [8 empty] | 0 | 0 | 0 | 1 | 0 | [10 empty] | Gn/Ba/Sp/Landus Chair O Ring 2-015 355000127
IM02046 | Dental Chair Spares-Gnatus-Base-Landus Chair PCB 300026220 |  |  | A Class | NOS | NOS | I-Inventory | FG-Finish Good |  | Spares | Dental Chair-Spares | Dental Equiment | Main Location | 90330000 |  |  | Gnatus | [8 empty] | 0 | 0 | 0 | 1 | 0 | [10 empty] | Gn/Ba/Sp/Landus Chair Pcb 300026220
IM02047 | Dental Chair Spares-Gnatus-Base-Landus Chair Piston Spring 1818 385000414 |  |  | A Class | NOS | NOS | I-Inventory | FG-Finish Good |  | Spares | Dental Chair-Spares | Dental Equiment | Main Location | 90330000 |  |  | Gnatus | [8 empty] | 0 | 0 | 0 | 1 | 0 | [10 empty] | Gn/Ba/Sp/Landus Chair Piston Spring 1818 385000414
IM02048 | Dental Chair Spares-Gnatus-Base-Landus Chair Pump Spring 385000108 |  |  | A Class | NOS | NOS | I-Inventory | FG-Finish Good |  | Spares | Dental Chair-Spares | Dental Equiment | Main Location | 90330000 |  |  | Gnatus | [8 empty] | 0 | 0 | 0 | 1 | 0 | [10 empty] | Gn/Ba/Sp/Landus Chair Pump Spring 385000108
IM02049 | Dental Chair Spares-Gnatus-Base-Landus Oil Bottle 901000026 |  |  | A Class | NOS | NOS | I-Inventory | FG-Finish Good |  | Spares | Dental Chair-Spares | Dental Equiment | Main Location | 90330000 |  |  | Gnatus | [8 empty] | 0 | 0 | 0 | 1 | 0 | [10 empty] | Gn/Ba/Sp/Landus Oil Bottle 901000026
IM02050 | Dental Chair Spares-Gnatus-Base-Landus Right Arm Kit 991003250 |  |  | A Class | NOS | NOS | I-Inventory | FG-Finish Good |  | Spares | Dental Chair-Spares | Dental Equiment | Main Location | 90330000 |  |  | Gnatus | [8 empty] | 0 | 0 | 0 | 1 | 0 | [10 empty] | Gn/Ba/Sp/Landus Right Arm Kit 991003250
IM02051 | Dental Chair Spares-Gnatus-Base-Landus Up Down Pump 901006760 |  |  | A Class | NOS | NOS | I-Inventory | FG-Finish Good |  | Spares | Dental Chair-Spares | Dental Equiment | Main Location | 90330000 |  |  | Gnatus | [8 empty] | 0 | 0 | 0 | 1 | 0 | [10 empty] | GN/BA/SP/LANDUS UP DOWN PUMP 901006760
IM02052 | Dental Chair Spares-Gnatus-Base-Left Arm Screw 201000521 (All Chair) |  |  | A Class | NOS | NOS | I-Inventory | FG-Finish Good |  | Spares | Dental Chair-Spares | Dental Equiment | Main Location | 90330000 |  |  | Gnatus | [8 empty] | 0 | 0 | 0 | 1 | 0 | [10 empty] | Gn/Ba/Sp/Left Arm Screw 201000521 (All Chair)
IM02053 | Dental Chair Spares-Gnatus-Base-Leg Stopper 300041670 |  |  | A Class | NOS | NOS | I-Inventory | FG-Finish Good |  | Spares | Dental Chair-Spares | Dental Equiment | Main Location | 90330000 |  |  | Gnatus | [8 empty] | 0 | 0 | 0 | 1 | 0 | [10 empty] | Gn/Am/Sp/Leg Stopper 300041670
IM02054 | Dental Chair Spares-Gnatus-Base-Lgt Head Spin Ajust Ring-41000000996 |  |  | A Class | NOS | NOS | I-Inventory | FG-Finish Good |  | Spares | Dental Chair-Spares | Dental Equiment | Main Location | 90330000 |  |  | Gnatus | [8 empty] | 0 | 0 | 0 | 1 | 0 | [10 empty] | GN/BA/SP/LGT HEAD SPIN AJUST RING-41000000996
IM02055 | Dental Chair Spares-Gnatus-Base-Light Bush 300027230 |  |  | A Class | NOS | NOS | I-Inventory | FG-Finish Good |  | Spares | Dental Chair-Spares | Dental Equiment | Main Location | 90330000 |  |  | Gnatus | [8 empty] | 0 | 0 | 0 | 1 | 0 | [10 empty] | GN/BA/SP/LIGHT BUSH 300027230
IM02056 | Dental Chair Spares-Gnatus-Base-Light Screw 201001670 |  |  | A Class | NOS | NOS | I-Inventory | FG-Finish Good |  | Spares | Dental Chair-Spares | Dental Equiment | Main Location | 90330000 |  |  | Gnatus | [8 empty] | 0 | 0 | 0 | 1 | 0 | [10 empty] | Gn/ba/Sp/Light Screw 201001670
IM02057 | Dental Chair Spares-Gnatus-Base-Locking Valve Support 300028050 (All Chair) |  |  | A Class | NOS | NOS | I-Inventory | FG-Finish Good |  | Spares | Dental Chair-Spares | Dental Equiment | Main Location | 90330000 |  |  | Gnatus | [8 empty] | 0 | 0 | 0 | 1 | 0 | [10 empty] | Gn/Ba/Sp/Locking Valve Support 300028050 (All Chair)
IM02058 | Dental Chair Spares-Gnatus-Base-Lower Bush 365003540 (All Chair) |  |  | A Class | NOS | NOS | I-Inventory | FG-Finish Good |  | Spares | Dental Chair-Spares | Dental Equiment | Main Location | 90330000 |  |  | Gnatus | [8 empty] | 0 | 0 | 0 | 1 | 0 | [10 empty] | Gn/Ba/Sp/Lower Bush 365003540 (All Chair)
IM02059 | Dental Chair Spares-Gnatus-Base-Mangueria Pu 1,6 X 3.0 Mm (0.20Mm) Amarleo 361000231 |  |  | A Class | NOS | NOS | I-Inventory | FG-Finish Good |  | Spares | Dental Chair-Spares | Dental Equiment | Main Location | 90330000 |  |  | Gnatus | [8 empty] | 0 | 0 | 0 | 1 | 0 | [10 empty] | GN/BA/SP/MANGUERIA PU 1,6 X 3.0 MM (0.20MM) AMARLEO 361000231
IM02060 | Dental Chair Spares-Gnatus-Base-Mangueria Pu 1,6 X 3.0 Mm (0.20Mm) Verde 361000249 |  |  | A Class | NOS | NOS | I-Inventory | FG-Finish Good |  | Spares | Dental Chair-Spares | Dental Equiment | Main Location | 90330000 |  |  | Gnatus | [8 empty] | 0 | 0 | 0 | 1 | 0 | [10 empty] | GN/BA/SP/MANGUERIA PU 1,6 x 3.0 MM (0.20MM) VERDE 361000249
IM02061 | Dental Chair Spares-Gnatus-Base-Mcb Bio Vac |  |  | A Class | NOS | NOS | I-Inventory | FG-Finish Good |  | Spares | Dental Chair-Spares | Dental Equiment | Main Location | 90330000 |  |  | Gnatus | [8 empty] | 0 | 0 | 0 | 1 | 0 | [10 empty] | GN/BA/SP/MCB BIO VAC
IM02062 | Dental Chair Spares-Gnatus-Base-Metal O Ring 300029360 |  |  | A Class | NOS | NOS | I-Inventory | FG-Finish Good |  | Spares | Dental Chair-Spares | Dental Equiment | Main Location | 90330000 |  |  | Gnatus | [8 empty] | 0 | 0 | 0 | 1 | 0 | [10 empty] | GN/BA/SP/METAL O RING 300029360
IM02063 | Dental Chair Spares-Gnatus-Base-Metal Ring 300028560 (All Chair) |  |  | A Class | NOS | NOS | I-Inventory | FG-Finish Good |  | Spares | Dental Chair-Spares | Dental Equiment | Main Location | 90330000 |  |  | Gnatus | [8 empty] | 0 | 0 | 0 | 1 | 0 | [10 empty] | Gn/Ba/Sp/Metal Ring 300028560 (All Chair)
IM02064 | Dental Chair Spares-Gnatus-Base-Motor 707001470 |  |  | A Class | NOS | NOS | I-Inventory | FG-Finish Good |  | Spares | Dental Chair-Spares | Dental Equiment | Main Location | 90330000 |  |  | Gnatus | [8 empty] | 0 | 0 | 0 | 1 | 0 | [10 empty] | Gn/Am/Sp/Motor 707001470
IM02065 | Dental Chair Spares-Gnatus-Base-Motor Nozzle 901005530 |  |  | A Class | NOS | NOS | I-Inventory | FG-Finish Good |  | Spares | Dental Chair-Spares | Dental Equiment | Main Location | 90330000 |  |  | Gnatus | [8 empty] | 0 | 0 | 0 | 1 | 0 | [10 empty] | Gn/Ba/Sp/Motor Nozzle 901005530
IM02066 | Dental Chair Spares-Gnatus-Base-Motor Ripit 601009050 |  |  | A Class | NOS | NOS | I-Inventory | FG-Finish Good |  | Spares | Dental Chair-Spares | Dental Equiment | Main Location | 90330000 |  |  | Gnatus | [8 empty] | 0 | 0 | 0 | 1 | 0 | [10 empty] | Gn/Ba/Sp/Motor Ripit 601009050
IM02067 | Dental Chair Spares-Gnatus-Base-Natural Smooth Hose 6.5Mmx9.5Mm 361000748 |  |  | A Class | NOS | NOS | I-Inventory | FG-Finish Good |  | Spares | Dental Chair-Spares | Dental Equiment | Main Location | 90330000 |  |  | Gnatus | [8 empty] | 0 | 0 | 0 | 1 | 0 | [10 empty] | Gn/Ba/Sp/Natural Smooth Hose 6.5mmx9.5mm 361000748
IM02068 | Dental Chair Spares-Gnatus-Base-Nozzle 300026740 |  |  | A Class | NOS | NOS | I-Inventory | FG-Finish Good |  | Spares | Dental Chair-Spares | Dental Equiment | Main Location | 90330000 |  |  | Gnatus | [8 empty] | 0 | 0 | 0 | 1 | 0 | [10 empty] | GN/BA/SP/NOZZLE 300026740
IM02069 | Dental Chair Spares-Gnatus-Base-Oil Pipe Big 370000223 (Landus And Simplex Chair) |  |  | A Class | NOS | NOS | I-Inventory | FG-Finish Good |  | Spares | Dental Chair-Spares | Dental Equiment | Main Location | 90330000 |  |  | Gnatus | [8 empty] | 0 | 0 | 0 | 1 | 0 | [10 empty] | Gn/Ba/Oil Pipe Big 370000223 (Landus and simplex Chair)
IM02070 | Dental Chair Spares-Gnatus-Base-Oil Pipe Big 370000270 (Landus And Simplex Chair) |  |  | A Class | NOS | NOS | I-Inventory | FG-Finish Good |  | Spares | Dental Chair-Spares | Dental Equiment | Main Location | 90330000 |  |  | Gnatus | [8 empty] | 0 | 0 | 0 | 1 | 0 | [10 empty] | Gn/Ba/Oil Pipe Big 370000270 (Landus and simplex Chair)
IM02071 | Dental Chair Spares-Gnatus-Base-Oil Pipe Big 370000290 (Landus And Simplex Chair) |  |  | A Class | NOS | NOS | I-Inventory | FG-Finish Good |  | Spares | Dental Chair-Spares | Dental Equiment | Main Location | 90330000 |  |  | Gnatus | [8 empty] | 0 | 0 | 0 | 1 | 0 | [10 empty] | Gn/Ba/Oil Pipe Big 370000290 (Landus and simplex Chair)
IM02072 | Dental Chair Spares-Gnatus-Base-Oil Pipe Big 370000300 (Landus And Simplex Chair) |  |  | A Class | NOS | NOS | I-Inventory | FG-Finish Good |  | Spares | Dental Chair-Spares | Dental Equiment | Main Location | 90330000 |  |  | Gnatus | [8 empty] | 0 | 0 | 0 | 1 | 0 | [10 empty] | Gn/Ba/Oil Pipe Big 370000300 (Landus and simplex Chair)
IM02073 | Dental Chair Spares-Gnatus-Base-Oil Pipe Medium Big 370000255 (Landus And Simplex Chair) |  |  | A Class | NOS | NOS | I-Inventory | FG-Finish Good |  | Spares | Dental Chair-Spares | Dental Equiment | Main Location | 90330000 |  |  | Gnatus | [8 empty] | 0 | 0 | 0 | 1 | 0 | [10 empty] | Gn/Ba/Oil Pipe Medium Big 370000255 (Landus and simplex Chair)
IM02074 | Dental Chair Spares-Gnatus-Base-Oil Solenoid Landus Valve Brass |  |  | A Class | NOS | NOS | I-Inventory | FG-Finish Good |  | Spares | Dental Chair-Spares | Dental Equiment | Main Location | 90330000 |  |  | Gnatus | [8 empty] | 0 | 0 | 0 | 1 | 0 | [10 empty] | Gn/Ba/Sp/Oil Solenoid Landus Valve Brass
IM02075 | Dental Chair Spares-Gnatus-Base-Old Up Down Motor 300043690 |  |  | A Class | NOS | NOS | I-Inventory | FG-Finish Good |  | Spares | Dental Chair-Spares | Dental Equiment | Main Location | 90330000 |  |  | Gnatus | [8 empty] | 0 | 0 | 0 | 1 | 0 | [10 empty] | Gn/Ba/Sp/Old Up Down Motor 300043690
IM02076 | Dental Chair Spares-Gnatus-Base-One Way Valve Vernay 300050488 |  |  | A Class | NOS | NOS | I-Inventory | FG-Finish Good |  | Spares | Dental Chair-Spares | Dental Equiment | Main Location | 90330000 |  |  | Gnatus | [8 empty] | 0 | 0 | 0 | 1 | 0 | [10 empty] | Gn/Ba/Sp/One Way Valve Vernay 300050488
IM02077 | Dental Chair Spares-Gnatus-Base-Parker Ring 6-022 Int.32,2 W2,01 C.-1 N.- 26003-227 |  |  | A Class | NOS | NOS | I-Inventory | FG-Finish Good |  | Spares | Dental Chair-Spares | Dental Equiment | Main Location | 90330000 |  |  | Gnatus | [8 empty] | 0 | 0 | 0 | 1 | 0 | [10 empty] | GN/BA/SP/PARKER RING 6-022 INT.32,2 W2,01 C.-1 N.- 26003-227
IM02078 | Dental Chair Spares-Gnatus-Base-Pci Chair Syncrus Pop With Hall Sensor 601001208 |  |  | A Class | NOS | NOS | I-Inventory | FG-Finish Good |  | Spares | Dental Chair-Spares | Dental Equiment | Main Location | 90330000 |  |  | Gnatus | [8 empty] | 0 | 0 | 0 | 1 | 0 | [10 empty] | Gn/Ba/Sp/PCI Chair Syncrus Pop With Hall Sensor 601001208
IM02079 | Dental Chair Spares-Gnatus-Base-Pci Microcontroller Subset 906000142 |  |  | A Class | NOS | NOS | I-Inventory | FG-Finish Good |  | Spares | Dental Chair-Spares | Dental Equiment | Main Location | 90330000 |  |  | Gnatus | [8 empty] | 0 | 0 | 0 | 1 | 0 | [10 empty] | GN/BA/SP/PCI MICROCONTROLLER SUBSET 906000142
IM02080 | Dental Chair Spares-Gnatus-Base-Persus Arm Cover |  |  | A Class | NOS | NOS | I-Inventory | FG-Finish Good |  | Spares | Dental Chair-Spares | Dental Equiment | Main Location | 90330000 |  |  | Gnatus | [8 empty] | 0 | 0 | 0 | 1 | 0 | [10 empty] | Gn/Ba/Sp/Persus Arm Cover
IM02081 | Dental Chair Spares-Gnatus-Base-Persus Foot Control |  |  | A Class | NOS | NOS | I-Inventory | FG-Finish Good |  | Spares | Dental Chair-Spares | Dental Equiment | Main Location | 90330000 |  |  | Gnatus | [8 empty] | 0 | 0 | 0 | 1 | 0 | [10 empty] | GN/BA/SP/PERSUS FOOT CONTROL
IM02082 | Dental Chair Spares-Gnatus-Base-Pf Aco Cab Fl Ph Mitopl 4 X 12Mm30233000038 |  |  | A Class | NOS | NOS | I-Inventory | FG-Finish Good |  | Spares | Dental Chair-Spares | Dental Equiment | Main Location | 90330000 |  |  | Gnatus | [8 empty] | 0 | 0 | 0 | 1 | 0 | [10 empty] | GN/BA/SP/PF ACO CAB FL PH MITOPL 4 X 12MM30233000038
IM02083 | Dental Chair Spares-Gnatus-Base-Pin Holder 300043490 |  |  | A Class | NOS | NOS | I-Inventory | FG-Finish Good |  | Spares | Dental Chair-Spares | Dental Equiment | Main Location | 90330000 |  |  | Gnatus | [8 empty] | 0 | 0 | 0 | 1 | 0 | [10 empty] | Gn/Am/Sp/Pin Holder 300043490
IM02084 | Dental Chair Spares-Gnatus-Base-Plastic Bush 31000004050 |  |  | A Class | NOS | NOS | I-Inventory | FG-Finish Good |  | Spares | Dental Chair-Spares | Dental Equiment | Main Location | 90330000 |  |  | Gnatus | [8 empty] | 0 | 0 | 0 | 1 | 0 | [10 empty] | GN/BA/SP/PLASTIC BUSH 31000004050
IM02085 | Dental Chair Spares-Gnatus-Base-Power Code 300043450 |  |  | A Class | NOS | NOS | I-Inventory | FG-Finish Good |  | Spares | Dental Chair-Spares | Dental Equiment | Main Location | 90330000 |  |  | Gnatus | [8 empty] | 0 | 0 | 0 | 1 | 0 | [10 empty] | Gn/Am/Sp/Power Code 300043450
IM02086 | Dental Chair Spares-Gnatus-Base-Power Code And Fuse Holder Lid 601009995 |  |  | A Class | NOS | NOS | I-Inventory | FG-Finish Good |  | Spares | Dental Chair-Spares | Dental Equiment | Main Location | 90330000 |  |  | Gnatus | [8 empty] | 0 | 0 | 0 | 1 | 0 | [10 empty] | GN/BA/SP/POWER CODE And FUSE HOLDER LID 601009995
IM02087 | Dental Chair Spares-Gnatus-Base-Power Socket 300015884 |  |  | A Class | NOS | NOS | I-Inventory | FG-Finish Good |  | Spares | Dental Chair-Spares | Dental Equiment | Main Location | 90330000 |  |  | Gnatus | [8 empty] | 0 | 0 | 0 | 1 | 0 | [10 empty] | Gn/Ba/Sp/Power Socket 300015884
IM02088 | Dental Chair Spares-Gnatus-Base-Pump Block |  |  | A Class | NOS | NOS | I-Inventory | FG-Finish Good |  | Spares | Dental Chair-Spares | Dental Equiment | Main Location | 90330000 |  |  | Gnatus | [8 empty] | 0 | 0 | 0 | 1 | 0 | [10 empty] | GN/BA/SP/PUMP BLOCK
IM02089 | Dental Chair Spares-Gnatus-Base-Pvcron Uph Col Inov Nw Light Green Coat 011000042 |  |  | A Class | NOS | NOS | I-Inventory | FG-Finish Good |  | Spares | Dental Chair-Spares | Dental Equiment | Main Location | 90330000 |  |  | Gnatus | [8 empty] | 0 | 0 | 0 | 1 | 0 | [10 empty] | Gn/Ba/Sp/Pvcron Uph Col Inov NW Light Green Coat 011000042
IM02090 | Dental Chair Spares-Gnatus-Base-Quick Tight Knob Syn Chair 365003500 (All Chair) |  |  | A Class | NOS | NOS | I-Inventory | FG-Finish Good |  | Spares | Dental Chair-Spares | Dental Equiment | Main Location | 90330000 |  |  | Gnatus | [8 empty] | 0 | 0 | 0 | 1 | 0 | [10 empty] | Gn/Ba/Sp/Quick Tight Knob Syn Chair 365003500 (all Chair)
IM02091 | Dental Chair Spares-Gnatus-Base-Raising Socket Screw Decorative 601006550 (All Chair) |  |  | A Class | NOS | NOS | I-Inventory | FG-Finish Good |  | Spares | Dental Chair-Spares | Dental Equiment | Main Location | 90330000 |  |  | Gnatus | [8 empty] | 0 | 0 | 0 | 1 | 0 | [10 empty] | Gn/Ba/Sp/Raising Socket Screw Decorative 601006550 (All Chair)
IM02092 | Dental Chair Spares-Gnatus-Base-Reflector Led Sensor 3 Subset Without PCB |  |  | A Class | NOS | NOS | I-Inventory | FG-Finish Good |  | Spares | Dental Chair-Spares | Dental Equiment | Main Location | 90330000 |  |  | Gnatus | [8 empty] | 0 | 0 | 0 | 1 | 0 | [10 empty] | GN/BA/SP/REFLECTOR LED SENSOR 3 SUBSET WITHOUT PCB
IM02093 | Dental Chair Spares-Gnatus-Base-Repair Kit Shut Off Valve Sycrus 300045770 |  |  | A Class | NOS | NOS | I-Inventory | FG-Finish Good |  | Spares | Dental Chair-Spares | Dental Equiment | Main Location | 90330000 |  |  | Gnatus | [8 empty] | 0 | 0 | 0 | 1 | 0 | [10 empty] | GN/BA/SP/REPAIR KIT SHUT OFF VALVE SYCRUS 300045770
IM02094 | Dental Chair Spares-Gnatus-Base-Return Spring Lifting Actuator Cover-31000002602 |  |  | A Class | NOS | NOS | I-Inventory | FG-Finish Good |  | Spares | Dental Chair-Spares | Dental Equiment | Main Location | 90330000 |  |  | Gnatus | [8 empty] | 0 | 0 | 0 | 1 | 0 | [10 empty] | GN/BA/SP RETURN SPRING LIFTING ACTUATOR COVER-31000002602
IM02095 | Dental Chair Spares-Gnatus-Base-Rexien Green Min-1.0Mm-31000000375 |  |  | A Class | NOS | NOS | I-Inventory | FG-Finish Good |  | Spares | Dental Chair-Spares | Dental Equiment | Main Location | 90330000 |  |  | Gnatus | [8 empty] | 0 | 0 | 0 | 1 | 0 | [10 empty] | GN/BA/SP/REXIEN GREEN MIN-1.0MM-31000000375
IM02096 | Dental Chair Spares-Gnatus-Base-Right Arm Block 365003680 (All Chair) |  |  | A Class | NOS | NOS | I-Inventory | FG-Finish Good |  | Spares | Dental Chair-Spares | Dental Equiment | Main Location | 90330000 |  |  | Gnatus | [8 empty] | 0 | 0 | 0 | 1 | 0 | [10 empty] | Gn/Ba/Sp/Right Arm Block 365003680 (All Chair)
IM02097 | Dental Chair Spares-Gnatus-Base-Right Arm Screw 250000250 (All Chair) |  |  | A Class | NOS | NOS | I-Inventory | FG-Finish Good |  | Spares | Dental Chair-Spares | Dental Equiment | Main Location | 90330000 |  |  | Gnatus | [8 empty] | 0 | 0 | 0 | 1 | 0 | [10 empty] | Gn/Ba/Sp/Right Arm Screw 250000250 (All Chair)
IM02098 | Dental Chair Spares-Gnatus-Base-Right Arm Spring 385001273 (All Chair) |  |  | A Class | NOS | NOS | I-Inventory | FG-Finish Good |  | Spares | Dental Chair-Spares | Dental Equiment | Main Location | 90330000 |  |  | Gnatus | [8 empty] | 0 | 0 | 0 | 1 | 0 | [10 empty] | Gn/Ba/Sp/Right Arm Spring 385001273 (All Chair)
IM02099 | Dental Chair Spares-Gnatus-Base-S200 Chair Air Rotor Kit-16000002776 |  |  | A Class | NOS | NOS | I-Inventory | FG-Finish Good |  | Spares | Dental Chair-Spares | Dental Equiment | Main Location | 90330000 |  |  | Gnatus | [8 empty] | 0 | 0 | 0 | 1 | 0 | [10 empty] | GN/BA/SP/S200 CHAIR AIR ROTOR KIT-16000002776
IM02100 | Dental Chair Spares-Gnatus-Base-S-200,S300, Headrest Cover-31000002560 |  |  | A Class | NOS | NOS | I-Inventory | FG-Finish Good |  | Spares | Dental Chair-Spares | Dental Equiment | Main Location | 90330000 |  |  | Gnatus | [8 empty] | 0 | 0 | 0 | 1 | 0 | [10 empty] | GN/BA/SP/S-200,S300, HEADREST COVER-31000002560
IM02101 | Dental Chair Spares-Gnatus-Base-S200-S300 Cahir Left Handrest Arm-16000001112 |  |  | A Class | NOS | NOS | I-Inventory | FG-Finish Good |  | Spares | Dental Chair-Spares | Dental Equiment | Main Location | 90330000 |  |  | Gnatus | [8 empty] | 0 | 0 | 0 | 1 | 0 | [10 empty] | GN/BA/SPS200/300 CAHIR LEFT HANDREST ARM-16000001112
IM02102 | Dental Chair Spares-Gnatus-Base-S-300 Chair Complete Upholtsery Navy Blue-39-16000002423 |  |  | A Class | NOS | NOS | I-Inventory | FG-Finish Good |  | Spares | Dental Chair-Spares | Dental Equiment | Main Location | 90330000 |  |  | Gnatus | [8 empty] | 0 | 0 | 0 | 1 | 0 | [10 empty] | GN/BA/SP/S-300 CHAIR COMPLETE UPHOLTSERY NAVY BLUE-39-16000002423
IM02103 | Dental Chair Spares-Gnatus-Base-S-300 Chair Seat Uphol Pvc Bl-Mar-39At-16000003318 |  |  | A Class | NOS | NOS | I-Inventory | FG-Finish Good |  | Spares | Dental Chair-Spares | Dental Equiment | Main Location | 90330000 |  |  | Gnatus | [8 empty] | 0 | 0 | 0 | 1 | 0 | [10 empty] | GN/BA/SP/S-300 CHAIR SEAT UPHOL PVC BL-MAR-39AT-16000003318
IM02104 | Dental Chair Spares-Gnatus-Base-S-300 Chair Seat Uphol Pvc Bl-Mar-39At-16000003318 |  |  | A Class | NOS | NOS | I-Inventory | FG-Finish Good |  | Spares | Dental Chair-Spares | Dental Equiment | Main Location | 90330000 |  |  | Gnatus | [8 empty] | 0 | 0 | 0 | 1 | 0 | [10 empty] | GN/BA/SP/S-300 CHAIR SEAT UPHOL PVC BL-MAR-39AT-16000003318
IM02105 | Dental Chair Spares-Gnatus-Base-S400 Chair Base Up Down Motor Hidden Cover L Shape |  |  | A Class | NOS | NOS | I-Inventory | FG-Finish Good |  | Spares | Dental Chair-Spares | Dental Equiment | Main Location | 90330000 |  |  | Gnatus | [8 empty] | 0 | 0 | 0 | 1 | 0 | [10 empty] | GN/BA/SP/S400 CHAIR BASE UP DOWN MOTOR HIDDEN COVER L SHAPE
IM02106 | Dental Chair Spares-Gnatus-Base-S-400 Up Down Motor Hidden Cover-41000003335 |  |  | A Class | NOS | NOS | I-Inventory | FG-Finish Good |  | Spares | Dental Chair-Spares | Dental Equiment | Main Location | 90330000 |  |  | Gnatus | [8 empty] | 0 | 0 | 0 | 1 | 0 | [10 empty] | GN/BA/SP/S-400 UP DOWN MOTOR HIDDEN COVER-41000003335
IM02107 | Dental Chair Spares-Gnatus-Base-S-500 Chair Back Cover-41000003417 |  |  | A Class | NOS | NOS | I-Inventory | FG-Finish Good |  | Spares | Dental Chair-Spares | Dental Equiment | Main Location | 90330000 |  |  | Gnatus | [8 empty] | 0 | 0 | 0 | 1 | 0 | [10 empty] | GN/BA/SP/S-500 CHAIR BACK COVER-41000003417
IM02108 | Dental Chair Spares-Gnatus-Base-S-500 Chair Backrest Cover-41000003093 |  |  | A Class | NOS | NOS | I-Inventory | FG-Finish Good |  | Spares | Dental Chair-Spares | Dental Equiment | Main Location | 90330000 |  |  | Gnatus | [8 empty] | 0 | 0 | 0 | 1 | 0 | [10 empty] | GN/BA/SP/S-500 CHAIR BACKREST COVER-41000003093
IM02109 | Dental Chair Spares-Gnatus-Base-S500 Chair Foot Control Joystick PCB-41000002889 |  |  | A Class | NOS | NOS | I-Inventory | FG-Finish Good |  | Spares | Dental Chair-Spares | Dental Equiment | Main Location | 90330000 |  |  | Gnatus | [8 empty] | 0 | 0 | 0 | 1 | 0 | [10 empty] | GN/BA/SP/S500 CHAIR FOOT CONTROL JOYSTICK PCB-41000002889
IM02110 | Dental Chair Spares-Gnatus-Base-S500 Chair Foot Control Micro Switch-31000002629 |  |  | A Class | NOS | NOS | I-Inventory | FG-Finish Good |  | Spares | Dental Chair-Spares | Dental Equiment | Main Location | 90330000 |  |  | Gnatus | [8 empty] | 0 | 0 | 0 | 1 | 0 | [10 empty] | GN/BA/SP/S500 CHAIR FOOT CONTROL MICRO SWITCH-31000002629
IM02111 | Dental Chair Spares-Gnatus-Base-S500 Chair Foot Control Moveable Pulley Lever 42028-101 |  |  | A Class | NOS | NOS | I-Inventory | FG-Finish Good |  | Spares | Dental Chair-Spares | Dental Equiment | Main Location | 90330000 |  |  | Gnatus | [8 empty] | 0 | 0 | 0 | 1 | 0 | [10 empty] | GN/BA/SP/S500 CHAIR FOOT CONTROL MOVEABLE PULLEY LEVER 42028-101
IM02112 | Dental Chair Spares-Gnatus-Base-S-500 Chair Seat Base Frame 41000003418 |  |  | A Class | NOS | NOS | I-Inventory | FG-Finish Good |  | Spares | Dental Chair-Spares | Dental Equiment | Main Location | 90330000 |  |  | Gnatus | [8 empty] | 0 | 0 | 0 | 1 | 0 | [10 empty] | GN/BA/SP/S-500 CHAIR SEAT BASE FRAME 41000003418
IM02113 | Dental Chair Spares-Gnatus-Base-S-500 Chair Seat Upholstery Lower Cover-41000003310 |  |  | A Class | NOS | NOS | I-Inventory | FG-Finish Good |  | Spares | Dental Chair-Spares | Dental Equiment | Main Location | 90330000 |  |  | Gnatus | [8 empty] | 0 | 0 | 0 | 1 | 0 | [10 empty] | GN/BA/SP/S-500 CHAIR SEAT UPHOLSTERY LOWER COVER-41000003310
IM02114 | Dental Chair Spares-Gnatus-Base-S-500 Right Side Handrest Cover-41000003397 |  |  | A Class | NOS | NOS | I-Inventory | FG-Finish Good |  | Spares | Dental Chair-Spares | Dental Equiment | Main Location | 90330000 |  |  | Gnatus | [8 empty] | 0 | 0 | 0 | 1 | 0 | [10 empty] | GN/BA/SP/S-500 RIGHT SIDE HANDREST COVER-41000003397
IM02115 | Dental Chair Spares-Gnatus-Base-S-500 Series Foot Control Lever-31000001379 |  |  | A Class | NOS | NOS | I-Inventory | FG-Finish Good |  | Spares | Dental Chair-Spares | Dental Equiment | Main Location | 90330000 |  |  | Gnatus | [8 empty] | 0 | 0 | 0 | 1 | 0 | [10 empty] | GN/BA/SP/S-500 SERIES FOOT CONTROL LEVER-31000001379
IM02116 | Dental Chair Spares-Gnatus-Base-S500-Series Chair Foot Control Cover-41000002867 |  |  | A Class | NOS | NOS | I-Inventory | FG-Finish Good |  | Spares | Dental Chair-Spares | Dental Equiment | Main Location | 90330000 |  |  | Gnatus | [8 empty] | 0 | 0 | 0 | 1 | 0 | [10 empty] | GN/BA/SP/S500-SERIES CHAIR FOOT CONTROL COVER-41000002867
IM02117 | Dental Chair Spares-Gnatus-Base-Safety Device 300050933 (All Chair) |  |  | A Class | NOS | NOS | I-Inventory | FG-Finish Good |  | Spares | Dental Chair-Spares | Dental Equiment | Main Location | 90330000 |  |  | Gnatus | [8 empty] | 0 | 0 | 0 | 1 | 0 | [10 empty] | Gn/Ba/Sp/Safety Device 300050933 (All Chair)
IM02118 | Dental Chair Spares-Gnatus-Base-Screw 201000845 |  |  | A Class | NOS | NOS | I-Inventory | FG-Finish Good |  | Spares | Dental Chair-Spares | Dental Equiment | Main Location | 90330000 |  |  | Gnatus | [8 empty] | 0 | 0 | 0 | 1 | 0 | [10 empty] | GN/BA/SP/SCREW 201000845
IM02119 | Dental Chair Spares-Gnatus-Base-Screw 202000047 |  |  | A Class | NOS | NOS | I-Inventory | FG-Finish Good |  | Spares | Dental Chair-Spares | Dental Equiment | Main Location | 90330000 |  |  | Gnatus | [8 empty] | 0 | 0 | 0 | 1 | 0 | [10 empty] | GN/BA/SP/SCREW 202000047
IM02120 | Dental Chair Spares-Gnatus-Base-Screw 203000018 |  |  | A Class | NOS | NOS | I-Inventory | FG-Finish Good |  | Spares | Dental Chair-Spares | Dental Equiment | Main Location | 90330000 |  |  | Gnatus | [8 empty] | 0 | 0 | 0 | 1 | 0 | [10 empty] | GN/BA/SP/SCREW 203000018
IM02121 | Dental Chair Spares-Gnatus-Base-Screw Steel Head 3 X 10 23300013 (All Chair) |  |  | A Class | NOS | NOS | I-Inventory | FG-Finish Good |  | Spares | Dental Chair-Spares | Dental Equiment | Main Location | 90330000 |  |  | Gnatus | [8 empty] | 0 | 0 | 0 | 1 | 0 | [10 empty] | Gn/Ba/Sp/Screw Steel Head 3 X 10 23300013 (All Chair)
IM02122 | Dental Chair Spares-Gnatus-Base-Screw Steel Head M3X5Mm 238000071 |  |  | A Class | NOS | NOS | I-Inventory | FG-Finish Good |  | Spares | Dental Chair-Spares | Dental Equiment | Main Location | 90330000 |  |  | Gnatus | [8 empty] | 0 | 0 | 0 | 1 | 0 | [10 empty] | Gn/Ba/Sp/Screw Steel Head M3X5Mm 238000071
IM02123 | Dental Chair Spares-Gnatus-Base-Screw Steel Phill Self-Tapp4 2X9 5Mm St-31000001746 |  |  | A Class | NOS | NOS | I-Inventory | FG-Finish Good |  | Spares | Dental Chair-Spares | Dental Equiment | Main Location | 90330000 |  |  | Gnatus | [8 empty] | 0 | 0 | 0 | 1 | 0 | [10 empty] | GN/BA/SP/SCREW STEEL PHILL SELF-TAPP4 2X9 5MM ST-31000001746
IM02124 | Dental Chair Spares-Gnatus-Base-Screw Steel Phillips Round Head M4X8Mm-30236000029 |  |  | A Class | NOS | NOS | I-Inventory | FG-Finish Good |  | Spares | Dental Chair-Spares | Dental Equiment | Main Location | 90330000 |  |  | Gnatus | [8 empty] | 0 | 0 | 0 | 1 | 0 | [10 empty] | GN/BA/SP/SCREW STEEL PHILLIPS ROUND HEAD M4X8MM-30236000029
IM02125 | Dental Chair Spares-Gnatus-Base-Screw-30201000592 |  |  | A Class | NOS | NOS | I-Inventory | FG-Finish Good |  | Spares | Dental Chair-Spares | Dental Equiment | Main Location | 90330000 |  |  | Gnatus | [8 empty] | 0 | 0 | 0 | 1 | 0 | [10 empty] | GN/BA/SP/SCREW-30201000592
IM02126 | Dental Chair Spares-Gnatus-Base-Screw-30201000628 |  |  | A Class | NOS | NOS | I-Inventory | FG-Finish Good |  | Spares | Dental Chair-Spares | Dental Equiment | Main Location | 90330000 |  |  | Gnatus | [8 empty] | 0 | 0 | 0 | 1 | 0 | [10 empty] | GN/BA/SP/SCREW-30201000628
IM02127 | Dental Chair Spares-Gnatus-Base-Screw-30210000690 |  |  | A Class | NOS | NOS | I-Inventory | FG-Finish Good |  | Spares | Dental Chair-Spares | Dental Equiment | Main Location | 90330000 |  |  | Gnatus | [8 empty] | 0 | 0 | 0 | 1 | 0 | [10 empty] | GN/BA/SP/SCREW-30210000690
IM02128 | Dental Chair Spares-Gnatus-Base-Seat Soft Uphols Met Copper-11 At 16000000799 |  |  | A Class | NOS | NOS | I-Inventory | FG-Finish Good |  | Spares | Dental Chair-Spares | Dental Equiment | Main Location | 90330000 |  |  | Gnatus | [8 empty] | 0 | 0 | 0 | 1 | 0 | [10 empty] | GN/BA/SP/SEAT SOFT UPHOLS MET COPPER-11 AT 16000000799
IM02129 | Dental Chair Spares-Gnatus-Base-Seat Soft Uphols Wat Green-17 At |  |  | A Class | NOS | NOS | I-Inventory | FG-Finish Good |  | Spares | Dental Chair-Spares | Dental Equiment | Main Location | 90330000 |  |  | Gnatus | [8 empty] | 0 | 0 | 0 | 1 | 0 | [10 empty] | GN/BA/SP/SEAT SOFT UPHOLS WAT GREEN-17 AT
IM02130 | Dental Chair Spares-Gnatus-Base-Seat Uph Set Syncrus Gl Soft Metal Red 901008242 |  |  | A Class | NOS | NOS | I-Inventory | FG-Finish Good |  | Spares | Dental Chair-Spares | Dental Equiment | Main Location | 90330000 |  |  | Gnatus | [8 empty] | 0 | 0 | 0 | 1 | 0 | [10 empty] | GN/BA/SP/SEAT UPH SET SYNCRUS GL SOFT METAL RED 901008242
IM02131 | Dental Chair Spares-Gnatus-Base-Seat Uphol Set Syn Gl Soft M Pink 901008206 |  |  | A Class | NOS | NOS | I-Inventory | FG-Finish Good |  | Spares | Dental Chair-Spares | Dental Equiment | Main Location | 90330000 |  |  | Gnatus | [8 empty] | 0 | 0 | 0 | 1 | 0 | [10 empty] | GN/BASP/SEAT UPHOL SET SYN GL SOFT M PINK 901008206
IM02132 | Dental Chair Spares-Gnatus-Base-Seat Upholsery Metalic Blue Seat 16000000790 |  |  | A Class | NOS | NOS | I-Inventory | FG-Finish Good |  | Spares | Dental Chair-Spares | Dental Equiment | Main Location | 90330000 |  |  | Gnatus | [8 empty] | 0 | 0 | 0 | 1 | 0 | [10 empty] | GN/BA/SP/SEAT UPHOLSERY METALIC BLUE SEAT 16000000790
IM02133 | Dental Chair Spares-Gnatus-Base-Sensor Wire 300005139 (All Chair) |  |  | A Class | NOS | NOS | I-Inventory | FG-Finish Good |  | Spares | Dental Chair-Spares | Dental Equiment | Main Location | 90330000 |  |  | Gnatus | [8 empty] | 0 | 0 | 0 | 1 | 0 | [10 empty] | Gn/Ba/Sp/Sensor Wire 300005139 (All Chair)
IM02134 | Dental Chair Spares-Gnatus-Base-Simplex Chair Backrest Switch 302001424 |  |  | A Class | NOS | NOS | I-Inventory | FG-Finish Good |  | Spares | Dental Chair-Spares | Dental Equiment | Main Location | 90330000 |  |  | Gnatus | [8 empty] | 0 | 0 | 0 | 1 | 0 | [10 empty] | Gn/Ba/Sp/Simplex Chair Backrest Switch 302001424
IM02135 | Dental Chair Spares-Gnatus-Base-Simplex Chair Up Down Switch 302001417 |  |  | A Class | NOS | NOS | I-Inventory | FG-Finish Good |  | Spares | Dental Chair-Spares | Dental Equiment | Main Location | 90330000 |  |  | Gnatus | [8 empty] | 0 | 0 | 0 | 1 | 0 | [10 empty] | Gn/Ba/Sp/Simplex Chair Up Down Switch 302001417
IM02136 | Dental Chair Spares-Gnatus-Base-Small Capsule Support Pin 300019061 |  |  | A Class | NOS | NOS | I-Inventory | FG-Finish Good |  | Spares | Dental Chair-Spares | Dental Equiment | Main Location | 90330000 |  |  | Gnatus | [8 empty] | 0 | 0 | 0 | 1 | 0 | [10 empty] | Gn/Am/Sp/Small Capsule Support Pin 300019061
IM02137 | Dental Chair Spares-Gnatus-Base-Spray Chip Blower Air Valve Set 300051707 |  |  | A Class | NOS | NOS | I-Inventory | FG-Finish Good |  | Spares | Dental Chair-Spares | Dental Equiment | Main Location | 90330000 |  |  | Gnatus | [8 empty] | 0 | 0 | 0 | 1 | 0 | [10 empty] | GN/BA/SP/SPRAY CHIP BLOWER AIR VALVE SET 300051707
IM02138 | Dental Chair Spares-Gnatus-Base-Spring 385000478 (All Chair) |  |  | A Class | NOS | NOS | I-Inventory | FG-Finish Good |  | Spares | Dental Chair-Spares | Dental Equiment | Main Location | 90330000 |  |  | Gnatus | [8 empty] | 0 | 0 | 0 | 1 | 0 | [10 empty] | Gn/Ba/Sp/Spring 385000478 (All Chair)
IM02139 | Dental Chair Spares-Gnatus-Base-S-Series 200 Chair Base Cover-31000002493 |  |  | A Class | NOS | NOS | I-Inventory | FG-Finish Good |  | Spares | Dental Chair-Spares | Dental Equiment | Main Location | 90330000 |  |  | Gnatus | [8 empty] | 0 | 0 | 0 | 1 | 0 | [10 empty] | GN/BA/SP/S-SERIES 200 CHAIR BASE COVER-31000002493
IM02140 | Dental Chair Spares-Gnatus-Base-S-Series Chair Backrest Lower Support Cover-31000002601 |  |  | A Class | NOS | NOS | I-Inventory | FG-Finish Good |  | Spares | Dental Chair-Spares | Dental Equiment | Main Location | 90330000 |  |  | Gnatus | [8 empty] | 0 | 0 | 0 | 1 | 0 | [10 empty] | GN/BA/SP/S-SERIES CHAIR BACKREST LOWER SUPPORT COVER-31000002601
IM02141 | Dental Chair Spares-Gnatus-Base-S-Series Chair Backrest Motor-41000003081 |  |  | A Class | NOS | NOS | I-Inventory | FG-Finish Good |  | Spares | Dental Chair-Spares | Dental Equiment | Main Location | 90330000 |  |  | Gnatus | [8 empty] | 0 | 0 | 0 | 1 | 0 | [10 empty] | GN/BA/SP/S-SERIES CHAIR BACKREST MOTOR-41000003081
IM02142 | Dental Chair Spares-Gnatus-Base-S-Series Chair Backrest Uphol Plate 41000003004 |  |  | A Class | NOS | NOS | I-Inventory | FG-Finish Good |  | Spares | Dental Chair-Spares | Dental Equiment | Main Location | 90330000 |  |  | Gnatus | [8 empty] | 0 | 0 | 0 | 1 | 0 | [10 empty] | GN/BA/SP/S-SERIES CHAIR BACKREST UPHOL PLATE 41000003004
IM02143 | Dental Chair Spares-Gnatus-Base-S-Series Chair Foot Control Ribbon Wire 31000002617 |  |  | A Class | NOS | NOS | I-Inventory | FG-Finish Good |  | Spares | Dental Chair-Spares | Dental Equiment | Main Location | 90330000 |  |  | Gnatus | [8 empty] | 0 | 0 | 0 | 1 | 0 | [10 empty] | GN/BA/SP/S-SERIES CHAIR FOOT CONTROL RIBBON WIRE 31000002617
IM02144 | Dental Chair Spares-Gnatus-Base-S-Series Chair Foot Control Wire Multiple Jack-31000002618 |  |  | A Class | NOS | NOS | I-Inventory | FG-Finish Good |  | Spares | Dental Chair-Spares | Dental Equiment | Main Location | 90330000 |  |  | Gnatus | [8 empty] | 0 | 0 | 0 | 1 | 0 | [10 empty] | GN/BA/SP/S-SERIES CHAIR FOOT CONTROL WIRE MULTIPLE JACK-31000002618
IM02145 | Dental Chair Spares-Gnatus-Base-S-Series Chair Foot Control Wire Pin Jack-31000002853 |  |  | A Class | NOS | NOS | I-Inventory | FG-Finish Good |  | Spares | Dental Chair-Spares | Dental Equiment | Main Location | 90330000 |  |  | Gnatus | [8 empty] | 0 | 0 | 0 | 1 | 0 | [10 empty] | GN/BA/SP/S-SERIES CHAIR FOOT CONTROL WIRE PIN JACK-31000002853
IM02146 | Dental Chair Spares-Gnatus-Base-S-Series Chair Headrest Clamp Cover 31000002557 |  |  | A Class | NOS | NOS | I-Inventory | FG-Finish Good |  | Spares | Dental Chair-Spares | Dental Equiment | Main Location | 90330000 |  |  | Gnatus | [8 empty] | 0 | 0 | 0 | 1 | 0 | [10 empty] | GN/BA/SP/S-SERIES CHAIR HEADREST CLAMP COVER 31000002557
IM02147 | Dental Chair Spares-Gnatus-Base-S-Series Chair Main PCB-31000002477 |  |  | A Class | NOS | NOS | I-Inventory | FG-Finish Good |  | Spares | Dental Chair-Spares | Dental Equiment | Main Location | 90330000 |  |  | Gnatus | [8 empty] | 0 | 0 | 0 | 1 | 0 | [10 empty] | GN/BA/SP/S-SERIES CHAIR MAIN PCB-31000002477
IM02148 | Dental Chair Spares-Gnatus-Base-S-Series Chair On Off Switch 31000002886 |  |  | A Class | NOS | NOS | I-Inventory | FG-Finish Good |  | Spares | Dental Chair-Spares | Dental Equiment | Main Location | 90330000 |  |  | Gnatus | [8 empty] | 0 | 0 | 0 | 1 | 0 | [10 empty] | GN/BA/SP/S-SERIES CHAIR ON OFF SWITCH 31000002886
IM02149 | Dental Chair Spares-Gnatus-Base-S-Series Chair Seat Frame 41000002997 |  |  | A Class | NOS | NOS | I-Inventory | FG-Finish Good |  | Spares | Dental Chair-Spares | Dental Equiment | Main Location | 90330000 |  |  | Gnatus | [8 empty] | 0 | 0 | 0 | 1 | 0 | [10 empty] | GN/BA/SP/S-SERIES CHAIR SEAT FRAME 41000002997
IM02150 | Dental Chair Spares-Gnatus-Base-S-Series Chair Suction Kit 66000000274 |  |  | A Class | NOS | NOS | I-Inventory | FG-Finish Good |  | Spares | Dental Chair-Spares | Dental Equiment | Main Location | 90330000 |  |  | Gnatus | [8 empty] | 0 | 0 | 0 | 1 | 0 | [10 empty] | GN/BA/SP/S-SERIES CHAIR SUCTION KIT 66000000274
IM02151 | Dental Chair Spares-Gnatus-Base-S-Series Chair Suction Kit With Screw66000000285 |  |  | A Class | NOS | NOS | I-Inventory | FG-Finish Good |  | Spares | Dental Chair-Spares | Dental Equiment | Main Location | 90330000 |  |  | Gnatus | [8 empty] | 0 | 0 | 0 | 1 | 0 | [10 empty] | GN/BA/SP/S-SERIES CHAIR SUCTION KIT WITH SCREW66000000285
IM02152 | Dental Chair Spares-Gnatus-Base-S-Series Chair Transfomer 41000003235 |  |  | A Class | NOS | NOS | I-Inventory | FG-Finish Good |  | Spares | Dental Chair-Spares | Dental Equiment | Main Location | 90330000 |  |  | Gnatus | [8 empty] | 0 | 0 | 0 | 1 | 0 | [10 empty] | GN/BA/SP/S-SERIES CHAIR TRANSFOMER 41000003235
IM02153 | Dental Chair Spares-Gnatus-Base-S-Series Chair Updown Motor Hidden Cover Cap-31000002598 |  |  | A Class | NOS | NOS | I-Inventory | FG-Finish Good |  | Spares | Dental Chair-Spares | Dental Equiment | Main Location | 90330000 |  |  | Gnatus | [8 empty] | 0 | 0 | 0 | 1 | 0 | [10 empty] | GN/BA/SP/S-SERIES CHAIR UPDOWN MOTOR HIDDEN COVER CAP-31000002598
IM02154 | Dental Chair Spares-Gnatus-Base-S-Series Command Wire-31000002546 |  |  | A Class | NOS | NOS | I-Inventory | FG-Finish Good |  | Spares | Dental Chair-Spares | Dental Equiment | Main Location | 90330000 |  |  | Gnatus | [8 empty] | 0 | 0 | 0 | 1 | 0 | [10 empty] | GN/BA/SP/S-SERIES COMMAND WIRE-31000002546
IM02155 | Dental Chair Spares-Gnatus-Base-S-Series Light Arm Pole Ring-31000002521 |  |  | A Class | NOS | NOS | I-Inventory | FG-Finish Good |  | Spares | Dental Chair-Spares | Dental Equiment | Main Location | 90330000 |  |  | Gnatus | [8 empty] | 0 | 0 | 0 | 1 | 0 | [10 empty] | GN/BA/SP/S-SERIES LIGHT ARM POLE RING-31000002521
IM02156 | Dental Chair Spares-Gnatus-Base-S-Series Stool L Type Assembly-26400-201 |  |  | A Class | NOS | NOS | I-Inventory | FG-Finish Good |  | Spares | Dental Chair-Spares | Dental Equiment | Main Location | 90330000 |  |  | Gnatus | [8 empty] | 0 | 0 | 0 | 1 | 0 | [10 empty] | GN/BA/SP/S-SERIES STOOL L TYPE ASSEMBLY-26400-201
IM02157 | Dental Chair Spares-Gnatus-Base-Stool Backrest Assembly 66000000034 |  |  | A Class | NOS | NOS | I-Inventory | FG-Finish Good |  | Spares | Dental Chair-Spares | Dental Equiment | Main Location | 90330000 |  |  | Gnatus | [8 empty] | 0 | 0 | 0 | 1 | 0 | [10 empty] | GN/BA/SP/STOOL BACKREST ASSEMBLY 66000000034
IM02158 | Dental Chair Spares-Gnatus-Base-Stool Backrest E00710 Light Gray 300039740 |  |  | A Class | NOS | NOS | I-Inventory | FG-Finish Good |  | Spares | Dental Chair-Spares | Dental Equiment | Main Location | 90330000 |  |  | Gnatus | [8 empty] | 0 | 0 | 0 | 1 | 0 | [10 empty] | Gn/Ba/Sp/Stool Backrest E00710 Light Gray 300039740
IM02159 | Dental Chair Spares-Gnatus-Base-Stool Backrest Uphol Naranga -41-16000000962 |  |  | A Class | NOS | NOS | I-Inventory | FG-Finish Good |  | Spares | Dental Chair-Spares | Dental Equiment | Main Location | 90330000 |  |  | Gnatus | [8 empty] | 0 | 0 | 0 | 1 | 0 | [10 empty] | GN/BA/SP/STOOL BACKREST UPHOL NARANGA -41-16000000962
IM02160 | Dental Chair Spares-Gnatus-Base-Stool Base 300053550 (All Chair) |  |  | A Class | NOS | NOS | I-Inventory | FG-Finish Good |  | Spares | Dental Chair-Spares | Dental Equiment | Main Location | 90330000 |  |  | Gnatus | [8 empty] | 0 | 0 | 0 | 1 | 0 | [10 empty] | Gn/Ba/Sp/Stool Base 300053550 (All Chair)
IM02161 | Dental Chair Spares-Gnatus-Base-Stool Base Foot Metal Ring 300041300 |  |  | A Class | NOS | NOS | I-Inventory | FG-Finish Good |  | Spares | Dental Chair-Spares | Dental Equiment | Main Location | 90330000 |  |  | Gnatus | [8 empty] | 0 | 0 | 0 | 1 | 0 | [10 empty] | GN/BA/SP/STOOL BASE FOOT METAL RING 300041300
IM02162 | Dental Chair Spares-Gnatus-Base-Stool Base Metal Non Plastic Cover |  |  | A Class | NOS | NOS | I-Inventory | FG-Finish Good |  | Spares | Dental Chair-Spares | Dental Equiment | Main Location | 90330000 |  |  | Gnatus | [8 empty] | 0 | 0 | 0 | 1 | 0 | [10 empty] | Gn/Ba/Sp/Stool Base Metal Non Plastic Cover
IM02163 | Dental Chair Spares-Gnatus-Base-Stool Base Plastic Cover |  |  | A Class | NOS | NOS | I-Inventory | FG-Finish Good |  | Spares | Dental Chair-Spares | Dental Equiment | Main Location | 90330000 |  |  | Gnatus | [8 empty] | 0 | 0 | 0 | 1 | 0 | [10 empty] | Gn/Ba/Sp/Stool Base Plastic Cover
IM02164 | Dental Chair Spares-Gnatus-Base-Stool Base Ring |  |  | A Class | NOS | NOS | I-Inventory | FG-Finish Good |  | Spares | Dental Chair-Spares | Dental Equiment | Main Location | 90330000 |  |  | Gnatus | [8 empty] | 0 | 0 | 0 | 1 | 0 | [10 empty] | Gn/Ba/Sp/Stool Base Ring
IM02165 | Dental Chair Spares-Gnatus-Base-Stool Cover 300051881 |  |  | A Class | NOS | NOS | I-Inventory | FG-Finish Good |  | Spares | Dental Chair-Spares | Dental Equiment | Main Location | 90330000 |  |  | Gnatus | [8 empty] | 0 | 0 | 0 | 1 | 0 | [10 empty] | Gn/Ba/Sp/Stool Cover 300051881
IM02166 | Dental Chair Spares-Gnatus-Base-Stool Machanism 300050380 |  |  | A Class | NOS | NOS | I-Inventory | FG-Finish Good |  | Spares | Dental Chair-Spares | Dental Equiment | Main Location | 90330000 |  |  | Gnatus | [8 empty] | 0 | 0 | 0 | 1 | 0 | [10 empty] | Gn/Ba/Sp/Stool Machanism 300050380
IM02167 | Dental Chair Spares-Gnatus-Base-Stool Mechanism Iron |  |  | A Class | NOS | NOS | I-Inventory | FG-Finish Good |  | Spares | Dental Chair-Spares | Dental Equiment | Main Location | 90330000 |  |  | Gnatus | [8 empty] | 0 | 0 | 0 | 1 | 0 | [10 empty] | Gn/Ba/Sp/Stool Mechanism Iron
IM02168 | Dental Chair Spares-Gnatus-Base-Stool Mechanism L Cover |  |  | A Class | NOS | NOS | I-Inventory | FG-Finish Good |  | Spares | Dental Chair-Spares | Dental Equiment | Main Location | 90330000 |  |  | Gnatus | [8 empty] | 0 | 0 | 0 | 1 | 0 | [10 empty] | GN/BA/SP/STOOL MECHANISM L COVER
IM02169 | Dental Chair Spares-Gnatus-Base-Stool Metal Assembly 300053758 |  |  | A Class | NOS | NOS | I-Inventory | FG-Finish Good |  | Spares | Dental Chair-Spares | Dental Equiment | Main Location | 90330000 |  |  | Gnatus | [8 empty] | 0 | 0 | 0 | 1 | 0 | [10 empty] | Gn/Ba/Sp/Stool Metal Assembly 300053758
IM02170 | Dental Chair Spares-Gnatus-Base-Stool Pump 300041280 (All Chair) |  |  | A Class | NOS | NOS | I-Inventory | FG-Finish Good |  | Spares | Dental Chair-Spares | Dental Equiment | Main Location | 90330000 |  |  | Gnatus | [8 empty] | 0 | 0 | 0 | 1 | 0 | [10 empty] | Gn/Ba/Sp/Stool Pump 300041280 (All Chair)
IM02171 | Dental Chair Spares-Gnatus-Base-Stool Pump 300055294 (Small) |  |  | A Class | NOS | NOS | I-Inventory | FG-Finish Good |  | Spares | Dental Chair-Spares | Dental Equiment | Main Location | 90330000 |  |  | Gnatus | [8 empty] | 0 | 0 | 0 | 1 | 0 | [10 empty] | GN/BA/SP/STOOL PUMP 300055294 (SMALL)
IM02172 | Dental Chair Spares-Gnatus-Base-Stool Screw-66000000161 |  |  | A Class | NOS | NOS | I-Inventory | FG-Finish Good |  | Spares | Dental Chair-Spares | Dental Equiment | Main Location | 90330000 |  |  | Gnatus | [8 empty] | 0 | 0 | 0 | 1 | 0 | [10 empty] | GN/BA/SP/STOOL SCREW-66000000161
IM02173 | Dental Chair Spares-Gnatus-Base-Stool Seat Metalic Red 300051481 (All Chair) |  |  | A Class | NOS | NOS | I-Inventory | FG-Finish Good |  | Spares | Dental Chair-Spares | Dental Equiment | Main Location | 90330000 |  |  | Gnatus | [8 empty] | 0 | 0 | 0 | 1 | 0 | [10 empty] | Gn/Ba/Sp/Stool Seat Metalic Red 300051481 (All Chair)
IM02174 | Dental Chair Spares-Gnatus-Base-Stool Seat Upholsery M.Copper 300051479 (All Chair) |  |  | A Class | NOS | NOS | I-Inventory | FG-Finish Good |  | Spares | Dental Chair-Spares | Dental Equiment | Main Location | 90330000 |  |  | Gnatus | [8 empty] | 0 | 0 | 0 | 1 | 0 | [10 empty] | Gn/Ba/Sp/Stool Seat Upholsery M.Copper 300051479 (All Chair)
IM02175 | Dental Chair Spares-Gnatus-Base-Stool Upholsery Base |  |  | A Class | NOS | NOS | I-Inventory | FG-Finish Good |  | Spares | Dental Chair-Spares | Dental Equiment | Main Location | 90330000 |  |  | Gnatus | [8 empty] | 0 | 0 | 0 | 1 | 0 | [10 empty] | Gn/Ba/Sp/Stool Upholsery Base
IM02176 | Dental Chair Spares-Gnatus-Base-Stool Without Wheel |  |  | A Class | NOS | NOS | I-Inventory | FG-Finish Good |  | Spares | Dental Chair-Spares | Dental Equiment | Main Location | 90330000 |  |  | Gnatus | [8 empty] | 0 | 0 | 0 | 1 | 0 | [10 empty] | Gn/Ba/Sp/Stool Without Wheel
IM02177 | Dental Chair Spares-Gnatus-Base-Storus Backrest Joint Part 701001674 |  |  | A Class | NOS | NOS | I-Inventory | FG-Finish Good |  | Spares | Dental Chair-Spares | Dental Equiment | Main Location | 90330000 |  |  | Gnatus | [8 empty] | 0 | 0 | 0 | 1 | 0 | [10 empty] | Gn/Ba/Sp/Storus Backrest Joint Part 701001674
IM02178 | Dental Chair Spares-Gnatus-Base-Storus Backrest Motor 300017091 |  |  | A Class | NOS | NOS | I-Inventory | FG-Finish Good |  | Spares | Dental Chair-Spares | Dental Equiment | Main Location | 90330000 |  |  | Gnatus | [8 empty] | 0 | 0 | 0 | 1 | 0 | [10 empty] | GN/BA/SP/STORUS BACKREST MOTOR 300017091
IM02179 | Dental Chair Spares-Gnatus-Base-Storus Backrest Sensor- 300016872 |  |  | A Class | NOS | NOS | I-Inventory | FG-Finish Good |  | Spares | Dental Chair-Spares | Dental Equiment | Main Location | 90330000 |  |  | Gnatus | [8 empty] | 0 | 0 | 0 | 1 | 0 | [10 empty] | Gn/Ba/Sp/Storus Backrest Sensor- 300016872
IM02180 | Dental Chair Spares-Gnatus-Base-Storus Chair Headrest Cover 601008070 |  |  | A Class | NOS | NOS | I-Inventory | FG-Finish Good |  | Spares | Dental Chair-Spares | Dental Equiment | Main Location | 90330000 |  |  | Gnatus | [8 empty] | 0 | 0 | 0 | 1 | 0 | [10 empty] | Gn/Ba/Sp/Storus Chair Headrest Cover 601008070
IM02181 | Dental Chair Spares-Gnatus-Base-Storus Chair Motor Disc 300016930 |  |  | A Class | NOS | NOS | I-Inventory | FG-Finish Good |  | Spares | Dental Chair-Spares | Dental Equiment | Main Location | 90330000 |  |  | Gnatus | [8 empty] | 0 | 0 | 0 | 1 | 0 | [10 empty] | Gn/Ba/Sp/Storus Chair Motor Disc 300016930
IM02182 | Dental Chair Spares-Gnatus-Base-Storus Chair PCB 300016720 |  |  | A Class | NOS | NOS | I-Inventory | FG-Finish Good |  | Spares | Dental Chair-Spares | Dental Equiment | Main Location | 90330000 |  |  | Gnatus | [8 empty] | 0 | 0 | 0 | 1 | 0 | [10 empty] | Gn/Ba/Sp/Storus Chair Pcb 300016720
IM02183 | Dental Chair Spares-Gnatus-Base-Storus Chair Upholstery Lower Cover 601005853 |  |  | A Class | NOS | NOS | I-Inventory | FG-Finish Good |  | Spares | Dental Chair-Spares | Dental Equiment | Main Location | 90330000 |  |  | Gnatus | [8 empty] | 0 | 0 | 0 | 1 | 0 | [10 empty] | Gn/Ba/Sp/Storus Chair Upholstery Lower Cover 601005853
IM02184 | Dental Chair Spares-Gnatus-Base-Storus Head Rest 901003905 |  |  | A Class | NOS | NOS | I-Inventory | FG-Finish Good |  | Spares | Dental Chair-Spares | Dental Equiment | Main Location | 90330000 |  |  | Gnatus | [8 empty] | 0 | 0 | 0 | 1 | 0 | [10 empty] | GN/BA/SP/STORUS HEAD REST 901003905
IM02185 | Dental Chair Spares-Gnatus-Base-Storus Water Solnenoid Valve 300026770 |  |  | A Class | NOS | NOS | I-Inventory | FG-Finish Good |  | Spares | Dental Chair-Spares | Dental Equiment | Main Location | 90330000 |  |  | Gnatus | [8 empty] | 0 | 0 | 0 | 1 | 0 | [10 empty] | GN/BA/SP/STORUS WATER SOLNENOID VALVE 300026770
IM02186 | Dental Chair Spares-Gnatus-Base-Sub Assembly Reg Artus 704003220 |  |  | A Class | NOS | NOS | I-Inventory | FG-Finish Good |  | Spares | Dental Chair-Spares | Dental Equiment | Main Location | 90330000 |  |  | Gnatus | [8 empty] | 0 | 0 | 0 | 1 | 0 | [10 empty] | Gn/Ba/Sp/Sub Assembly Reg Artus 704003220
IM02187 | Dental Chair Spares-Gnatus-Base-Subassembly Left Condylar Inclination 300049420 |  |  | A Class | NOS | NOS | I-Inventory | FG-Finish Good |  | Spares | Dental Chair-Spares | Dental Equiment | Main Location | 90330000 |  |  | Gnatus | [8 empty] | 0 | 0 | 0 | 1 | 0 | [10 empty] | GN/BA/SP/SUBASSEMBLY LEFT CONDYLAR INCLINATION 300049420
IM02188 | Dental Chair Spares-Gnatus-Base-Subassembly Right Condylar Inclination 300049440 |  |  | A Class | NOS | NOS | I-Inventory | FG-Finish Good |  | Spares | Dental Chair-Spares | Dental Equiment | Main Location | 90330000 |  |  | Gnatus | [8 empty] | 0 | 0 | 0 | 1 | 0 | [10 empty] | GN/BA/SP/SUBASSEMBLY RIGHT CONDYLAR INCLINATION 300049440
IM02189 | Dental Chair Spares-Gnatus-Base-Subassembly Seat Complement Syn Pop Chair- 701002737 |  |  | A Class | NOS | NOS | I-Inventory | FG-Finish Good |  | Spares | Dental Chair-Spares | Dental Equiment | Main Location | 90330000 |  |  | Gnatus | [8 empty] | 0 | 0 | 0 | 1 | 0 | [10 empty] | Gn/BA/SUBASSEMBLY SEAT COMPLEMENT SYN POP CHAIR- 701002737
IM02190 | Dental Chair Spares-Gnatus-Base-Suction Filter With Filter & Cap-31000002279 |  |  | A Class | NOS | NOS | I-Inventory | FG-Finish Good |  | Spares | Dental Chair-Spares | Dental Equiment | Main Location | 90330000 |  |  | Gnatus | [8 empty] | 0 | 0 | 0 | 1 | 0 | [10 empty] | GN/BA/SP/SUCTION FILTER WITH FILTER & CAP-31000002279
IM02191 | Dental Chair Spares-Gnatus-Base-Suction Inner Tubing-30361000434 |  |  | A Class | NOS | NOS | I-Inventory | FG-Finish Good |  | Spares | Dental Chair-Spares | Dental Equiment | Main Location | 90330000 |  |  | Gnatus | [8 empty] | 0 | 0 | 0 | 1 | 0 | [10 empty] | GN/BA/SP/SUCTION INNER TUBING-30361000434
IM02192 | Dental Chair Spares-Gnatus-Base-Super Gold Chair PCB Ic 906000079 |  |  | A Class | NOS | NOS | I-Inventory | FG-Finish Good |  | Spares | Dental Chair-Spares | Dental Equiment | Main Location | 90330000 |  |  | Gnatus | [8 empty] | 0 | 0 | 0 | 1 | 0 | [10 empty] | Gn/Ba/Sp/Super Gold Chair Pcb Ic 906000079
IM02193 | Dental Chair Spares-Gnatus-Base-Super Gold Chair Small Floor Box 601009290 |  |  | A Class | NOS | NOS | I-Inventory | FG-Finish Good |  | Spares | Dental Chair-Spares | Dental Equiment | Main Location | 90330000 |  |  | Gnatus | [8 empty] | 0 | 0 | 0 | 1 | 0 | [10 empty] | Gn/Ba/Sp/Super Gold Chair Small Floor Box 601009290
IM02194 | Dental Chair Spares-Gnatus-Base-Super Gold PCB Ic 906000078 |  |  | A Class | NOS | NOS | I-Inventory | FG-Finish Good |  | Spares | Dental Chair-Spares | Dental Equiment | Main Location | 90330000 |  |  | Gnatus | [8 empty] | 0 | 0 | 0 | 1 | 0 | [10 empty] | Gn/Ba/Sp/Super Gold Pcb Ic 906000078
IM02195 | Dental Chair Spares-Gnatus-Base-Suporte Regulador Ar Ua P1 Bco Db-41000004048 |  |  | A Class | NOS | NOS | I-Inventory | FG-Finish Good |  | Spares | Dental Chair-Spares | Dental Equiment | Main Location | 90330000 |  |  | Gnatus | [8 empty] | 0 | 0 | 0 | 1 | 0 | [10 empty] | GN/BA/SP/SUPORTE REGULADOR AR UA P1 BCO DB-41000004048
IM02196 | Dental Chair Spares-Gnatus-Base-Support Rod Bite Fork 300049450 |  |  | A Class | NOS | NOS | I-Inventory | FG-Finish Good |  | Spares | Dental Chair-Spares | Dental Equiment | Main Location | 90330000 |  |  | Gnatus | [8 empty] | 0 | 0 | 0 | 1 | 0 | [10 empty] | GN/BA/SP/SUPPORT ROD BITE FORK 300049450
IM02197 | Dental Chair Spares-Gnatus-Base-Switch Chair For In-St, In-Pa, S-Gold 302002800 |  |  | A Class | NOS | NOS | I-Inventory | FG-Finish Good |  | Spares | Dental Chair-Spares | Dental Equiment | Main Location | 90330000 |  |  | Gnatus | [8 empty] | 0 | 0 | 0 | 1 | 0 | [10 empty] | Gn/Ba/Sp/Switch Chair for In-St, In-Pa, S-Gold 302002800
IM02198 | Dental Chair Spares-Gnatus-Base-Swivel Arm Syncrus Dental Ch Br Ice 801003836 |  |  | A Class | NOS | NOS | I-Inventory | FG-Finish Good |  | Spares | Dental Chair-Spares | Dental Equiment | Main Location | 90330000 |  |  | Gnatus | [8 empty] | 0 | 0 | 0 | 1 | 0 | [10 empty] | GN/BA/SP/SWIVEL ARM SYNCRUS DENTAL CH BR ICE 801003836
IM02199 | Dental Chair Spares-Gnatus-Base-Syn Chair Lower Body 601009720 |  |  | A Class | NOS | NOS | I-Inventory | FG-Finish Good |  | Spares | Dental Chair-Spares | Dental Equiment | Main Location | 90330000 |  |  | Gnatus | [8 empty] | 0 | 0 | 0 | 1 | 0 | [10 empty] | GN/BA/SP/SYN CHAIR LOWER BODY 601009720
IM02200 | Dental Chair Spares-Gnatus-Base-Syn Right Arm 991003500 |  |  | A Class | NOS | NOS | I-Inventory | FG-Finish Good |  | Spares | Dental Chair-Spares | Dental Equiment | Main Location | 90330000 |  |  | Gnatus | [8 empty] | 0 | 0 | 0 | 1 | 0 | [10 empty] | GN/BA/SP/SYN RIGHT ARM 991003500
IM02201 | Dental Chair Spares-Gnatus-Base-Syn. Gl Soft Ass Uph Seat Plast Met Red 901008360 |  |  | A Class | NOS | NOS | I-Inventory | FG-Finish Good |  | Spares | Dental Chair-Spares | Dental Equiment | Main Location | 90330000 |  |  | Gnatus | [8 empty] | 0 | 0 | 0 | 1 | 0 | [10 empty] | Gn/Ba/Sp/Syn. GL Soft Ass Uph Seat Plast Met Red 901008360
IM02202 | Dental Chair Spares-Gnatus-Base-Syn. Headrest Cover 601005312 |  |  | A Class | NOS | NOS | I-Inventory | FG-Finish Good |  | Spares | Dental Chair-Spares | Dental Equiment | Main Location | 90330000 |  |  | Gnatus | [8 empty] | 0 | 0 | 0 | 1 | 0 | [10 empty] | Gn/Ba/Sp/Syn. Headrest Cover 601005312
IM02203 | Dental Chair Spares-Gnatus-Base-Syn.Upholstery Lower Cover-601008800 |  |  | A Class | NOS | NOS | I-Inventory | FG-Finish Good |  | Spares | Dental Chair-Spares | Dental Equiment | Main Location | 90330000 |  |  | Gnatus | [8 empty] | 0 | 0 | 0 | 1 | 0 | [10 empty] | Gn/Ba/Sp/Syn.Upholstery Lower Cover-601008800
IM02204 | Dental Chair Spares-Gnatus-Base-Syncrus Down Uphol Bush 365003470 |  |  | A Class | NOS | NOS | I-Inventory | FG-Finish Good |  | Spares | Dental Chair-Spares | Dental Equiment | Main Location | 90330000 |  |  | Gnatus | [8 empty] | 0 | 0 | 0 | 1 | 0 | [10 empty] | Gn/Ba/Sp/Syncrus Down Uphol Bush 365003470
IM02205 | Dental Chair Spares-Gnatus-Base-Syncrus Feet Protector Uph Cover 901007340 |  |  | A Class | NOS | NOS | I-Inventory | FG-Finish Good |  | Spares | Dental Chair-Spares | Dental Equiment | Main Location | 90330000 |  |  | Gnatus | [8 empty] | 0 | 0 | 0 | 1 | 0 | [10 empty] | Gn/Ba/Sp/Syncrus Feet Protector Uph Cover 901007340
IM02206 | Dental Chair Spares-Gnatus-Base-Syncrus Gl Dent Ch Foot Control Base-40701002510 |  |  | A Class | NOS | NOS | I-Inventory | FG-Finish Good |  | Spares | Dental Chair-Spares | Dental Equiment | Main Location | 90330000 |  |  | Gnatus | [8 empty] | 0 | 0 | 0 | 1 | 0 | [10 empty] | GN/BA/SP/SYNCRUS GL DENT CH FOOT CONTROL BASE-40701002510
IM02207 | Dental Chair Spares-Gnatus-Base-Syringe Ii Roght Activating Butt (Blue) 365004421 |  |  | A Class | NOS | NOS | I-Inventory | FG-Finish Good |  | Spares | Dental Chair-Spares | Dental Equiment | Main Location | 90330000 |  |  | Gnatus | [8 empty] | 0 | 0 | 0 | 1 | 0 | [10 empty] | GN/BA/SP/SYRINGE II ROGHT ACTIVATING BUTT (BLUE) 365004421
IM02208 | Dental Chair Spares-Gnatus-Base-Table Gray 365004408 |  |  | A Class | NOS | NOS | I-Inventory | FG-Finish Good |  | Spares | Dental Chair-Spares | Dental Equiment | Main Location | 90330000 |  |  | Gnatus | [8 empty] | 0 | 0 | 0 | 1 | 0 | [10 empty] | GN/BA/SP/TABLE GRAY 365004408
IM02209 | Dental Chair Spares-Gnatus-Base-Tampa Maior Lat Capa Acab Mancal Base-31000002494 |  |  | A Class | NOS | NOS | I-Inventory | FG-Finish Good |  | Spares | Dental Chair-Spares | Dental Equiment | Main Location | 90330000 |  |  | Gnatus | [8 empty] | 0 | 0 | 0 | 1 | 0 | [10 empty] | GN/BA/SP/TAMPA MAIOR LAT CAPA ACAB MANCAL BASE-31000002494
IM02210 | Dental Chair Spares-Gnatus-Base-Thor Rest Soft Uph Coat Light Blue-15 At 000000813 |  |  | A Class | NOS | NOS | I-Inventory | FG-Finish Good |  | Spares | Dental Chair-Spares | Dental Equiment | Main Location | 90330000 |  |  | Gnatus | [8 empty] | 0 | 0 | 0 | 1 | 0 | [10 empty] | GN/BA/SP/THOR REST SOFT UPH COAT LIGHT BLUE-15 AT 000000813
IM02211 | Dental Chair Spares-Gnatus-Base-Top Chair Up Down Sensor 300017084 |  |  | A Class | NOS | NOS | I-Inventory | FG-Finish Good |  | Spares | Dental Chair-Spares | Dental Equiment | Main Location | 90330000 |  |  | Gnatus | [8 empty] | 0 | 0 | 0 | 1 | 0 | [10 empty] | GN/BA/SP/TOP CHAIR UP DOWN SENSOR 300017084
IM02212 | Dental Chair Spares-Gnatus-Base-Top Chair-Ic 906000152 |  |  | A Class | NOS | NOS | I-Inventory | FG-Finish Good |  | Spares | Dental Chair-Spares | Dental Equiment | Main Location | 90330000 |  |  | Gnatus | [8 empty] | 0 | 0 | 0 | 1 | 0 | [10 empty] | Gn/Ba/Sp/Top Chair-Ic 906000152
IM02213 | Dental Chair Spares-Gnatus-Base-Transfomer Fix Plate-41000006391 |  |  | A Class | NOS | NOS | I-Inventory | FG-Finish Good |  | Spares | Dental Chair-Spares | Dental Equiment | Main Location | 90330000 |  |  | Gnatus | [8 empty] | 0 | 0 | 0 | 1 | 0 | [10 empty] | GN/BA/SP/TRANSFOMER FIX PLATE-41000006391
IM02214 | Dental Chair Spares-Gnatus-Base-Transformer 0 24 90700170 |  |  | A Class | NOS | NOS | I-Inventory | FG-Finish Good |  | Spares | Dental Chair-Spares | Dental Equiment | Main Location | 90330000 |  |  | Gnatus | [8 empty] | 0 | 0 | 0 | 1 | 0 | [10 empty] | GN/BA/SP/TRANSFORMER 0 24 90700170
IM02215 | Dental Chair Spares-Gnatus-Base-Transformer 302002790 (S-Gold, I-Pad, I-Star) |  |  | A Class | NOS | NOS | I-Inventory | FG-Finish Good |  | Spares | Dental Chair-Spares | Dental Equiment | Main Location | 90330000 |  |  | Gnatus | [8 empty] | 0 | 0 | 0 | 1 | 0 | [10 empty] | GN/BA/SP/TRANSFORMER 302002790 (S-Gold, I-Pad, I-Star)
IM02216 | Dental Chair Spares-Gnatus-Base-Transformer Cover 601008760 (Top Chair) |  |  | A Class | NOS | NOS | I-Inventory | FG-Finish Good |  | Spares | Dental Chair-Spares | Dental Equiment | Main Location | 90330000 |  |  | Gnatus | [8 empty] | 0 | 0 | 0 | 1 | 0 | [10 empty] | Gn/Ba/Sp/Transformer Cover 601008760 (Top Chair)
IM02217 | Dental Chair Spares-Gnatus-Base-Transformer Of Amalgamix |  |  | A Class | NOS | NOS | I-Inventory | FG-Finish Good |  | Spares | Dental Chair-Spares | Dental Equiment | Main Location | 90330000 |  |  | Gnatus | [8 empty] | 0 | 0 | 0 | 1 | 0 | [10 empty] | GN/AM/SP/TRANSFORMER OF AMALGAMIX
IM02218 | Dental Chair Spares-Gnatus-Base-Up Down Motor 901007540 |  |  | A Class | NOS | NOS | I-Inventory | FG-Finish Good |  | Spares | Dental Chair-Spares | Dental Equiment | Main Location | 90330000 |  |  | Gnatus | [8 empty] | 0 | 0 | 0 | 1 | 0 | [10 empty] | Gn/Ba/Sp/Up Down Motor 901007540
IM02219 | Dental Chair Spares-Gnatus-Base-Up Down Motor Hidden Cover-41000003419 |  |  | A Class | NOS | NOS | I-Inventory | FG-Finish Good |  | Spares | Dental Chair-Spares | Dental Equiment | Main Location | 90330000 |  |  | Gnatus | [8 empty] | 0 | 0 | 0 | 1 | 0 | [10 empty] | GN/BA/SP/UP DOWN MOTOR HIDDEN COVER-41000003419
IM02220 | Dental Chair Spares-Gnatus-Base-Up Down Motor Inbuilt Sensor Without Shaft-30300053951 |  |  | A Class | NOS | NOS | I-Inventory | FG-Finish Good |  | Spares | Dental Chair-Spares | Dental Equiment | Main Location | 90330000 |  |  | Gnatus | [8 empty] | 0 | 0 | 0 | 1 | 0 | [10 empty] | GN/BA/SP/UP DOWN MOTOR INBUILT SENSOR WITHOUT SHAFT-30300053951
IM02221 | Dental Chair Spares-Gnatus-Base-Up Down Motor Only Motor |  |  | A Class | NOS | NOS | I-Inventory | FG-Finish Good |  | Spares | Dental Chair-Spares | Dental Equiment | Main Location | 90330000 |  |  | Gnatus | [8 empty] | 0 | 0 | 0 | 1 | 0 | [10 empty] | Gn/Ba/Sp/Up Down Motor Only Motor
IM02222 | Dental Chair Spares-Gnatus-Base-Up Down Motor Only Sensor |  |  | A Class | NOS | NOS | I-Inventory | FG-Finish Good |  | Spares | Dental Chair-Spares | Dental Equiment | Main Location | 90330000 |  |  | Gnatus | [8 empty] | 0 | 0 | 0 | 1 | 0 | [10 empty] | Gn/Ba/Sp/Up Down Motor Only Sensor
IM02223 | Dental Chair Spares-Gnatus-Base-Updown Motor PCB Card 601001079 (All Chair) |  |  | A Class | NOS | NOS | I-Inventory | FG-Finish Good |  | Spares | Dental Chair-Spares | Dental Equiment | Main Location | 90330000 |  |  | Gnatus | [8 empty] | 0 | 0 | 0 | 1 | 0 | [10 empty] | Gn/Ba/Sp/Updown Motor Pcb Card 601001079 (All Chair)
IM02224 | Dental Chair Spares-Gnatus-Base-Uphol.Back Support Cover 365003950 (All Chair) |  |  | A Class | NOS | NOS | I-Inventory | FG-Finish Good |  | Spares | Dental Chair-Spares | Dental Equiment | Main Location | 90330000 |  |  | Gnatus | [8 empty] | 0 | 0 | 0 | 1 | 0 | [10 empty] | Gn/Ba/Sp/Uphol.Back Support Cover 365003950 (All Chair)
IM02225 | Dental Chair Spares-Gnatus-Base-Upholsery Of Headrest Silver 901008355 |  |  | A Class | NOS | NOS | I-Inventory | FG-Finish Good |  | Spares | Dental Chair-Spares | Dental Equiment | Main Location | 90330000 |  |  | Gnatus | [8 empty] | 0 | 0 | 0 | 1 | 0 | [10 empty] | GN/BA/SP/UPHOLSERY OF HEADREST SILVER 901008355
IM02226 | Dental Chair Spares-Gnatus-Base-Upholsery Seat Silver 901008361 |  |  | A Class | NOS | NOS | I-Inventory | FG-Finish Good |  | Spares | Dental Chair-Spares | Dental Equiment | Main Location | 90330000 |  |  | Gnatus | [8 empty] | 0 | 0 | 0 | 1 | 0 | [10 empty] | Gn/Ba/Sp/Upholsery Seat Silver 901008361
IM02227 | Dental Chair Spares-Gnatus-Base-Upholstery Back Cover (Syn. And Top)601009710 |  |  | A Class | NOS | NOS | I-Inventory | FG-Finish Good |  | Spares | Dental Chair-Spares | Dental Equiment | Main Location | 90330000 |  |  | Gnatus | [8 empty] | 0 | 0 | 0 | 1 | 0 | [10 empty] | Gn/Ba/Sp/Upholstery Back Cover (Syn. and Top)601009710
IM02228 | Dental Chair Spares-Gnatus-Base-Upholstery Seat Subset Lan Vzl Az-Ce 901008030 |  |  | A Class | NOS | NOS | I-Inventory | FG-Finish Good |  | Spares | Dental Chair-Spares | Dental Equiment | Main Location | 90330000 |  |  | Gnatus | [8 empty] | 0 | 0 | 0 | 1 | 0 | [10 empty] | Gn/Ba/Sp/Upholstery Seat Subset Lan VZL Az-Ce 901008030
IM02229 | Dental Chair Spares-Gnatus-Base-Velcro Backrest 701002240 (Top And S-Gold) |  |  | A Class | NOS | NOS | I-Inventory | FG-Finish Good |  | Spares | Dental Chair-Spares | Dental Equiment | Main Location | 90330000 |  |  | Gnatus | [8 empty] | 0 | 0 | 0 | 1 | 0 | [10 empty] | Gn/Ba/Sp/Velcro Backrest 701002240 (Top and S-Gold)
IM02230 | Dental Chair Spares-Gnatus-Base-Velcro Backrest 701002260 (Top And S-Gold) |  |  | A Class | NOS | NOS | I-Inventory | FG-Finish Good |  | Spares | Dental Chair-Spares | Dental Equiment | Main Location | 90330000 |  |  | Gnatus | [8 empty] | 0 | 0 | 0 | 1 | 0 | [10 empty] | Gn/Ba/Sp/Velcro Backrest 701002260 (Top and S-Gold)
IM02231 | Dental Chair Spares-Gnatus-Base-Wire 300039690 |  |  | A Class | NOS | NOS | I-Inventory | FG-Finish Good |  | Spares | Dental Chair-Spares | Dental Equiment | Main Location | 90330000 |  |  | Gnatus | [8 empty] | 0 | 0 | 0 | 1 | 0 | [10 empty] | GN/BA/SP/WIRE 300039690
IM02232 | Dental Chair Spares-Gnatus-Base-Wire Harness Printed Circuit Board Bv Ii Motor Therm 300051018 |  |  | A Class | NOS | NOS | I-Inventory | FG-Finish Good |  | Spares | Dental Chair-Spares | Dental Equiment | Main Location | 90330000 |  |  | Gnatus | [8 empty] | 0 | 0 | 0 | 1 | 0 | [10 empty] | GN/BA/SP/WIRE HARNESS PRINTED CIRCUIT BOARD BV II MOTOR THERM 300051018
IM02233 | Dental Chair Spares-Gnatus-Base-Wire Harness Transformer Bv Ii Motor Therm 300051016 |  |  | A Class | NOS | NOS | I-Inventory | FG-Finish Good |  | Spares | Dental Chair-Spares | Dental Equiment | Main Location | 90330000 |  |  | Gnatus | [8 empty] | 0 | 0 | 0 | 1 | 0 | [10 empty] | GN/BA/SP/WIRE HARNESS TRANSFORMER BV II MOTOR THERM 300051016
IM02234 | Dental Chair Spares-Gnatus-Base-Wires Bundle Bio Vac-Ii Motor Connection 300030730 |  |  | A Class | NOS | NOS | I-Inventory | FG-Finish Good |  | Spares | Dental Chair-Spares | Dental Equiment | Main Location | 90330000 |  |  | Gnatus | [8 empty] | 0 | 0 | 0 | 1 | 0 | [10 empty] | GN/BA/SP/WIRES BUNDLE BIO VAC-II MOTOR CONNECTION 300030730
IM02235 | Dental Chair Spares-Gnatus-Base-Wires Bundle Foot Control Syn Wired 300050501 |  |  | A Class | NOS | NOS | I-Inventory | FG-Finish Good |  | Spares | Dental Chair-Spares | Dental Equiment | Main Location | 90330000 |  |  | Gnatus | [8 empty] | 0 | 0 | 0 | 1 | 0 | [10 empty] | GN/BA/SP/WIRES BUNDLE FOOT CONTROL SYN WIRED 300050501
IM02236 | Dental Chair Spares-Gnatus-Bein Air Support Kit 365004739 |  |  | A Class | NOS | NOS | I-Inventory | FG-Finish Good |  | Spares | Dental Chair-Spares | Dental Equiment | Main Location | 90330000 |  |  | Gnatus | [8 empty] | 0 | 0 | 0 | 1 | 0 | [10 empty] | Gn/Sp/Bein Air Support Kit 365004739
IM02237 | Dental Chair Spares-Gnatus-Bioqualyair 40L 220V 50Hz 70000088 |  |  | A Class | NOS | NOS | I-Inventory | FG-Finish Good |  | Spares | Dental Chair-Spares | Dental Equiment | Main Location | 90330000 |  |  | Gnatus | [8 empty] | 0 | 0 | 0 | 1 | 0 | [10 empty] | GN/DC/SP/BIOQUALYAIR 40L 220V 50HZ 70000088
IM02238 | Dental Chair Spares-Gnatus-Bite Fork For Toothless Patients 809000073 |  |  | A Class | NOS | NOS | I-Inventory | FG-Finish Good |  | Spares | Dental Chair-Spares | Dental Equiment | Main Location | 90330000 |  |  | Gnatus | [8 empty] | 0 | 0 | 0 | 1 | 0 | [10 empty] | Gn/Sp/Bite Fork for Toothless Patients 809000073
IM02239 | Dental Chair Spares-Gnatus-Bleaching Light Head 300053059 |  |  | A Class | NOS | NOS | I-Inventory | FG-Finish Good |  | Spares | Dental Chair-Spares | Dental Equiment | Main Location | 90330000 |  |  | Gnatus | [8 empty] | 0 | 0 | 0 | 1 | 0 | [10 empty] | GN/LD/SP/BLEACHING LIGHT HEAD 300053059
IM02240 | Dental Chair Spares-Gnatus-Bleaching Light Led 300051824 |  |  | A Class | NOS | NOS | I-Inventory | FG-Finish Good |  | Spares | Dental Chair-Spares | Dental Equiment | Main Location | 90330000 |  |  | Gnatus | [8 empty] | 0 | 0 | 0 | 1 | 0 | [10 empty] | Gn/Ld/Sp/Bleaching Light Led 300051824
IM02241 | Dental Chair Spares-Gnatus-Body Water Unit G3 Finishing 41000000905 |  |  | A Class | NOS | NOS | I-Inventory | FG-Finish Good |  | Spares | Dental Chair-Spares | Dental Equiment | Main Location | 90330000 |  |  | Gnatus | [8 empty] | 0 | 0 | 0 | 1 | 0 | [10 empty] | GN/DC/SP/BODY WATER UNIT G3 FINISHING 41000000905
IM02242 | Dental Chair Spares-Gnatus-Bowl Support Bottom Body 365004703 |  |  | A Class | NOS | NOS | I-Inventory | FG-Finish Good |  | Spares | Dental Chair-Spares | Dental Equiment | Main Location | 90330000 |  |  | Gnatus | [8 empty] | 0 | 0 | 0 | 1 | 0 | [10 empty] | Gn/Sp/Bowl Support Bottom Body 365004703
IM02243 | Dental Chair Spares-Gnatus-Bowl Support Top Body 365004704 |  |  | A Class | NOS | NOS | I-Inventory | FG-Finish Good |  | Spares | Dental Chair-Spares | Dental Equiment | Main Location | 90330000 |  |  | Gnatus | [8 empty] | 0 | 0 | 0 | 1 | 0 | [10 empty] | Gn/Sp/Bowl Support Top Body 365004704
IM02244 | Dental Chair Spares-Gnatus-Box Lid Artus Pop Delivery Unit 604006291 |  |  | A Class | NOS | NOS | I-Inventory | FG-Finish Good |  | Spares | Dental Chair-Spares | Dental Equiment | Main Location | 90330000 |  |  | Gnatus | [8 empty] | 0 | 0 | 0 | 1 | 0 | [10 empty] | Gn/Sp/Box Lid Artus Pop Delivery Unit 604006291
IM02245 | Dental Chair Spares-Gnatus-Box Unit Reach-365004701 |  |  | A Class | NOS | NOS | I-Inventory | FG-Finish Good |  | Spares | Dental Chair-Spares | Dental Equiment | Main Location | 90330000 |  |  | Gnatus | [8 empty] | 0 | 0 | 0 | 1 | 0 | [10 empty] | Gn/SP/Box Unit Reach-365004701
IM02246 | Dental Chair Spares-Gnatus-Braco Rebetivel New Design 41000001009 |  |  | A Class | NOS | NOS | I-Inventory | FG-Finish Good |  | Spares | Dental Chair-Spares | Dental Equiment | Main Location | 90330000 |  |  | Gnatus | [8 empty] | 0 | 0 | 0 | 1 | 0 | [10 empty] | GN/BRACO REBETIVEL NEW DESIGN 41000001009
IM02247 | Dental Chair Spares-Gnatus-Brass Nozzle 602000332 |  |  | A Class | NOS | NOS | I-Inventory | FG-Finish Good |  | Spares | Dental Chair-Spares | Dental Equiment | Main Location | 90330000 |  |  | Gnatus | [8 empty] | 0 | 0 | 0 | 1 | 0 | [10 empty] | Gn/Sp/Brass Nozzle 602000332
IM02248 | Dental Chair Spares-Gnatus-Cabecote Reflector Led 903001897 |  |  | A Class | NOS | NOS | I-Inventory | FG-Finish Good |  | Spares | Dental Chair-Spares | Dental Equiment | Main Location | 90330000 |  |  | Gnatus | [8 empty] | 0 | 0 | 0 | 1 | 0 | [10 empty] | GN/SP/CABECOTE REFLECTOR LED 903001897
IM02249 | Dental Chair Spares-Gnatus-Caixa Equipo G3 Usi 41000000088 |  |  | A Class | NOS | NOS | I-Inventory | FG-Finish Good |  | Spares | Dental Chair-Spares | Dental Equiment | Main Location | 90330000 |  |  | Gnatus | [8 empty] | 0 | 0 | 0 | 1 | 0 | [10 empty] | GN/SP/CAIXA EQUIPO G3 USI 41000000088
IM02250 | Dental Chair Spares-Gnatus-Capa Gront Tal Ii Assen To Cad Syncrus G8 601000327 |  |  | A Class | NOS | NOS | I-Inventory | FG-Finish Good |  | Spares | Dental Chair-Spares | Dental Equiment | Main Location | 90330000 |  |  | Gnatus | [8 empty] | 0 | 0 | 0 | 1 | 0 | [10 empty] | Gn/Sp/Capa Gront Tal II Assen to Cad Syncrus G8 601000327
IM02251 | Dental Chair Spares-Gnatus-Capa Inferior Equipo H Tm Top 40604006401 |  |  | A Class | NOS | NOS | I-Inventory | FG-Finish Good |  | Spares | Dental Chair-Spares | Dental Equiment | Main Location | 90330000 |  |  | Gnatus | [8 empty] | 0 | 0 | 0 | 1 | 0 | [10 empty] | GN/SP/CAPA INFERIOR EQUIPO H TM TOP 40604006401
IM02252 | Dental Chair Spares-Gnatus-Capa Inj Inferior Braco Refletor 31000000107 |  |  | A Class | NOS | NOS | I-Inventory | FG-Finish Good |  | Spares | Dental Chair-Spares | Dental Equiment | Main Location | 90330000 |  |  | Gnatus | [8 empty] | 0 | 0 | 0 | 1 | 0 | [10 empty] | GN/SP/CAPA INJ INFERIOR BRACO REFLETOR 31000000107
IM02253 | Dental Chair Spares-Gnatus-Capacitor 20 Uf 302001690 |  |  | A Class | NOS | NOS | I-Inventory | FG-Finish Good |  | Spares | Dental Chair-Spares | Dental Equiment | Main Location | 90330000 |  |  | Gnatus | [8 empty] | 0 | 0 | 0 | 1 | 0 | [10 empty] | Gn/Sp/Capacitor 20 Uf 302001690
IM02254 | Dental Chair Spares-Gnatus-Capacitor 3020016090 |  |  | A Class | NOS | NOS | I-Inventory | FG-Finish Good |  | Spares | Dental Chair-Spares | Dental Equiment | Main Location | 90330000 |  |  | Gnatus | [8 empty] | 0 | 0 | 0 | 1 | 0 | [10 empty] | Gn/Sp/Capacitor 3020016090
IM02255 | Dental Chair Spares-Gnatus-Ceramic Bush 365002490 |  |  | A Class | NOS | NOS | I-Inventory | FG-Finish Good |  | Spares | Dental Chair-Spares | Dental Equiment | Main Location | 90330000 |  |  | Gnatus | [8 empty] | 0 | 0 | 0 | 1 | 0 | [10 empty] | Gn/Sp/Ceramic Bush 365002490
IM02256 | Dental Chair Spares-Gnatus-Ceramic Bush 365002501 |  |  | A Class | NOS | NOS | I-Inventory | FG-Finish Good |  | Spares | Dental Chair-Spares | Dental Equiment | Main Location | 90330000 |  |  | Gnatus | [8 empty] | 0 | 0 | 0 | 1 | 0 | [10 empty] | Gn/Sp/Ceramic Bush 365002501
IM02257 | Dental Chair Spares-Gnatus-Chair Power Cord 300052926 |  |  | A Class | NOS | NOS | I-Inventory | FG-Finish Good |  | Spares | Dental Chair-Spares | Dental Equiment | Main Location | 90330000 |  |  | Gnatus | [8 empty] | 0 | 0 | 0 | 1 | 0 | [10 empty] | Gn/Sp/Chair Power Cord 300052926
IM02258 | Dental Chair Spares-Gnatus-Chicote Atuador Assento Cad G8 Acab 601001362 |  |  | A Class | NOS | NOS | I-Inventory | FG-Finish Good |  | Spares | Dental Chair-Spares | Dental Equiment | Main Location | 90330000 |  |  | Gnatus | [8 empty] | 0 | 0 | 0 | 1 | 0 | [10 empty] | GN/SP/CHICOTE ATUADOR ASSENTO CAD G8 ACAB 601001362
IM02259 | Dental Chair Spares-Gnatus-Chip Blower Foot Control Accelerator Rod 365004446 |  |  | A Class | NOS | NOS | I-Inventory | FG-Finish Good |  | Spares | Dental Chair-Spares | Dental Equiment | Main Location | 90330000 |  |  | Gnatus | [8 empty] | 0 | 0 | 0 | 1 | 0 | [10 empty] | Gn/Sp/Chip Blower foot control Accelerator ROD 365004446
IM02260 | Dental Chair Spares-Gnatus-Chip Blower Foot Control Activation Gray 365004442 |  |  | A Class | NOS | NOS | I-Inventory | FG-Finish Good |  | Spares | Dental Chair-Spares | Dental Equiment | Main Location | 90330000 |  |  | Gnatus | [8 empty] | 0 | 0 | 0 | 1 | 0 | [10 empty] | Gn/Sp/Chip Blower Foot Control Activation Gray 365004442
IM02261 | Dental Chair Spares-Gnatus-Chip Blower Foot Control Activation Red 365004443 |  |  | A Class | NOS | NOS | I-Inventory | FG-Finish Good |  | Spares | Dental Chair-Spares | Dental Equiment | Main Location | 90330000 |  |  | Gnatus | [8 empty] | 0 | 0 | 0 | 1 | 0 | [10 empty] | Gn/Sp/Chip Blower Foot Control Activation Red 365004443
IM02262 | Dental Chair Spares-Gnatus-Chip Blower Foot Control Air Valve Set 300051709 |  |  | A Class | NOS | NOS | I-Inventory | FG-Finish Good |  | Spares | Dental Chair-Spares | Dental Equiment | Main Location | 90330000 |  |  | Gnatus | [8 empty] | 0 | 0 | 0 | 1 | 0 | [10 empty] | Gn/Sp/Chip Blower Foot control Air Valve Set 300051709
IM02263 | Dental Chair Spares-Gnatus-Chip Blower Foot Control Potentiometer Cable 300052022 |  |  | A Class | NOS | NOS | I-Inventory | FG-Finish Good |  | Spares | Dental Chair-Spares | Dental Equiment | Main Location | 90330000 |  |  | Gnatus | [8 empty] | 0 | 0 | 0 | 1 | 0 | [10 empty] | Gn/Sp/Chip Blower Foot Control Potentiometer Cable 300052022
IM02264 | Dental Chair Spares-Gnatus-Chip Blower Foot Control Rotation Air Valve Set 300051708 |  |  | A Class | NOS | NOS | I-Inventory | FG-Finish Good |  | Spares | Dental Chair-Spares | Dental Equiment | Main Location | 90330000 |  |  | Gnatus | [8 empty] | 0 | 0 | 0 | 1 | 0 | [10 empty] | Gn/Sp/Chip Blower Foot Control Rotation Air Valve Set 300051708
IM02265 | Dental Chair Spares-Gnatus-Chip Blower Gear Pedal 365004441 |  |  | A Class | NOS | NOS | I-Inventory | FG-Finish Good |  | Spares | Dental Chair-Spares | Dental Equiment | Main Location | 90330000 |  |  | Gnatus | [8 empty] | 0 | 0 | 0 | 1 | 0 | [10 empty] | Gn/Sp/Chip Blower Gear Pedal 365004441
IM02266 | Dental Chair Spares-Gnatus-Chip Blower Pedal Cover 365004438 |  |  | A Class | NOS | NOS | I-Inventory | FG-Finish Good |  | Spares | Dental Chair-Spares | Dental Equiment | Main Location | 90330000 |  |  | Gnatus | [8 empty] | 0 | 0 | 0 | 1 | 0 | [10 empty] | Gn/Sp/Chip Blower Pedal Cover 365004438
IM02267 | Dental Chair Spares-Gnatus-Chip Blower Pedal Handle 365004440 |  |  | A Class | NOS | NOS | I-Inventory | FG-Finish Good |  | Spares | Dental Chair-Spares | Dental Equiment | Main Location | 90330000 |  |  | Gnatus | [8 empty] | 0 | 0 | 0 | 1 | 0 | [10 empty] | Gn/Sp/Chip Blower Pedal Handle 365004440
IM02268 | Dental Chair Spares-Gnatus-Chip Blower Spray Shaft Pedal 365004439 |  |  | A Class | NOS | NOS | I-Inventory | FG-Finish Good |  | Spares | Dental Chair-Spares | Dental Equiment | Main Location | 90330000 |  |  | Gnatus | [8 empty] | 0 | 0 | 0 | 1 | 0 | [10 empty] | Gn/Sp/Chip Blower Spray Shaft Pedal 365004439
IM02269 | Dental Chair Spares-Gnatus-Chip Blower Sub-Chassis Pedal 365004444 |  |  | A Class | NOS | NOS | I-Inventory | FG-Finish Good |  | Spares | Dental Chair-Spares | Dental Equiment | Main Location | 90330000 |  |  | Gnatus | [8 empty] | 0 | 0 | 0 | 1 | 0 | [10 empty] | Gn/Sp/Chip Blower sub-Chassis Pedal 365004444
IM02270 | Dental Chair Spares-GnatusCircuit Board Dental Chair Pop 300051110 |  |  | A Class | NOS | NOS | I-Inventory | FG-Finish Good |  | Spares | Dental Chair-Spares | Dental Equiment | Main Location | 90330000 |  |  | Gnatus | [8 empty] | 0 | 0 | 0 | 1 | 0 | [10 empty] | GN/BA/SP/CIRCUIT BOARD DENTAL CHAIR POP 300051110
IM02271 | Dental Chair Spares-Gnatus-Cj Braco Reflector G3 New 41000000533 |  |  | A Class | NOS | NOS | I-Inventory | FG-Finish Good |  | Spares | Dental Chair-Spares | Dental Equiment | Main Location | 90330000 |  |  | Gnatus | [8 empty] | 0 | 0 | 0 | 1 | 0 | [10 empty] | GN/DC/SP/CJ BRACO REFLECTOR G3 NEW 41000000533
IM02272 | Dental Chair Spares-Gnatus-Cj Estof Assenti Syncrus Gl Soft 901008359 |  |  | A Class | NOS | NOS | I-Inventory | FG-Finish Good |  | Spares | Dental Chair-Spares | Dental Equiment | Main Location | 90330000 |  |  | Gnatus | [8 empty] | 0 | 0 | 0 | 1 | 0 | [10 empty] | GN/SP/CJ ESTOF ASSENTI SYNCRUS GL SOFT 901008359
IM02273 | Dental Chair Spares-Gnatus-Cj Estof Assento Syncrus Gl Soft 901008358 |  |  | A Class | NOS | NOS | I-Inventory | FG-Finish Good |  | Spares | Dental Chair-Spares | Dental Equiment | Main Location | 90330000 |  |  | Gnatus | [8 empty] | 0 | 0 | 0 | 1 | 0 | [10 empty] | Gn/Sp/CJ Estof Assento Syncrus GL Soft 901008358
IM02274 | Dental Chair Spares-Gnatus-Cj Estof Enc Cab Cad G8 Prata Metav Rev 901008633 |  |  | A Class | NOS | NOS | I-Inventory | FG-Finish Good |  | Spares | Dental Chair-Spares | Dental Equiment | Main Location | 90330000 |  |  | Gnatus | [8 empty] | 0 | 0 | 0 | 1 | 0 | [10 empty] | Gn/Sp/Cj Estof Enc Cab Cad G8 Prata Metav Rev 901008633
IM02275 | Dental Chair Spares-Gnatus-Cj Estof Enc Torax Cad G8 Prata Metav Rev 901008645 |  |  | A Class | NOS | NOS | I-Inventory | FG-Finish Good |  | Spares | Dental Chair-Spares | Dental Equiment | Main Location | 90330000 |  |  | Gnatus | [8 empty] | 0 | 0 | 0 | 1 | 0 | [10 empty] | Gn/Sp/Cj Estof Enc Torax Cad G8 Prata Metav Rev 901008645
IM02276 | Dental Chair Spares-Gnatus-Cj Estof Enc Torax Cad Syn Az Mar Plas 901008332 |  |  | A Class | NOS | NOS | I-Inventory | FG-Finish Good |  | Spares | Dental Chair-Spares | Dental Equiment | Main Location | 90330000 |  |  | Gnatus | [8 empty] | 0 | 0 | 0 | 1 | 0 | [10 empty] | GN/SP/CJ ESTOF ENC TORAX CAD SYN AZ MAR PLAS 901008332
IM02277 | Dental Chair Spares-Gnatus-Cj Filtro Sep Detritos Unidade Agua 365004801 |  |  | A Class | NOS | NOS | I-Inventory | FG-Finish Good |  | Spares | Dental Chair-Spares | Dental Equiment | Main Location | 90330000 |  |  | Gnatus | [8 empty] | 0 | 0 | 0 | 1 | 0 | [10 empty] | GN/SP/CJ FILTRO SEP DETRITOS UNIDADE AGUA 365004801
IM02278 | Dental Chair Spares-Gnatus-Cj Valvula Solenoide Queda Braco 901008669 |  |  | A Class | NOS | NOS | I-Inventory | FG-Finish Good |  | Spares | Dental Chair-Spares | Dental Equiment | Main Location | 90330000 |  |  | Gnatus | [8 empty] | 0 | 0 | 0 | 1 | 0 | [10 empty] | GN/SP/CJ VALVULA SOLENOIDE QUEDA BRACO 901008669
IM02279 | Dental Chair Spares-Gnatus-Clamp Nylon 102 X 2.5 X 1Mm-30360000068 |  |  | A Class | NOS | NOS | I-Inventory | FG-Finish Good |  | Spares | Dental Chair-Spares | Dental Equiment | Main Location | 90330000 |  |  | Gnatus | [8 empty] | 0 | 0 | 0 | 1 | 0 | [10 empty] | GN/SP/CLAMP NYLON 102 X 2.5 X 1MM-30360000068
IM02280 | Dental Chair Spares-Gnatus-Column Water Unit G4 Sliding Bushing 300054259 |  |  | A Class | NOS | NOS | I-Inventory | FG-Finish Good |  | Spares | Dental Chair-Spares | Dental Equiment | Main Location | 90330000 |  |  | Gnatus | [8 empty] | 0 | 0 | 0 | 1 | 0 | [10 empty] | Gn/Sp/Column Water Unit G4 Sliding Bushing 300054259
IM02281 | Dental Chair Spares-Gnatus-Coluna Braco Horiz Equipo Sync G4-702002174 |  |  | A Class | NOS | NOS | I-Inventory | FG-Finish Good |  | Spares | Dental Chair-Spares | Dental Equiment | Main Location | 90330000 |  |  | Gnatus | [8 empty] | 0 | 0 | 0 | 1 | 0 | [10 empty] | GN/SP/COLUNA BRACO HORIZ EQUIPO SYNC G4-702002174
IM02282 | Dental Chair Spares-Gnatus- G3/ Gnatus Dentist Asst. Uphol. Silver 30 |  |  | A Class | NOS | NOS | I-Inventory | FG-Finish Good |  | Spares | Dental Chair-Spares | Dental Equiment | Main Location | 90330000 |  |  | Gnatus | [8 empty] | 0 | 0 | 0 | 1 | 0 | [10 empty] | GN/DS/UP/ G3/ GNATUS DENTIST ASST. UPHOL. SILVER 30
IM02283 | Dental Chair Spares-Gnatus-Connection Straight Reduction Hose 2.7X1.6 Mm 604006283 |  |  | A Class | NOS | NOS | I-Inventory | FG-Finish Good |  | Spares | Dental Chair-Spares | Dental Equiment | Main Location | 90330000 |  |  | Gnatus | [8 empty] | 0 | 0 | 0 | 1 | 0 | [10 empty] | Gn/Sp/Connection Straight Reduction Hose 2.7x1.6 mm 604006283
IM02284 | Dental Chair Spares-Gnatus-Console Controle C Set 901008676 |  |  | A Class | NOS | NOS | I-Inventory | FG-Finish Good |  | Spares | Dental Chair-Spares | Dental Equiment | Main Location | 90330000 |  |  | Gnatus | [8 empty] | 0 | 0 | 0 | 1 | 0 | [10 empty] | GN/SP/CONSOLE CONTROLE C SET 901008676
IM02285 | Dental Chair Spares-Gnatus-Control (Az) Coiled Wire Connector 40908000970 |  |  | A Class | NOS | NOS | I-Inventory | FG-Finish Good |  | Spares | Dental Chair-Spares | Dental Equiment | Main Location | 90330000 |  |  | Gnatus | [8 empty] | 0 | 0 | 0 | 1 | 0 | [10 empty] | GN/SP/CONTROL (AZ) COILED WIRE CONNECTOR 40908000970
IM02286 | Dental Chair Spares-Gnatus-Corpo Unidade De Agua G3 31000000112 |  |  | A Class | NOS | NOS | I-Inventory | FG-Finish Good |  | Spares | Dental Chair-Spares | Dental Equiment | Main Location | 90330000 |  |  | Gnatus | [8 empty] | 0 | 0 | 0 | 1 | 0 | [10 empty] | GN/SP/CORPO UNIDADE DE AGUA G3 31000000112
IM02287 | Dental Chair Spares-Gnatus-Cover Column 365003610 |  |  | A Class | NOS | NOS | I-Inventory | FG-Finish Good |  | Spares | Dental Chair-Spares | Dental Equiment | Main Location | 90330000 |  |  | Gnatus | [8 empty] | 0 | 0 | 0 | 1 | 0 | [10 empty] | Gn/Sp/Cover Column 365003610
IM02288 | Dental Chair Spares-Gnatus-Cup Holder Bowl Support 365004706 |  |  | A Class | NOS | NOS | I-Inventory | FG-Finish Good |  | Spares | Dental Chair-Spares | Dental Equiment | Main Location | 90330000 |  |  | Gnatus | [8 empty] | 0 | 0 | 0 | 1 | 0 | [10 empty] | Gn/Sp/Cup Holder Bowl Support 365004706
IM02289 | Dental Chair Spares-Gnatus-Delivery Unit Arm Cover 365002315 |  |  | A Class | NOS | NOS | I-Inventory | FG-Finish Good |  | Spares | Dental Chair-Spares | Dental Equiment | Main Location | 90330000 |  |  | Gnatus | [8 empty] | 0 | 0 | 0 | 1 | 0 | [10 empty] | Gn/Sp/D/U Arm Cover 365002315
IM02290 | Dental Chair Spares-Gnatus-Delivery Unit Arm Metal Bush |  |  | A Class | NOS | NOS | I-Inventory | FG-Finish Good |  | Spares | Dental Chair-Spares | Dental Equiment | Main Location | 90330000 |  |  | Gnatus | [8 empty] | 0 | 0 | 0 | 1 | 0 | [10 empty] | GN/DC/SPDELIVERY UNIT ARM METAL BUSH
IM02291 | Dental Chair Spares-Gnatus-Delivery Unit- Ejector Vertical Control 6.5 Mm 365003600 |  |  | A Class | NOS | NOS | I-Inventory | FG-Finish Good |  | Spares | Dental Chair-Spares | Dental Equiment | Main Location | 90330000 |  |  | Gnatus | [8 empty] | 0 | 0 | 0 | 1 | 0 | [10 empty] | Gn/Du/Sp/ Ejector Vertical Control 6.5 MM 365003600
IM02292 | Dental Chair Spares-Gnatus- G3/ Gnatus Stool Uphol. Silver 30 |  |  | A Class | NOS | NOS | I-Inventory | FG-Finish Good |  | Spares | Dental Chair-Spares | Dental Equiment | Main Location | 90330000 |  |  | Gnatus | [8 empty] | 0 | 0 | 0 | 1 | 0 | [10 empty] | GN/DS/UP/ G3/ GNATUS STOOL UPHOL. SILVER 30
IM02293 | Dental Chair Spares-Gnatus-Delivery Unit G4 Microcont Print Circ Board 604006416 |  |  | A Class | NOS | NOS | I-Inventory | FG-Finish Good |  | Spares | Dental Chair-Spares | Dental Equiment | Main Location | 90330000 |  |  | Gnatus | [8 empty] | 0 | 0 | 0 | 1 | 0 | [10 empty] | GN/SP/DELIV U G4 MICROCONT PRINT CIRC BOARD 604006416
IM02294 | Dental Chair Spares-Gnatus-Delivery Unit G8 F Tray Set 904005181 |  |  | A Class | NOS | NOS | I-Inventory | FG-Finish Good |  | Spares | Dental Chair-Spares | Dental Equiment | Main Location | 90330000 |  |  | Gnatus | [8 empty] | 0 | 0 | 0 | 1 | 0 | [10 empty] | Gn/Sp/Delivery Unit G8 F Tray Set 904005181
IM02295 | Dental Chair Spares-Gnatus- Max Power Cord 300051088/300052963 |  |  | A Class | NOS | NOS | I-Inventory | FG-Finish Good |  | Spares | Dental Chair-Spares | Dental Equiment | Main Location | 90330000 |  |  | Gnatus | [8 empty] | 0 | 0 | 0 | 1 | 0 | [10 empty] | Gn/Ld/Sp/Ld Max Power Cord 300051088/300052963
IM02296 | Dental Chair Spares-Gnatus- Valvula Dupla Embolo C/ Acion Pneum 41000005423 |  |  | A Class | NOS | NOS | I-Inventory | FG-Finish Good |  | Spares | Dental Chair-Spares | Dental Equiment | Main Location | 90330000 |  |  | Gnatus | [8 empty] | 0 | 0 | 0 | 1 | 0 | [10 empty] | GN/DC/SP/ VALVULA DUPLA EMBOLO C/ ACION PNEUM 41000005423
IM02297 | Dental Chair Spares-Gnatus-5 Led Sensor Light Head W/O Body 903001899 |  |  | A Class | NOS | NOS | I-Inventory | FG-Finish Good |  | Spares | Dental Chair-Spares | Dental Equiment | Main Location | 90330000 |  |  | Gnatus | [8 empty] | 0 | 0 | 0 | 1 | 0 | [10 empty] | Gn/Sp/5 Led Sensor Light Head W/o Body 903001899
IM02298 | Dental Chair Spares-Gnatus-Delivery Unit- S-Series Instrument Tray 31000002683 |  |  | A Class | NOS | NOS | I-Inventory | FG-Finish Good |  | Spares | Dental Chair-Spares | Dental Equiment | Main Location | 90330000 |  |  | Gnatus | [8 empty] | 0 | 0 | 0 | 1 | 0 | [10 empty] | GN/DU/SP/ S-SERIES INSTRUMENT TRAY 31000002683
IM02299 | Dental Chair Spares-Gnatus-Delivery Unit- S-Series Motorised Suction Holder-31000002720 |  |  | A Class | NOS | NOS | I-Inventory | FG-Finish Good |  | Spares | Dental Chair-Spares | Dental Equiment | Main Location | 90330000 |  |  | Gnatus | [8 empty] | 0 | 0 | 0 | 1 | 0 | [10 empty] | GN/DU/SP/ S-SERIES MOTORISED SUCTION HOLDER-31000002720
IM02300 | Dental Chair Spares-Gnatus-Assemb Sol Valv 127/220V-1/8*Npt Vs2/2Na 30300052964 |  |  | A Class | NOS | NOS | I-Inventory | FG-Finish Good |  | Spares | Dental Chair-Spares | Dental Equiment | Main Location | 90330000 |  |  | Gnatus | [8 empty] | 0 | 0 | 0 | 1 | 0 | [10 empty] | GN/SP/ASSEMB SOL VALV 127/220V-1/8*NPT VS2/2NA 30300052964
IM02301 | Dental Chair Spares-Gnatus-Delivery Unit-2Mm Biosytem Tee 804001140 |  |  | A Class | NOS | NOS | I-Inventory | FG-Finish Good |  | Spares | Dental Chair-Spares | Dental Equiment | Main Location | 90330000 |  |  | Gnatus | [8 empty] | 0 | 0 | 0 | 1 | 0 | [10 empty] | Gn/Du/Sp/2mm Biosytem Tee 804001140
IM02302 | Dental Chair Spares-Gnatus-Base-220V Solenoid Coil 300001621/300038420/300003693 (Landus And Simplex Chair) |  |  | A Class | NOS | NOS | I-Inventory | FG-Finish Good |  | Spares | Dental Chair-Spares | Dental Equiment | Main Location | 90330000 |  |  | Gnatus | [8 empty] | 0 | 0 | 0 | 1 | 0 | [10 empty] | Gn/Ba/Sp/220V Solenoid Coil 300001621/300038420/300003693 (Landus and Simplex Chair)
IM02303 | Dental Chair Spares-Gnatus-Delivery Unit-3 Way Holder Upper Cover 365004355 |  |  | A Class | NOS | NOS | I-Inventory | FG-Finish Good |  | Spares | Dental Chair-Spares | Dental Equiment | Main Location | 90330000 |  |  | Gnatus | [8 empty] | 0 | 0 | 0 | 1 | 0 | [10 empty] | Gn/Du/Sp/3 Way Holder Upper Cover 365004355
IM02304 | Dental Chair Spares-Gnatus-Delivery Unit-3 Way Piston Base 300030150 |  |  | A Class | NOS | NOS | I-Inventory | FG-Finish Good |  | Spares | Dental Chair-Spares | Dental Equiment | Main Location | 90330000 |  |  | Gnatus | [8 empty] | 0 | 0 | 0 | 1 | 0 | [10 empty] | Gn/Du/Sp/3 Way Piston Base 300030150
IM02305 | Dental Chair Spares-Gnatus-Delivery Unit-3 Way Plunzer 300030140 |  |  | A Class | NOS | NOS | I-Inventory | FG-Finish Good |  | Spares | Dental Chair-Spares | Dental Equiment | Main Location | 90330000 |  |  | Gnatus | [8 empty] | 0 | 0 | 0 | 1 | 0 | [10 empty] | Gn/Du/Sp/3 Way Plunzer 300030140
IM02306 | Dental Chair Spares-Gnatus-Delivery Unit-3 Way Sleeve 365000809 |  |  | A Class | NOS | NOS | I-Inventory | FG-Finish Good |  | Spares | Dental Chair-Spares | Dental Equiment | Main Location | 90330000 |  |  | Gnatus | [8 empty] | 0 | 0 | 0 | 1 | 0 | [10 empty] | Gn/Du/Sp/3 Way Sleeve 365000809
IM02307 | Dental Chair Spares-Gnatus-Delivery Unit-3 Way Spring Syringe 385000567 |  |  | A Class | NOS | NOS | I-Inventory | FG-Finish Good |  | Spares | Dental Chair-Spares | Dental Equiment | Main Location | 90330000 |  |  | Gnatus | [8 empty] | 0 | 0 | 0 | 1 | 0 | [10 empty] | Gn/Du/Sp/3 Way Spring Syringe 385000567
IM02308 | Dental Chair Spares-Gnatus-Delivery Unit-3 Way Syringe Nozzle-1600002050 |  |  | A Class | NOS | NOS | I-Inventory | FG-Finish Good |  | Spares | Dental Chair-Spares | Dental Equiment | Main Location | 90330000 |  |  | Gnatus | [8 empty] | 0 | 0 | 0 | 1 | 0 | [10 empty] | GN/DU/SP/3 WAY SYRINGE NOZZLE-1600002050
IM02309 | Dental Chair Spares-Gnatus-Delivery Unit-3 Way Syringe Standard 047400001 |  |  | A Class | NOS | NOS | I-Inventory | FG-Finish Good |  | Spares | Dental Chair-Spares | Dental Equiment | Main Location | 90330000 |  |  | Gnatus | [8 empty] | 0 | 0 | 0 | 1 | 0 | [10 empty] | Gn/Du/Sp/3 Way Syringe Standard 047400001
IM02310 | Dental Chair Spares-Gnatus-Base-5 Led Sensor Light Head W/O PCB |  |  | A Class | NOS | NOS | I-Inventory | FG-Finish Good |  | Spares | Dental Chair-Spares | Dental Equiment | Main Location | 90330000 |  |  | Gnatus | [8 empty] | 0 | 0 | 0 | 1 | 0 | [10 empty] | GN/BA/SP/5 LED SENSOR LIGHT HEAD W/O PCB
IM02311 | Dental Chair Spares-Gnatus-Delivery Unit-3Way Handpiece Coupling 300036390 |  |  | A Class | NOS | NOS | I-Inventory | FG-Finish Good |  | Spares | Dental Chair-Spares | Dental Equiment | Main Location | 90330000 |  |  | Gnatus | [8 empty] | 0 | 0 | 0 | 1 | 0 | [10 empty] | GN/DU/SP/3WAY HANDPIECE COUPLING 300036390
IM02312 | Dental Chair Spares-Gnatus-Delivery Unit-3Way Repair Kit 904004999 |  |  | A Class | NOS | NOS | I-Inventory | FG-Finish Good |  | Spares | Dental Chair-Spares | Dental Equiment | Main Location | 90330000 |  |  | Gnatus | [8 empty] | 0 | 0 | 0 | 1 | 0 | [10 empty] | GN/DU/SP/3WAY REPAIR KIT 904004999
IM02313 | Dental Chair Spares-Gnatus-Delivery Unit-3Way Syringe Continental 047500005 |  |  | A Class | NOS | NOS | I-Inventory | FG-Finish Good |  | Spares | Dental Chair-Spares | Dental Equiment | Main Location | 90330000 |  |  | Gnatus | [8 empty] | 0 | 0 | 0 | 1 | 0 | [10 empty] | GN/DU/SP/3WAY SYRINGE CONTINENTAL 047500005
IM02314 | Dental Chair Spares-Gnatus-Delivery Unit-4 Hole Coupling-30300052399 |  |  | A Class | NOS | NOS | I-Inventory | FG-Finish Good |  | Spares | Dental Chair-Spares | Dental Equiment | Main Location | 90330000 |  |  | Gnatus | [8 empty] | 0 | 0 | 0 | 1 | 0 | [10 empty] | GN/DU/SP/4 HOLE COUPLING-30300052399
IM02315 | Dental Chair Spares-Gnatus-Delivery Unit-4Mm Grey Tubing 361000560 |  |  | A Class | NOS | NOS | I-Inventory | FG-Finish Good |  | Spares | Dental Chair-Spares | Dental Equiment | Main Location | 90330000 |  |  | Gnatus | [8 empty] | 0 | 0 | 0 | 1 | 0 | [10 empty] | Gn/Du/Sp/4Mm Grey Tubing 361000560
IM02316 | Dental Chair Spares-Gnatus-Delivery Unit-800Ml Water Bottle 365002860 |  |  | A Class | NOS | NOS | I-Inventory | FG-Finish Good |  | Spares | Dental Chair-Spares | Dental Equiment | Main Location | 90330000 |  |  | Gnatus | [8 empty] | 0 | 0 | 0 | 1 | 0 | [10 empty] | Gn/Du/Sp/800Ml Water Bottle 365002860
IM02317 | Dental Chair Spares-Gnatus-Base-Air Regulator 300029570/300029560 |  |  | A Class | NOS | NOS | I-Inventory | FG-Finish Good |  | Spares | Dental Chair-Spares | Dental Equiment | Main Location | 90330000 |  |  | Gnatus | [8 empty] | 0 | 0 | 0 | 1 | 0 | [10 empty] | GN/BA/SP/AIR REGULATOR 300029570/300029560
IM02318 | Dental Chair Spares-Gnatus-Delivery Unit-Adjustment Kit Double Pneumatic 300045780 |  |  | A Class | NOS | NOS | I-Inventory | FG-Finish Good |  | Spares | Dental Chair-Spares | Dental Equiment | Main Location | 90330000 |  |  | Gnatus | [8 empty] | 0 | 0 | 0 | 1 | 0 | [10 empty] | Gn/Du/Sp/Adjustment Kit Double Pneumatic 300045780
IM02319 | Dental Chair Spares-Gnatus-Delivery Unit-Air Distributor 300044270 |  |  | A Class | NOS | NOS | I-Inventory | FG-Finish Good |  | Spares | Dental Chair-Spares | Dental Equiment | Main Location | 90330000 |  |  | Gnatus | [8 empty] | 0 | 0 | 0 | 1 | 0 | [10 empty] | Gn/Du/Sp/Air Distributor 300044270
IM02320 | Dental Chair Spares-Gnatus-Base-Backrest Motor 220/50 300017110 |  |  | A Class | NOS | NOS | I-Inventory | FG-Finish Good |  | Spares | Dental Chair-Spares | Dental Equiment | Main Location | 90330000 |  |  | Gnatus | [8 empty] | 0 | 0 | 0 | 1 | 0 | [10 empty] | GN/BA/SP/BACKREST MOTOR 220/50 300017110
IM02321 | Dental Chair Spares-Gnatus-Delivery Unit-Air Regulator 300050820 |  |  | A Class | NOS | NOS | I-Inventory | FG-Finish Good |  | Spares | Dental Chair-Spares | Dental Equiment | Main Location | 90330000 |  |  | Gnatus | [8 empty] | 0 | 0 | 0 | 1 | 0 | [10 empty] | Gn/Du/Sp/Air Regulator 300050820
IM02322 | Dental Chair Spares-Gnatus-Delivery Unit-Ampa Equipq Syncruslsf Inova Pad 604006305 |  |  | A Class | NOS | NOS | I-Inventory | FG-Finish Good |  | Spares | Dental Chair-Spares | Dental Equiment | Main Location | 90330000 |  |  | Gnatus | [8 empty] | 0 | 0 | 0 | 1 | 0 | [10 empty] | Gn/Du/Sp/Ampa Equipq Syncruslsf Inova Pad 604006305
IM02323 | Dental Chair Spares-Gnatus-Delivery Unit-Aqua Chair Delivery Unit Main PCB 300052014 |  |  | A Class | NOS | NOS | I-Inventory | FG-Finish Good |  | Spares | Dental Chair-Spares | Dental Equiment | Main Location | 90330000 |  |  | Gnatus | [8 empty] | 0 | 0 | 0 | 1 | 0 | [10 empty] | Gn/Du/Sp/Aqua Chair Delivery Unit Main Pcb 300052014
IM02324 | Dental Chair Spares-Gnatus-Delivery Unit-Arm Block 804001753 |  |  | A Class | NOS | NOS | I-Inventory | FG-Finish Good |  | Spares | Dental Chair-Spares | Dental Equiment | Main Location | 90330000 |  |  | Gnatus | [8 empty] | 0 | 0 | 0 | 1 | 0 | [10 empty] | Gn/Du/Sp/Arm Block 804001753
IM02325 | Dental Chair Spares-Gnatus-Delivery Unit-Arm Bush 300047210 |  |  | A Class | NOS | NOS | I-Inventory | FG-Finish Good |  | Spares | Dental Chair-Spares | Dental Equiment | Main Location | 90330000 |  |  | Gnatus | [8 empty] | 0 | 0 | 0 | 1 | 0 | [10 empty] | Gn/Du/Sp/Arm Bush 300047210
IM02326 | Dental Chair Spares-Gnatus-Delivery Unit-Arm Cover Round Gray 365004349 |  |  | A Class | NOS | NOS | I-Inventory | FG-Finish Good |  | Spares | Dental Chair-Spares | Dental Equiment | Main Location | 90330000 |  |  | Gnatus | [8 empty] | 0 | 0 | 0 | 1 | 0 | [10 empty] | Gn/Du/Sp/Arm Cover Round Gray 365004349
IM02327 | Dental Chair Spares-Gnatus-Base-Backrest Motor 30004690/300043700 (All Chair) |  |  | A Class | NOS | NOS | I-Inventory | FG-Finish Good |  | Spares | Dental Chair-Spares | Dental Equiment | Main Location | 90330000 |  |  | Gnatus | [8 empty] | 0 | 0 | 0 | 1 | 0 | [10 empty] | Gn/Ba/Sp/Backrest Motor 30004690/300043700 (All Chair)
IM02328 | Dental Chair Spares-Gnatus-Delivery Unit-Arm Lower Supp Subset Sync G4 Water Unit 702002169 |  |  | A Class | NOS | NOS | I-Inventory | FG-Finish Good |  | Spares | Dental Chair-Spares | Dental Equiment | Main Location | 90330000 |  |  | Gnatus | [8 empty] | 0 | 0 | 0 | 1 | 0 | [10 empty] | GN/DU/SP/ARM LOWER SUPP SUBSET SYNC G4 WATER UNIT 702002169
IM02329 | Dental Chair Spares-Gnatus-Delivery Unit-Arm Spring 385001230 |  |  | A Class | NOS | NOS | I-Inventory | FG-Finish Good |  | Spares | Dental Chair-Spares | Dental Equiment | Main Location | 90330000 |  |  | Gnatus | [8 empty] | 0 | 0 | 0 | 1 | 0 | [10 empty] | Gn/Du/Sp/Arm Spring 385001230
IM02330 | Dental Chair Spares-Gnatus-Delivery Unit-Articulation Shaft Ii Rod Delivery Unit-30300055089 |  |  | A Class | NOS | NOS | I-Inventory | FG-Finish Good |  | Spares | Dental Chair-Spares | Dental Equiment | Main Location | 90330000 |  |  | Gnatus | [8 empty] | 0 | 0 | 0 | 1 | 0 | [10 empty] | GN/DU/SP/ARTICULATION SHAFT II ROD DELIVERY UNIT-30300055089
IM02331 | Dental Chair Spares-Gnatus-Delivery Unit-Autolub Bushing 300042220 |  |  | A Class | NOS | NOS | I-Inventory | FG-Finish Good |  | Spares | Dental Chair-Spares | Dental Equiment | Main Location | 90330000 |  |  | Gnatus | [8 empty] | 0 | 0 | 0 | 1 | 0 | [10 empty] | GN/DU/SP/AUTOLUB BUSHING 300042220
IM02332 | Dental Chair Spares-Gnatus-Delivery Unit-Bio Solenoid Valve 300043980 |  |  | A Class | NOS | NOS | I-Inventory | FG-Finish Good |  | Spares | Dental Chair-Spares | Dental Equiment | Main Location | 90330000 |  |  | Gnatus | [8 empty] | 0 | 0 | 0 | 1 | 0 | [10 empty] | Gn/Du/Sp/Bio Solenoid Valve 300043980
IM02333 | Dental Chair Spares-Gnatus-Delivery Unit-Black Paper Bush Long 300027890 |  |  | A Class | NOS | NOS | I-Inventory | FG-Finish Good |  | Spares | Dental Chair-Spares | Dental Equiment | Main Location | 90330000 |  |  | Gnatus | [8 empty] | 0 | 0 | 0 | 1 | 0 | [10 empty] | Gn/Du/Sp/Black Paper Bush Long 300027890
IM02334 | Dental Chair Spares-Gnatus-Base-Chair On/Off Switch 302003121 (All Chair) |  |  | A Class | NOS | NOS | I-Inventory | FG-Finish Good |  | Spares | Dental Chair-Spares | Dental Equiment | Main Location | 90330000 |  |  | Gnatus | [8 empty] | 0 | 0 | 0 | 1 | 0 | [10 empty] | Gn/Ba/Sp/Chair On/Off Switch 302003121 (All Chair)
IM02335 | Dental Chair Spares-Gnatus-Delivery Unit-Bottle Holder Nozzle 300021289 |  |  | A Class | NOS | NOS | I-Inventory | FG-Finish Good |  | Spares | Dental Chair-Spares | Dental Equiment | Main Location | 90330000 |  |  | Gnatus | [8 empty] | 0 | 0 | 0 | 1 | 0 | [10 empty] | Gn/Du/Sp/Bottle Holder Nozzle 300021289
IM02336 | Dental Chair Spares-Gnatus-Delivery Unit-Chair Delivery Unit Upper Cover Tubing Lock Sleeve Gray 31000002641 |  |  | A Class | NOS | NOS | I-Inventory | FG-Finish Good |  | Spares | Dental Chair-Spares | Dental Equiment | Main Location | 90330000 |  |  | Gnatus | [8 empty] | 0 | 0 | 0 | 1 | 0 | [10 empty] | GN/DU/SP/CHAIR DELIVERY UNIT UPPER COVER TUBING LOCK SLEEVE GRAY 31000002641
IM02337 | Dental Chair Spares-Gnatus-Delivery Unit-Chair Senior Utility Tray 604004490 |  |  | A Class | NOS | NOS | I-Inventory | FG-Finish Good |  | Spares | Dental Chair-Spares | Dental Equiment | Main Location | 90330000 |  |  | Gnatus | [8 empty] | 0 | 0 | 0 | 1 | 0 | [10 empty] | Gn/Du/Sp/Chair Senior Utility Tray 604004490
IM02338 | Dental Chair Spares-Gnatus-Delivery Unit-Cover Finishing Reservoir Support Bio 604006276 |  |  | A Class | NOS | NOS | I-Inventory | FG-Finish Good |  | Spares | Dental Chair-Spares | Dental Equiment | Main Location | 90330000 |  |  | Gnatus | [8 empty] | 0 | 0 | 0 | 1 | 0 | [10 empty] | Gn/Du/Sp/Cover Finishing Reservoir Support Bio 604006276
IM02339 | Dental Chair Spares-Gnatus-Base-Chair Up/Down Foot Control 901007510 |  |  | A Class | NOS | NOS | I-Inventory | FG-Finish Good |  | Spares | Dental Chair-Spares | Dental Equiment | Main Location | 90330000 |  |  | Gnatus | [8 empty] | 0 | 0 | 0 | 1 | 0 | [10 empty] | Gn/Ba/Sp/Chair Up/Down Foot Control 901007510
IM02340 | Dental Chair Spares-Gnatus-Base-Cover Foot Control Of Syncrus 365003860/30365004787 |  |  | A Class | NOS | NOS | I-Inventory | FG-Finish Good |  | Spares | Dental Chair-Spares | Dental Equiment | Main Location | 90330000 |  |  | Gnatus | [8 empty] | 0 | 0 | 0 | 1 | 0 | [10 empty] | GN/BA/SP/COVER FOOT CONTROL OF SYNCRUS 365003860/30365004787
IM02341 | Dental Chair Spares-Gnatus-Base-Cover Subs Sync Hs Inova Delivery Unit W/Key-In 804001794 |  |  | A Class | NOS | NOS | I-Inventory | FG-Finish Good |  | Spares | Dental Chair-Spares | Dental Equiment | Main Location | 90330000 |  |  | Gnatus | [8 empty] | 0 | 0 | 0 | 1 | 0 | [10 empty] | Gn/Ba/Sp/Cover Subs Sync HS Inova Delivery Unit W/Key-in 804001794
IM02342 | Dental Chair Spares-Gnatus-Delivery Unit-Delivery Arm Lower Cover 365004426 |  |  | A Class | NOS | NOS | I-Inventory | FG-Finish Good |  | Spares | Dental Chair-Spares | Dental Equiment | Main Location | 90330000 |  |  | Gnatus | [8 empty] | 0 | 0 | 0 | 1 | 0 | [10 empty] | Gn/Du/Sp/Delivery Arm Lower Cover 365004426
IM02343 | Dental Chair Spares-Gnatus-Delivery Unit-Delivery Arm Upper Cover 365004425 |  |  | A Class | NOS | NOS | I-Inventory | FG-Finish Good |  | Spares | Dental Chair-Spares | Dental Equiment | Main Location | 90330000 |  |  | Gnatus | [8 empty] | 0 | 0 | 0 | 1 | 0 | [10 empty] | Gn/Du/Sp/Delivery Arm Upper Cover 365004425
IM02344 | Dental Chair Spares-Gnatus-Delivery Unit-Delivery Unit Air Stop Switch 300016484 |  |  | A Class | NOS | NOS | I-Inventory | FG-Finish Good |  | Spares | Dental Chair-Spares | Dental Equiment | Main Location | 90330000 |  |  | Gnatus | [8 empty] | 0 | 0 | 0 | 1 | 0 | [10 empty] | Gn/Du/Sp/Delivery Unit Air Stop Switch 300016484
IM02345 | Dental Chair Spares-Gnatus-Delivery Unit-Delivery Unit Arm Cap 365004764 |  |  | A Class | NOS | NOS | I-Inventory | FG-Finish Good |  | Spares | Dental Chair-Spares | Dental Equiment | Main Location | 90330000 |  |  | Gnatus | [8 empty] | 0 | 0 | 0 | 1 | 0 | [10 empty] | Gn/Du/Sp/Delivery Unit Arm Cap 365004764
IM02346 | Dental Chair Spares-Gnatus-Delivery Unit-Delivery Unit Arm Cover Lateral Lid 365004420 |  |  | A Class | NOS | NOS | I-Inventory | FG-Finish Good |  | Spares | Dental Chair-Spares | Dental Equiment | Main Location | 90330000 |  |  | Gnatus | [8 empty] | 0 | 0 | 0 | 1 | 0 | [10 empty] | Gn/Du/Sp/Delivery Unit Arm Cover Lateral Lid 365004420
IM02347 | Dental Chair Spares-Gnatus-Delivery Unit-Delivery Unit Arm Long Screw 201001510 |  |  | A Class | NOS | NOS | I-Inventory | FG-Finish Good |  | Spares | Dental Chair-Spares | Dental Equiment | Main Location | 90330000 |  |  | Gnatus | [8 empty] | 0 | 0 | 0 | 1 | 0 | [10 empty] | GN/DU/SP/DELIVERY UNIT ARM LONG SCREW 201001510
IM02348 | Dental Chair Spares-Gnatus-Delivery Unit-Delivery Unit Arm Pole-41000000054 |  |  | A Class | NOS | NOS | I-Inventory | FG-Finish Good |  | Spares | Dental Chair-Spares | Dental Equiment | Main Location | 90330000 |  |  | Gnatus | [8 empty] | 0 | 0 | 0 | 1 | 0 | [10 empty] | GN/DU/SP/DELIVERY UNIT ARM POLE-41000000054
IM02349 | Dental Chair Spares-Gnatus-Delivery Unit-Delivery Unit Arm Ripit 300055089 |  |  | A Class | NOS | NOS | I-Inventory | FG-Finish Good |  | Spares | Dental Chair-Spares | Dental Equiment | Main Location | 90330000 |  |  | Gnatus | [8 empty] | 0 | 0 | 0 | 1 | 0 | [10 empty] | GN/DU/SP/DELIVERY UNIT ARM RIPIT 300055089
IM02350 | Dental Chair Spares-Gnatus-Delivery Unit-Delivery Unit Arm Round Cap 365002850 |  |  | A Class | NOS | NOS | I-Inventory | FG-Finish Good |  | Spares | Dental Chair-Spares | Dental Equiment | Main Location | 90330000 |  |  | Gnatus | [8 empty] | 0 | 0 | 0 | 1 | 0 | [10 empty] | Gn/Du/Sp/Delivery Unit Arm Round Cap 365002850
IM02351 | Dental Chair Spares-Gnatus-Delivery Unit-Delivery Unit Armm Lock Cover 365004340 |  |  | A Class | NOS | NOS | I-Inventory | FG-Finish Good |  | Spares | Dental Chair-Spares | Dental Equiment | Main Location | 90330000 |  |  | Gnatus | [8 empty] | 0 | 0 | 0 | 1 | 0 | [10 empty] | GN/DU/SP/DELIVERY UNIT ARMM LOCK COVER 365004340
IM02352 | Dental Chair Spares-Gnatus-Delivery Unit-Delivery Unit Bottle Holder Hidden Cover 604006297 |  |  | A Class | NOS | NOS | I-Inventory | FG-Finish Good |  | Spares | Dental Chair-Spares | Dental Equiment | Main Location | 90330000 |  |  | Gnatus | [8 empty] | 0 | 0 | 0 | 1 | 0 | [10 empty] | Gn/Du/Sp/Delivery Unit Bottle Holder Hidden Cover 604006297
IM02353 | Dental Chair Spares-Gnatus-Base-Fixed Arm Kit For Top/S-Gold Off White 991003896 |  |  | A Class | NOS | NOS | I-Inventory | FG-Finish Good |  | Spares | Dental Chair-Spares | Dental Equiment | Main Location | 90330000 |  |  | Gnatus | [8 empty] | 0 | 0 | 0 | 1 | 0 | [10 empty] | Gn/Ba/Sp/Fixed Arm Kit For Top/S-Gold Off White 991003896
IM02354 | Dental Chair Spares-Gnatus-Delivery Unit-Delivery Unit Box Simplex 604004800 |  |  | A Class | NOS | NOS | I-Inventory | FG-Finish Good |  | Spares | Dental Chair-Spares | Dental Equiment | Main Location | 90330000 |  |  | Gnatus | [8 empty] | 0 | 0 | 0 | 1 | 0 | [10 empty] | Gn/Du/Sp/Delivery Unit Box Simplex 604004800
IM02355 | Dental Chair Spares-Gnatus-Delivery Unit-Delivery Unit Cover 300055210 |  |  | A Class | NOS | NOS | I-Inventory | FG-Finish Good |  | Spares | Dental Chair-Spares | Dental Equiment | Main Location | 90330000 |  |  | Gnatus | [8 empty] | 0 | 0 | 0 | 1 | 0 | [10 empty] | Gn/Du/Sp/Delivery Unit Cover 300055210
IM02356 | Dental Chair Spares-Gnatus-Delivery Unit-Delivery Unit Foot Control 904003880 |  |  | A Class | NOS | NOS | I-Inventory | FG-Finish Good |  | Spares | Dental Chair-Spares | Dental Equiment | Main Location | 90330000 |  |  | Gnatus | [8 empty] | 0 | 0 | 0 | 1 | 0 | [10 empty] | Gn/Du/Sp/Delivery Unit Foot Control 904003880
IM02357 | Dental Chair Spares-Gnatus-Delivery Unit-Delivery Unit Foot Control O-Ring 365001811 |  |  | A Class | NOS | NOS | I-Inventory | FG-Finish Good |  | Spares | Dental Chair-Spares | Dental Equiment | Main Location | 90330000 |  |  | Gnatus | [8 empty] | 0 | 0 | 0 | 1 | 0 | [10 empty] | GN/DU/SP/DELIVERY UNIT FOOT CONTROL O-RING 365001811
IM02358 | Dental Chair Spares-Gnatus-Delivery Unit-Delivery Unit Handle 365004404 |  |  | A Class | NOS | NOS | I-Inventory | FG-Finish Good |  | Spares | Dental Chair-Spares | Dental Equiment | Main Location | 90330000 |  |  | Gnatus | [8 empty] | 0 | 0 | 0 | 1 | 0 | [10 empty] | Gn/Du/Sp/Delivery Unit Handle 365004404
IM02359 | Dental Chair Spares-Gnatus-Delivery Unit-Delivery Unit Lock Arm Pin 300044680 |  |  | A Class | NOS | NOS | I-Inventory | FG-Finish Good |  | Spares | Dental Chair-Spares | Dental Equiment | Main Location | 90330000 |  |  | Gnatus | [8 empty] | 0 | 0 | 0 | 1 | 0 | [10 empty] | Gn/Du/Sp/Delivery Unit Lock Arm Pin 300044680
IM02360 | Dental Chair Spares-Gnatus-Delivery Unit-Delivery Unit Panel Lexan Pop Star Sticker 300053942 |  |  | A Class | NOS | NOS | I-Inventory | FG-Finish Good |  | Spares | Dental Chair-Spares | Dental Equiment | Main Location | 90330000 |  |  | Gnatus | [8 empty] | 0 | 0 | 0 | 1 | 0 | [10 empty] | Gn/Du/Sp/Delivery Unit Panel Lexan Pop Star Sticker 300053942
IM02361 | Dental Chair Spares-Gnatus-Base-Foot Control 901007130/901008440 (Top Chair) |  |  | A Class | NOS | NOS | I-Inventory | FG-Finish Good |  | Spares | Dental Chair-Spares | Dental Equiment | Main Location | 90330000 |  |  | Gnatus | [8 empty] | 0 | 0 | 0 | 1 | 0 | [10 empty] | Gn/Ba/Sp/Foot Control 901007130/901008440 (Top Chair)
IM02362 | Dental Chair Spares-Gnatus-Delivery Unit-Delivery Unit Pressure Guage 300043440 |  |  | A Class | NOS | NOS | I-Inventory | FG-Finish Good |  | Spares | Dental Chair-Spares | Dental Equiment | Main Location | 90330000 |  |  | Gnatus | [8 empty] | 0 | 0 | 0 | 1 | 0 | [10 empty] | Gn/Du/Sp/Delivery Unit Pressure Guage 300043440
IM02363 | Dental Chair Spares-Gnatus-Delivery Unit-Delivery Unit Small Arm Cover 365004350 |  |  | A Class | NOS | NOS | I-Inventory | FG-Finish Good |  | Spares | Dental Chair-Spares | Dental Equiment | Main Location | 90330000 |  |  | Gnatus | [8 empty] | 0 | 0 | 0 | 1 | 0 | [10 empty] | Gn/Du/Sp/Delivery Unit Small Arm Cover 365004350
IM02364 | Dental Chair Spares-Gnatus-Delivery Unit-Delivery Unit Storus Upper Cower 904001749 |  |  | A Class | NOS | NOS | I-Inventory | FG-Finish Good |  | Spares | Dental Chair-Spares | Dental Equiment | Main Location | 90330000 |  |  | Gnatus | [8 empty] | 0 | 0 | 0 | 1 | 0 | [10 empty] | GN/DU/SP/DELIVERY UNIT STORUS UPPER COWER 904001749
IM02365 | Dental Chair Spares-Gnatus-Delivery Unit-Delivery Unit Syncrus L (6Mm) 604009435 |  |  | A Class | NOS | NOS | I-Inventory | FG-Finish Good |  | Spares | Dental Chair-Spares | Dental Equiment | Main Location | 90330000 |  |  | Gnatus | [8 empty] | 0 | 0 | 0 | 1 | 0 | [10 empty] | Gn/Du/Sp/Delivery Unit Syncrus l (6mm) 604009435
IM02366 | Dental Chair Spares-Gnatus-Delivery Unit-Delivery Unit Tee For Hose 2.7 X 2.7 Mm 602002530 |  |  | A Class | NOS | NOS | I-Inventory | FG-Finish Good |  | Spares | Dental Chair-Spares | Dental Equiment | Main Location | 90330000 |  |  | Gnatus | [8 empty] | 0 | 0 | 0 | 1 | 0 | [10 empty] | Gn/Du/Sp/Delivery Unit Tee For hose 2.7 x 2.7 mm 602002530
IM02367 | Dental Chair Spares-Gnatus-Delivery Unit-Delivery Unit Upper Cover 804001775 |  |  | A Class | NOS | NOS | I-Inventory | FG-Finish Good |  | Spares | Dental Chair-Spares | Dental Equiment | Main Location | 90330000 |  |  | Gnatus | [8 empty] | 0 | 0 | 0 | 1 | 0 | [10 empty] | Gn/Du/Sp/Delivery Unit Upper Cover 804001775
IM02368 | Dental Chair Spares-Gnatus-Delivery Unit-Floor Box Cover Bigger 604005520 |  |  | A Class | NOS | NOS | I-Inventory | FG-Finish Good |  | Spares | Dental Chair-Spares | Dental Equiment | Main Location | 90330000 |  |  | Gnatus | [8 empty] | 0 | 0 | 0 | 1 | 0 | [10 empty] | Gn/Du/Sp/Floor Box Cover Bigger 604005520
IM02369 | Dental Chair Spares-Gnatus-Delivery Unit-Flow Control Valve 300009689 |  |  | A Class | NOS | NOS | I-Inventory | FG-Finish Good |  | Spares | Dental Chair-Spares | Dental Equiment | Main Location | 90330000 |  |  | Gnatus | [8 empty] | 0 | 0 | 0 | 1 | 0 | [10 empty] | Gn/Du/Sp/Flow Control Valve 300009689
IM02370 | Dental Chair Spares-Gnatus-Delivery Unit-Foot Control Small Spring 385000461 |  |  | A Class | NOS | NOS | I-Inventory | FG-Finish Good |  | Spares | Dental Chair-Spares | Dental Equiment | Main Location | 90330000 |  |  | Gnatus | [8 empty] | 0 | 0 | 0 | 1 | 0 | [10 empty] | Gn/Du/Sp/Foot Control Small Spring 385000461
IM02371 | Dental Chair Spares-Gnatus-Delivery Unit-Foot Control Upper Body 365004649 |  |  | A Class | NOS | NOS | I-Inventory | FG-Finish Good |  | Spares | Dental Chair-Spares | Dental Equiment | Main Location | 90330000 |  |  | Gnatus | [8 empty] | 0 | 0 | 0 | 1 | 0 | [10 empty] | Gn/Du/Sp/Foot Control Upper Body 365004649
IM02372 | Dental Chair Spares-Gnatus-Delivery Unit-G3 Chair Delivery Unit Touch Panel Back Cover 31000000148 |  |  | A Class | NOS | NOS | I-Inventory | FG-Finish Good |  | Spares | Dental Chair-Spares | Dental Equiment | Main Location | 90330000 |  |  | Gnatus | [8 empty] | 0 | 0 | 0 | 1 | 0 | [10 empty] | GN/DU/SP/G3 CHAIR DELIVERY UNIT TOUCH PANEL BACK COVER 31000000148
IM02373 | Dental Chair Spares-Gnatus-Delivery Unit-G3 F Chair Steel Tray 41000004097 |  |  | A Class | NOS | NOS | I-Inventory | FG-Finish Good |  | Spares | Dental Chair-Spares | Dental Equiment | Main Location | 90330000 |  |  | Gnatus | [8 empty] | 0 | 0 | 0 | 1 | 0 | [10 empty] | GN/DU/SP/G3 F CHAIR STEEL TRAY 41000004097
IM02374 | Dental Chair Spares-Gnatus-Delivery Unit-G3 Lower Hanging Chair Delivery Unit Upper Cover Steel Tray |  |  | A Class | NOS | NOS | I-Inventory | FG-Finish Good |  | Spares | Dental Chair-Spares | Dental Equiment | Main Location | 90330000 |  |  | Gnatus | [8 empty] | 0 | 0 | 0 | 1 | 0 | [10 empty] | GN/DU/G3 LOWER HANGING CHAIR DELIVERY UNIT UPPER COVER STEEL TRAY
IM02375 | Dental Chair Spares-Gnatus-Delivery Unit-G3 Lower Hanging Delivery Unit Upper Cover-31000000146 |  |  | A Class | NOS | NOS | I-Inventory | FG-Finish Good |  | Spares | Dental Chair-Spares | Dental Equiment | Main Location | 90330000 |  |  | Gnatus | [8 empty] | 0 | 0 | 0 | 1 | 0 | [10 empty] | GN/DU/G3 LOWER HANGING DELIVERY UNIT UPPER COVER-31000000146
IM02376 | Dental Chair Spares-Gnatus-Delivery Unit-G8 Delivery Unit Lid Cover 904005206 |  |  | A Class | NOS | NOS | I-Inventory | FG-Finish Good |  | Spares | Dental Chair-Spares | Dental Equiment | Main Location | 90330000 |  |  | Gnatus | [8 empty] | 0 | 0 | 0 | 1 | 0 | [10 empty] | Gn/Du/Sp/G8 Delivery Unit Lid Cover 904005206
IM02377 | Dental Chair Spares-Gnatus-Delivery Unit-G8 Delivery Unit Sticker 300054276 |  |  | A Class | NOS | NOS | I-Inventory | FG-Finish Good |  | Spares | Dental Chair-Spares | Dental Equiment | Main Location | 90330000 |  |  | Gnatus | [8 empty] | 0 | 0 | 0 | 1 | 0 | [10 empty] | Gn/Du/Sp/G8 Delivery Unit Sticker 300054276
IM02378 | Dental Chair Spares-Gnatus-Delivery Unit-Gnatus 4 Hole Coupling Tubing-30361000590 |  |  | A Class | NOS | NOS | I-Inventory | FG-Finish Good |  | Spares | Dental Chair-Spares | Dental Equiment | Main Location | 90330000 |  |  | Gnatus | [8 empty] | 0 | 0 | 0 | 1 | 0 | [10 empty] | GN/DU/SP/GNATUS 4 HOLE COUPLING TUBING-30361000590
IM02379 | Dental Chair Spares-Gnatus-Base-Foot Control Pedal Btn 365003530/365004401 |  |  | A Class | NOS | NOS | I-Inventory | FG-Finish Good |  | Spares | Dental Chair-Spares | Dental Equiment | Main Location | 90330000 |  |  | Gnatus | [8 empty] | 0 | 0 | 0 | 1 | 0 | [10 empty] | Gn/Ba/Sp/Foot Control Pedal Btn 365003530/365004401
IM02380 | Dental Chair Spares-Gnatus-Delivery Unit-Gnatus Over Head Arm 904004170 (S-Gold And Top) |  |  | A Class | NOS | NOS | I-Inventory | FG-Finish Good |  | Spares | Dental Chair-Spares | Dental Equiment | Main Location | 90330000 |  |  | Gnatus | [8 empty] | 0 | 0 | 0 | 1 | 0 | [10 empty] | Gn/Du/Gnatus Over Head Arm 904004170 (S-Gold and Top)
IM02381 | Dental Chair Spares-Gnatus-Delivery Unit-Gnatus S-Series Delivery Unit Side Sticker-31000003380 |  |  | A Class | NOS | NOS | I-Inventory | FG-Finish Good |  | Spares | Dental Chair-Spares | Dental Equiment | Main Location | 90330000 |  |  | Gnatus | [8 empty] | 0 | 0 | 0 | 1 | 0 | [10 empty] | GN/DU/SP/GNATUS S-SERIES DELIVERY UNIT SIDE STICKER-31000003380
IM02382 | Dental Chair Spares-Gnatus-Base-Foot Control Push Button Black 302001920/302002840 |  |  | A Class | NOS | NOS | I-Inventory | FG-Finish Good |  | Spares | Dental Chair-Spares | Dental Equiment | Main Location | 90330000 |  |  | Gnatus | [8 empty] | 0 | 0 | 0 | 1 | 0 | [10 empty] | Gn/Ba/Sp/Foot Control Push Button Black 302001920/302002840
IM02383 | Dental Chair Spares-Gnatus-Delivery Unit-Gradual Foot Control Ring Dly Uni365002009 |  |  | A Class | NOS | NOS | I-Inventory | FG-Finish Good |  | Spares | Dental Chair-Spares | Dental Equiment | Main Location | 90330000 |  |  | Gnatus | [8 empty] | 0 | 0 | 0 | 1 | 0 | [10 empty] | Gn/Du/Sp/Gradual Foot Control Ring Dly Uni365002009
IM02384 | Dental Chair Spares-Gnatus-Delivery Unit-Guide Bushing For Ch. Spring Arm 300045510 |  |  | A Class | NOS | NOS | I-Inventory | FG-Finish Good |  | Spares | Dental Chair-Spares | Dental Equiment | Main Location | 90330000 |  |  | Gnatus | [8 empty] | 0 | 0 | 0 | 1 | 0 | [10 empty] | Gn/Du/Sp/Guide Bushing For Ch. Spring Arm 300045510
IM02385 | Dental Chair Spares-Gnatus-Base-Foot Control Refl Button Blue 365003760/365004332 (All Chair) |  |  | A Class | NOS | NOS | I-Inventory | FG-Finish Good |  | Spares | Dental Chair-Spares | Dental Equiment | Main Location | 90330000 |  |  | Gnatus | [8 empty] | 0 | 0 | 0 | 1 | 0 | [10 empty] | Gn/Ba/Sp/Foot Control Refl Button Blue 365003760/365004332 (All Chair)
IM02386 | Dental Chair Spares-Gnatus-Delivery Unit-Handpiece Cord Hole Block 365003990 |  |  | A Class | NOS | NOS | I-Inventory | FG-Finish Good |  | Spares | Dental Chair-Spares | Dental Equiment | Main Location | 90330000 |  |  | Gnatus | [8 empty] | 0 | 0 | 0 | 1 | 0 | [10 empty] | Gn/Du/Sp/Handpiece Cord Hole Block 365003990
IM02387 | Dental Chair Spares-Gnatus-Delivery Unit-Handpiece Coupling 300052400 |  |  | A Class | NOS | NOS | I-Inventory | FG-Finish Good |  | Spares | Dental Chair-Spares | Dental Equiment | Main Location | 90330000 |  |  | Gnatus | [8 empty] | 0 | 0 | 0 | 1 | 0 | [10 empty] | Gn/Du/Sp/Handpiece Coupling 300052400
IM02388 | Dental Chair Spares-Gnatus-Delivery Unit-Handpiece Coupling O Ring 6-017 355000270 |  |  | A Class | NOS | NOS | I-Inventory | FG-Finish Good |  | Spares | Dental Chair-Spares | Dental Equiment | Main Location | 90330000 |  |  | Gnatus | [8 empty] | 0 | 0 | 0 | 1 | 0 | [10 empty] | Gn/Du/Sp/Handpiece Coupling O Ring 6-017 355000270
IM02389 | Dental Chair Spares-Gnatus-Delivery Unit-Handpiece Sleeve 300044390 |  |  | A Class | NOS | NOS | I-Inventory | FG-Finish Good |  | Spares | Dental Chair-Spares | Dental Equiment | Main Location | 90330000 |  |  | Gnatus | [8 empty] | 0 | 0 | 0 | 1 | 0 | [10 empty] | Gn/Du/Sp/Handpiece Sleeve 300044390
IM02390 | Dental Chair Spares-Gnatus-Base-Foot Control Refl Button Gray 365004402/365003760 (All Chair) |  |  | A Class | NOS | NOS | I-Inventory | FG-Finish Good |  | Spares | Dental Chair-Spares | Dental Equiment | Main Location | 90330000 |  |  | Gnatus | [8 empty] | 0 | 0 | 0 | 1 | 0 | [10 empty] | Gn/Ba/Sp/Foot Control Refl Button Gray 365004402/365003760 (All Chair)
IM02391 | Dental Chair Spares-Gnatus-Delivery Unit-Inova Pad Deilvery Unit Upper Cover 804001764 |  |  | A Class | NOS | NOS | I-Inventory | FG-Finish Good |  | Spares | Dental Chair-Spares | Dental Equiment | Main Location | 90330000 |  |  | Gnatus | [8 empty] | 0 | 0 | 0 | 1 | 0 | [10 empty] | Gn/Du/Sp/Inova Pad Deilvery Unit Upper Cover 804001764
IM02392 | Dental Chair Spares-Gnatus-Delivery Unit-Inova Pad Delivery Unit Sticker 300052334 |  |  | A Class | NOS | NOS | I-Inventory | FG-Finish Good |  | Spares | Dental Chair-Spares | Dental Equiment | Main Location | 90330000 |  |  | Gnatus | [8 empty] | 0 | 0 | 0 | 1 | 0 | [10 empty] | Gn/Du/Sp/Inova Pad Delivery Unit sticker 300052334
IM02393 | Dental Chair Spares-Gnatus-Delivery Unit-Inova Pad Plus Delivery Unit PCB 300052013 |  |  | A Class | NOS | NOS | I-Inventory | FG-Finish Good |  | Spares | Dental Chair-Spares | Dental Equiment | Main Location | 90330000 |  |  | Gnatus | [8 empty] | 0 | 0 | 0 | 1 | 0 | [10 empty] | Gn/Du/Sp/Inova Pad Plus Delivery Unit Pcb 300052013
IM02394 | Dental Chair Spares-Gnatus-Delivery Unit-Inova Pad Plus Ic 906000139 |  |  | A Class | NOS | NOS | I-Inventory | FG-Finish Good |  | Spares | Dental Chair-Spares | Dental Equiment | Main Location | 90330000 |  |  | Gnatus | [8 empty] | 0 | 0 | 0 | 1 | 0 | [10 empty] | Gn/Du/Sp/Inova Pad Plus Ic 906000139
IM02395 | Dental Chair Spares-Gnatus-Base-Foot On/Off Switch 302001506/302001910/302002840/302002960 (All Chair) |  |  | A Class | NOS | NOS | I-Inventory | FG-Finish Good |  | Spares | Dental Chair-Spares | Dental Equiment | Main Location | 90330000 |  |  | Gnatus | [8 empty] | 0 | 0 | 0 | 1 | 0 | [10 empty] | Gn/Ba/Sp/Foot On/Off Switch 302001506/302001910/302002840/302002960 (All Chair)
IM02396 | Dental Chair Spares-Gnatus-Base-G8 Chair Power On/Off Green Switch-300054289 |  |  | A Class | NOS | NOS | I-Inventory | FG-Finish Good |  | Spares | Dental Chair-Spares | Dental Equiment | Main Location | 90330000 |  |  | Gnatus | [8 empty] | 0 | 0 | 0 | 1 | 0 | [10 empty] | GN/BA/SP/G8 CHAIR POWER ON/OFF GREEN SWITCH-300054289
IM02397 | Dental Chair Spares-Gnatus-Delivery Unit-Inova Star Old Lower Support Rod 704004180 |  |  | A Class | NOS | NOS | I-Inventory | FG-Finish Good |  | Spares | Dental Chair-Spares | Dental Equiment | Main Location | 90330000 |  |  | Gnatus | [8 empty] | 0 | 0 | 0 | 1 | 0 | [10 empty] | Gn/Du/Sp/Inova star Old Lower Support ROD 704004180
IM02398 | Dental Chair Spares-Gnatus-Base-G8/Chair Remote Supply PCB-608001879 |  |  | A Class | NOS | NOS | I-Inventory | FG-Finish Good |  | Spares | Dental Chair-Spares | Dental Equiment | Main Location | 90330000 |  |  | Gnatus | [8 empty] | 0 | 0 | 0 | 1 | 0 | [10 empty] | GN/BA/G8/CHAIR REMOTE SUPPLY PCB-608001879
IM02399 | Dental Chair Spares-Gnatus-Delivery Unit-Instrument Stand 300043940 |  |  | A Class | NOS | NOS | I-Inventory | FG-Finish Good |  | Spares | Dental Chair-Spares | Dental Equiment | Main Location | 90330000 |  |  | Gnatus | [8 empty] | 0 | 0 | 0 | 1 | 0 | [10 empty] | Gn/Du/Sp/Instrument Stand 300043940
IM02400 | Dental Chair Spares-Gnatus-Delivery Unit-Instrument Tray Cover 604004692 |  |  | A Class | NOS | NOS | I-Inventory | FG-Finish Good |  | Spares | Dental Chair-Spares | Dental Equiment | Main Location | 90330000 |  |  | Gnatus | [8 empty] | 0 | 0 | 0 | 1 | 0 | [10 empty] | Gn/Du/Sp/Instrument Tray Cover 604004692
IM02401 | Dental Chair Spares-Gnatus-Base-Gold Lower Back Cover 601009739/6010009320 |  |  | A Class | NOS | NOS | I-Inventory | FG-Finish Good |  | Spares | Dental Chair-Spares | Dental Equiment | Main Location | 90330000 |  |  | Gnatus | [8 empty] | 0 | 0 | 0 | 1 | 0 | [10 empty] | Gn/Ba/Sp/Gold Lower Back Cover 601009739/6010009320
IM02402 | Dental Chair Spares-Gnatus-Delivery Unit-Joint Back For Syncrus Delivery Unit 40804001752 |  |  | A Class | NOS | NOS | I-Inventory | FG-Finish Good |  | Spares | Dental Chair-Spares | Dental Equiment | Main Location | 90330000 |  |  | Gnatus | [8 empty] | 0 | 0 | 0 | 1 | 0 | [10 empty] | GN/DU/SP/JOINT BACK FOR SYNCRUS DELIVERY UNIT 40804001752
IM02403 | Dental Chair Spares-Gnatus-Delivery Unit-Led Adaptor- 300043970 |  |  | A Class | NOS | NOS | I-Inventory | FG-Finish Good |  | Spares | Dental Chair-Spares | Dental Equiment | Main Location | 90330000 |  |  | Gnatus | [8 empty] | 0 | 0 | 0 | 1 | 0 | [10 empty] | Gn/Du/Sp/Led Adaptor- 300043970
IM02404 | Dental Chair Spares-Gnatus-Base-Green Micro Chair On/Off Switch 302001374 (All Chair) |  |  | A Class | NOS | NOS | I-Inventory | FG-Finish Good |  | Spares | Dental Chair-Spares | Dental Equiment | Main Location | 90330000 |  |  | Gnatus | [8 empty] | 0 | 0 | 0 | 1 | 0 | [10 empty] | Gn/Ba/Sp/Green Micro Chair On/Off Switch 302001374 (All Chair)
IM02405 | Dental Chair Spares-Gnatus-Delivery Unit-Lower Knob 604005040 |  |  | A Class | NOS | NOS | I-Inventory | FG-Finish Good |  | Spares | Dental Chair-Spares | Dental Equiment | Main Location | 90330000 |  |  | Gnatus | [8 empty] | 0 | 0 | 0 | 1 | 0 | [10 empty] | Gn/Du/Sp/Lower Knob 604005040
IM02406 | Dental Chair Spares-Gnatus-Delivery Unit-Micro Controller Subset Ic 906000185 |  |  | A Class | NOS | NOS | I-Inventory | FG-Finish Good |  | Spares | Dental Chair-Spares | Dental Equiment | Main Location | 90330000 |  |  | Gnatus | [8 empty] | 0 | 0 | 0 | 1 | 0 | [10 empty] | Gn/Du/Sp/Micro Controller Subset IC 906000185
IM02407 | Dental Chair Spares-Gnatus-Delivery Unit-Midwest Terminal Adpater For Borden-30300051692 |  |  | A Class | NOS | NOS | I-Inventory | FG-Finish Good |  | Spares | Dental Chair-Spares | Dental Equiment | Main Location | 90330000 |  |  | Gnatus | [8 empty] | 0 | 0 | 0 | 1 | 0 | [10 empty] | GN/DU/SP/MIDWEST TERMINAL ADPATER FOR BORDEN-30300051692
IM02408 | Dental Chair Spares-Gnatus-Base-Inova Pad/Super Gold Chair Backrest Uphol Metallic Green |  |  | A Class | NOS | NOS | I-Inventory | FG-Finish Good |  | Spares | Dental Chair-Spares | Dental Equiment | Main Location | 90330000 |  |  | Gnatus | [8 empty] | 0 | 0 | 0 | 1 | 0 | [10 empty] | GN/BA/SP/INOVA PAD/SUPER GOLD CHAIR BACKREST UPHOL METALLIC GREEN
IM02409 | Dental Chair Spares-Gnatus-Delivery Unit-Nipple Type Nozzle 604005930 |  |  | A Class | NOS | NOS | I-Inventory | FG-Finish Good |  | Spares | Dental Chair-Spares | Dental Equiment | Main Location | 90330000 |  |  | Gnatus | [8 empty] | 0 | 0 | 0 | 1 | 0 | [10 empty] | Gn/Du/Sp/Nipple Type Nozzle 604005930
IM02410 | Dental Chair Spares-Gnatus-Delivery Unit-O Ring 285000040 |  |  | A Class | NOS | NOS | I-Inventory | FG-Finish Good |  | Spares | Dental Chair-Spares | Dental Equiment | Main Location | 90330000 |  |  | Gnatus | [8 empty] | 0 | 0 | 0 | 1 | 0 | [10 empty] | Gn/Du/Sp/O Ring 285000040
IM02411 | Dental Chair Spares-Gnatus-Delivery Unit-O Ring 355000198 |  |  | A Class | NOS | NOS | I-Inventory | FG-Finish Good |  | Spares | Dental Chair-Spares | Dental Equiment | Main Location | 90330000 |  |  | Gnatus | [8 empty] | 0 | 0 | 0 | 1 | 0 | [10 empty] | Gn/Du/Sp/O Ring 355000198
IM02412 | Dental Chair Spares-Gnatus-Delivery Unit-O Ring 355000312 |  |  | A Class | NOS | NOS | I-Inventory | FG-Finish Good |  | Spares | Dental Chair-Spares | Dental Equiment | Main Location | 90330000 |  |  | Gnatus | [8 empty] | 0 | 0 | 0 | 1 | 0 | [10 empty] | Gn/Du/Sp/O Ring 355000312
IM02413 | Dental Chair Spares-Gnatus-Delivery Unit-O Ring 355000668 |  |  | A Class | NOS | NOS | I-Inventory | FG-Finish Good |  | Spares | Dental Chair-Spares | Dental Equiment | Main Location | 90330000 |  |  | Gnatus | [8 empty] | 0 | 0 | 0 | 1 | 0 | [10 empty] | Gn/Du/Sp/O Ring 355000668
IM02414 | Dental Chair Spares-Gnatus-Delivery Unit-O Ring 355000675 |  |  | A Class | NOS | NOS | I-Inventory | FG-Finish Good |  | Spares | Dental Chair-Spares | Dental Equiment | Main Location | 90330000 |  |  | Gnatus | [8 empty] | 0 | 0 | 0 | 1 | 0 | [10 empty] | Gn/Du/Sp/O Ring 355000675
IM02415 | Dental Chair Spares-Gnatus-Delivery Unit-O Ring 355000800 |  |  | A Class | NOS | NOS | I-Inventory | FG-Finish Good |  | Spares | Dental Chair-Spares | Dental Equiment | Main Location | 90330000 |  |  | Gnatus | [8 empty] | 0 | 0 | 0 | 1 | 0 | [10 empty] | Gn/Du/Sp/O Ring 355000800
IM02416 | Dental Chair Spares-Gnatus-Delivery Unit-O Ring 355001320 |  |  | A Class | NOS | NOS | I-Inventory | FG-Finish Good |  | Spares | Dental Chair-Spares | Dental Equiment | Main Location | 90330000 |  |  | Gnatus | [8 empty] | 0 | 0 | 0 | 1 | 0 | [10 empty] | Gn/Du/Sp/O Ring 355001320
IM02417 | Dental Chair Spares-Gnatus-Delivery Unit-O Ring High Speed 300001322 |  |  | A Class | NOS | NOS | I-Inventory | FG-Finish Good |  | Spares | Dental Chair-Spares | Dental Equiment | Main Location | 90330000 |  |  | Gnatus | [8 empty] | 0 | 0 | 0 | 1 | 0 | [10 empty] | Gn/Du/Sp/O Ring High Speed 300001322
IM02418 | Dental Chair Spares-Gnatus-Delivery Unit-Old Gold Chair Delivery Unit Upper Cover 804001650 |  |  | A Class | NOS | NOS | I-Inventory | FG-Finish Good |  | Spares | Dental Chair-Spares | Dental Equiment | Main Location | 90330000 |  |  | Gnatus | [8 empty] | 0 | 0 | 0 | 1 | 0 | [10 empty] | Gn/Du/Sp/Old Gold Chair Delivery Unit Upper Cover 804001650
IM02419 | Dental Chair Spares-Gnatus-Delivery Unit--Old Gold Pad Delivery PCB Unit Ic 906000073 |  |  | A Class | NOS | NOS | I-Inventory | FG-Finish Good |  | Spares | Dental Chair-Spares | Dental Equiment | Main Location | 90330000 |  |  | Gnatus | [8 empty] | 0 | 0 | 0 | 1 | 0 | [10 empty] | GN/DU/SP/-OLD GOLD PAD DELIVERY PCB UNIT IC 906000073
IM02420 | Dental Chair Spares-Gnatus-Delivery Unit-Oretaining Ring Upp-42-300000786 |  |  | A Class | NOS | NOS | I-Inventory | FG-Finish Good |  | Spares | Dental Chair-Spares | Dental Equiment | Main Location | 90330000 |  |  | Gnatus | [8 empty] | 0 | 0 | 0 | 1 | 0 | [10 empty] | Gn/Du/Sp/Oretaining Ring Upp-42-300000786
IM02421 | Dental Chair Spares-Gnatus-Base-Inova Pad/Super Gold Chair Headrest Uphol Metallic Green |  |  | A Class | NOS | NOS | I-Inventory | FG-Finish Good |  | Spares | Dental Chair-Spares | Dental Equiment | Main Location | 90330000 |  |  | Gnatus | [8 empty] | 0 | 0 | 0 | 1 | 0 | [10 empty] | GN/BA/SP/INOVA PAD/SUPER GOLD CHAIR HEADREST UPHOL METALLIC GREEN
IM02422 | Dental Chair Spares-Gnatus-Delivery Unit-Overhead Arm Knob 300044000 |  |  | A Class | NOS | NOS | I-Inventory | FG-Finish Good |  | Spares | Dental Chair-Spares | Dental Equiment | Main Location | 90330000 |  |  | Gnatus | [8 empty] | 0 | 0 | 0 | 1 | 0 | [10 empty] | Gn/Du/Sp/Overhead Arm Knob 300044000
IM02423 | Dental Chair Spares-Gnatus-Delivery Unit-Overhead Arm(Incomplete) |  |  | A Class | NOS | NOS | I-Inventory | FG-Finish Good |  | Spares | Dental Chair-Spares | Dental Equiment | Main Location | 90330000 |  |  | Gnatus | [8 empty] | 0 | 0 | 0 | 1 | 0 | [10 empty] | GN/DU/SP/OVERHEAD ARM(INCOMPLETE)
IM02424 | Dental Chair Spares-Gnatus-Delivery Unit-Pci Micro Controller Subset Ic 906000074 |  |  | A Class | NOS | NOS | I-Inventory | FG-Finish Good |  | Spares | Dental Chair-Spares | Dental Equiment | Main Location | 90330000 |  |  | Gnatus | [8 empty] | 0 | 0 | 0 | 1 | 0 | [10 empty] | Gn/Du/Sp/PCI Micro Controller Subset IC 906000074
IM02425 | Dental Chair Spares-Gnatus-Delivery Unit-Persus Delivery Unit Upper Cover |  |  | A Class | NOS | NOS | I-Inventory | FG-Finish Good |  | Spares | Dental Chair-Spares | Dental Equiment | Main Location | 90330000 |  |  | Gnatus | [8 empty] | 0 | 0 | 0 | 1 | 0 | [10 empty] | GN/DU/SP/PERSUS DELIVERY UNIT UPPER COVER
IM02426 | Dental Chair Spares-Gnatus-Delivery Unit-Remote Back Cover Inova Pad Star 604009392 |  |  | A Class | NOS | NOS | I-Inventory | FG-Finish Good |  | Spares | Dental Chair-Spares | Dental Equiment | Main Location | 90330000 |  |  | Gnatus | [8 empty] | 0 | 0 | 0 | 1 | 0 | [10 empty] | GN/DU/SP/REMOTE BACK COVER INOVA PAD STAR 604009392
IM02427 | Dental Chair Spares-Gnatus-Delivery Unit-Remote Front Cover Inova Pad Star 604009391 |  |  | A Class | NOS | NOS | I-Inventory | FG-Finish Good |  | Spares | Dental Chair-Spares | Dental Equiment | Main Location | 90330000 |  |  | Gnatus | [8 empty] | 0 | 0 | 0 | 1 | 0 | [10 empty] | GN/DU/SP/REMOTE FRONT COVER INOVA PAD STAR 604009391
IM02428 | Dental Chair Spares-Gnatus-Delivery Unit-Remote Stand Inova Pad Star 704007345 |  |  | A Class | NOS | NOS | I-Inventory | FG-Finish Good |  | Spares | Dental Chair-Spares | Dental Equiment | Main Location | 90330000 |  |  | Gnatus | [8 empty] | 0 | 0 | 0 | 1 | 0 | [10 empty] | Gn/Du/Sp/Remote Stand Inova Pad Star 704007345
IM02429 | Dental Chair Spares-Gnatus-Base-Inova Pad/Super Gold Chair Seat Uphol Metallic Green |  |  | A Class | NOS | NOS | I-Inventory | FG-Finish Good |  | Spares | Dental Chair-Spares | Dental Equiment | Main Location | 90330000 |  |  | Gnatus | [8 empty] | 0 | 0 | 0 | 1 | 0 | [10 empty] | GN/BA/SP/INOVA PAD/SUPER GOLD CHAIR SEAT UPHOL METALLIC GREEN
IM02430 | Dental Chair Spares-Gnatus-Delivery Unit-Retraction Valve Kit 300051345 |  |  | A Class | NOS | NOS | I-Inventory | FG-Finish Good |  | Spares | Dental Chair-Spares | Dental Equiment | Main Location | 90330000 |  |  | Gnatus | [8 empty] | 0 | 0 | 0 | 1 | 0 | [10 empty] | Gn/Du/Sp/Retraction Valve Kit 300051345
IM02431 | Dental Chair Spares-Gnatus-Delivery Unit-Retraction Valve Screw 300029960 |  |  | A Class | NOS | NOS | I-Inventory | FG-Finish Good |  | Spares | Dental Chair-Spares | Dental Equiment | Main Location | 90330000 |  |  | Gnatus | [8 empty] | 0 | 0 | 0 | 1 | 0 | [10 empty] | Gn/Du/Sp/Retraction Valve Screw 300029960
IM02432 | Dental Chair Spares-Gnatus-Delivery Unit-Right Bennett Angle Gray Articulater 709000662 |  |  | A Class | NOS | NOS | I-Inventory | FG-Finish Good |  | Spares | Dental Chair-Spares | Dental Equiment | Main Location | 90330000 |  |  | Gnatus | [8 empty] | 0 | 0 | 0 | 1 | 0 | [10 empty] | Gn/Du/Sp/Right Bennett Angle Gray Articulater 709000662
IM02433 | Dental Chair Spares-Gnatus-Delivery Unit-Ring Of Bottle Connnector 365002910 |  |  | A Class | NOS | NOS | I-Inventory | FG-Finish Good |  | Spares | Dental Chair-Spares | Dental Equiment | Main Location | 90330000 |  |  | Gnatus | [8 empty] | 0 | 0 | 0 | 1 | 0 | [10 empty] | Gn/Du/Sp/Ring Of Bottle Connnector 365002910
IM02434 | Dental Chair Spares-Gnatus-Base-Landus Chair Oil Solenoid Valve 300030450/300026260 |  |  | A Class | NOS | NOS | I-Inventory | FG-Finish Good |  | Spares | Dental Chair-Spares | Dental Equiment | Main Location | 90330000 |  |  | Gnatus | [8 empty] | 0 | 0 | 0 | 1 | 0 | [10 empty] | Gn/Ba/Sp/Landus Chair Oil Solenoid Valve 300030450/300026260
IM02435 | Dental Chair Spares-Gnatus-Delivery Unit-S-200 Chair Air Motor Coupling With Tubing 40994003160 |  |  | A Class | NOS | NOS | I-Inventory | FG-Finish Good |  | Spares | Dental Chair-Spares | Dental Equiment | Main Location | 90330000 |  |  | Gnatus | [8 empty] | 0 | 0 | 0 | 1 | 0 | [10 empty] | GN/DU/SP/S-200 CHAIR AIR MOTOR COUPLING WITH TUBING 40994003160
IM02436 | Dental Chair Spares-Gnatus-Delivery Unit-S200 Chair Delivery Unit Complete 41000003774 |  |  | A Class | NOS | NOS | I-Inventory | FG-Finish Good |  | Spares | Dental Chair-Spares | Dental Equiment | Main Location | 90330000 |  |  | Gnatus | [8 empty] | 0 | 0 | 0 | 1 | 0 | [10 empty] | GN/DU/SP/S200 CHAIR DELIVERY UNIT COMPLETE 41000003774
IM02437 | Dental Chair Spares-Gnatus-Delivery Unit-S200 Chair Delivery Unit Remote 41000003462 |  |  | A Class | NOS | NOS | I-Inventory | FG-Finish Good |  | Spares | Dental Chair-Spares | Dental Equiment | Main Location | 90330000 |  |  | Gnatus | [8 empty] | 0 | 0 | 0 | 1 | 0 | [10 empty] | GN/DU/SP/S200 CHAIR DELIVERY UNIT REMOTE 41000003462
IM02438 | Dental Chair Spares-Gnatus-Delivery Unit-S-200 Chair Delivery Unit Remote Back Cover 31000002765 |  |  | A Class | NOS | NOS | I-Inventory | FG-Finish Good |  | Spares | Dental Chair-Spares | Dental Equiment | Main Location | 90330000 |  |  | Gnatus | [8 empty] | 0 | 0 | 0 | 1 | 0 | [10 empty] | GN/DU/SP/S-200 CHAIR DELIVERY UNIT REMOTE BACK COVER 31000002765
IM02439 | Dental Chair Spares-Gnatus-Delivery Unit-S-200 Chair Delivery Unit Remote Front Cover 31000002764 |  |  | A Class | NOS | NOS | I-Inventory | FG-Finish Good |  | Spares | Dental Chair-Spares | Dental Equiment | Main Location | 90330000 |  |  | Gnatus | [8 empty] | 0 | 0 | 0 | 1 | 0 | [10 empty] | GN/DU/SP/S-200 CHAIR DELIVERY UNIT REMOTE FRONT COVER 31000002764
IM02440 | Dental Chair Spares-Gnatus-Delivery Unit-S-200 Chair Delivery Unit Remote Panel Screw 30233000130 |  |  | A Class | NOS | NOS | I-Inventory | FG-Finish Good |  | Spares | Dental Chair-Spares | Dental Equiment | Main Location | 90330000 |  |  | Gnatus | [8 empty] | 0 | 0 | 0 | 1 | 0 | [10 empty] | GN/DU/SP/S-200 CHAIR DELIVERY UNIT REMOTE PANEL SCREW 30233000130
IM02441 | Dental Chair Spares-Gnatus-Delivery Unit-S-200 Chair Delivery Unit Remote PCB 41000002874 |  |  | A Class | NOS | NOS | I-Inventory | FG-Finish Good |  | Spares | Dental Chair-Spares | Dental Equiment | Main Location | 90330000 |  |  | Gnatus | [8 empty] | 0 | 0 | 0 | 1 | 0 | [10 empty] | GN/DU/SP/S-200 CHAIR DELIVERY UNIT REMOTE PCB 41000002874
IM02442 | Dental Chair Spares-Gnatus-Delivery Unit-S-200 Chair Delivery Unit Remote Sticker 31000002512 |  |  | A Class | NOS | NOS | I-Inventory | FG-Finish Good |  | Spares | Dental Chair-Spares | Dental Equiment | Main Location | 90330000 |  |  | Gnatus | [8 empty] | 0 | 0 | 0 | 1 | 0 | [10 empty] | GN/DU/SP/S-200 CHAIR DELIVERY UNIT REMOTE STICKER 31000002512
IM02443 | Dental Chair Spares-Gnatus-Delivery Unit-S-200 Chair Handpiece Coupling Without Water Controller-40994003160 |  |  | A Class | NOS | NOS | I-Inventory | FG-Finish Good |  | Spares | Dental Chair-Spares | Dental Equiment | Main Location | 90330000 |  |  | Gnatus | [8 empty] | 0 | 0 | 0 | 1 | 0 | [10 empty] | GN/DU/SP/S-200 CHAIR HANDPIECE COUPLING WITHOUT WATER CONTROLLER-40994003160
IM02444 | Dental Chair Spares-Gnatus-Delivery Unit-S-200 Delivery Uniy Upper Cover-Top Body Head Rfltr Ld Top Bco Db-31000002596 |  |  | A Class | NOS | NOS | I-Inventory | FG-Finish Good |  | Spares | Dental Chair-Spares | Dental Equiment | Main Location | 90330000 |  |  | Gnatus | [8 empty] | 0 | 0 | 0 | 1 | 0 | [10 empty] | GN/DU/SP/S-200 DELIVERY UNIY UPPER COVER-TOP BODY HEAD RFLTR LD TOP BCO DB-31000002596
IM02445 | Dental Chair Spares-Gnatus-Base-Lock Washer 7/16" 30290000172 |  |  | A Class | NOS | NOS | I-Inventory | FG-Finish Good |  | Spares | Dental Chair-Spares | Dental Equiment | Main Location | 90330000 |  |  | Gnatus | [8 empty] | 0 | 0 | 0 | 1 | 0 | [10 empty] | GN/BA/SP /LOCK WASHER 7/16" 30290000172
IM02446 | Dental Chair Spares-Gnatus-Base-Main PCB 300046390/300051096 (Top Chair) |  |  | A Class | NOS | NOS | I-Inventory | FG-Finish Good |  | Spares | Dental Chair-Spares | Dental Equiment | Main Location | 90330000 |  |  | Gnatus | [8 empty] | 0 | 0 | 0 | 1 | 0 | [10 empty] | Gn/Ba/Sp/Main Pcb 300046390/300051096 (Top Chair)
IM02447 | Dental Chair Spares-Gnatus-Delivery Unit-S-300 Series Delivery Unit Side Sticker-31000002516 |  |  | A Class | NOS | NOS | I-Inventory | FG-Finish Good |  | Spares | Dental Chair-Spares | Dental Equiment | Main Location | 90330000 |  |  | Gnatus | [8 empty] | 0 | 0 | 0 | 1 | 0 | [10 empty] | GN/DU/SP/S-300 SERIES DELIVERY UNIT SIDE STICKER-31000002516
IM02448 | Dental Chair Spares-Gnatus-Delivery Unit-S-400 Under Hanging Delivery Unit Lower Cover-41000003646 |  |  | A Class | NOS | NOS | I-Inventory | FG-Finish Good |  | Spares | Dental Chair-Spares | Dental Equiment | Main Location | 90330000 |  |  | Gnatus | [8 empty] | 0 | 0 | 0 | 1 | 0 | [10 empty] | GN/DU/SP/S-400 UNDER HANGING DELIVERY UNIT LOWER COVER-41000003646
IM02449 | Dental Chair Spares-Gnatus-Base-Micro Switch 300020155/302001602 (All Chair) |  |  | A Class | NOS | NOS | I-Inventory | FG-Finish Good |  | Spares | Dental Chair-Spares | Dental Equiment | Main Location | 90330000 |  |  | Gnatus | [8 empty] | 0 | 0 | 0 | 1 | 0 | [10 empty] | Gn/Ba/Sp/Micro Switch 300020155/302001602 (All Chair)
IM02450 | Dental Chair Spares-Gnatus-Delivery Unit-S-500 Chair Delivery Unit Foot Control 41000003432 |  |  | A Class | NOS | NOS | I-Inventory | FG-Finish Good |  | Spares | Dental Chair-Spares | Dental Equiment | Main Location | 90330000 |  |  | Gnatus | [8 empty] | 0 | 0 | 0 | 1 | 0 | [10 empty] | GN/DU/S-500 CHAIR DELIVERY UNIT FOOT CONTROL 41000003432
IM02451 | Dental Chair Spares-Gnatus-Delivery Unit-S-500 Chair Delivery Unit PCB-41000002875 |  |  | A Class | NOS | NOS | I-Inventory | FG-Finish Good |  | Spares | Dental Chair-Spares | Dental Equiment | Main Location | 90330000 |  |  | Gnatus | [8 empty] | 0 | 0 | 0 | 1 | 0 | [10 empty] | GN/DU/SP/S-500 CHAIR DELIVERY UNIT PCB-41000002875
IM02452 | Dental Chair Spares-Gnatus-Delivery Unit-S-500 Chair Delivery Unit Remote Back Cover-31000002768 |  |  | A Class | NOS | NOS | I-Inventory | FG-Finish Good |  | Spares | Dental Chair-Spares | Dental Equiment | Main Location | 90330000 |  |  | Gnatus | [8 empty] | 0 | 0 | 0 | 1 | 0 | [10 empty] | GN/DU/SP/S-500 CHAIR DELIVERY UNIT REMOTE BACK COVER-31000002768
IM02453 | Dental Chair Spares-Gnatus-Delivery Unit-S-500 Chair Delivery Unit Remote Front Cover 41000003336 |  |  | A Class | NOS | NOS | I-Inventory | FG-Finish Good |  | Spares | Dental Chair-Spares | Dental Equiment | Main Location | 90330000 |  |  | Gnatus | [8 empty] | 0 | 0 | 0 | 1 | 0 | [10 empty] | GN/DU/SP/S-500 CHAIR DELIVERY UNIT REMOTE FRONT COVER 41000003336
IM02454 | Dental Chair Spares-Gnatus-Delivery Unit-S-500 Chair Delivery Unit Remote Sticker-31000002511 |  |  | A Class | NOS | NOS | I-Inventory | FG-Finish Good |  | Spares | Dental Chair-Spares | Dental Equiment | Main Location | 90330000 |  |  | Gnatus | [8 empty] | 0 | 0 | 0 | 1 | 0 | [10 empty] | GN/DU/S-500 CHAIR DELIVERY UNIT REMOTE STICKER-31000002511
IM02455 | Dental Chair Spares-Gnatus-Delivery Unit-S-500 Chair Instrument T Tray-31000002683 |  |  | A Class | NOS | NOS | I-Inventory | FG-Finish Good |  | Spares | Dental Chair-Spares | Dental Equiment | Main Location | 90330000 |  |  | Gnatus | [8 empty] | 0 | 0 | 0 | 1 | 0 | [10 empty] | GN/DU/SP/S-500 CHAIR INSTRUMENT T TRAY-31000002683
IM02456 | Dental Chair Spares-Gnatus-Delivery Unit-S500 Delivery Unit Sticker-31000002510 |  |  | A Class | NOS | NOS | I-Inventory | FG-Finish Good |  | Spares | Dental Chair-Spares | Dental Equiment | Main Location | 90330000 |  |  | Gnatus | [8 empty] | 0 | 0 | 0 | 1 | 0 | [10 empty] | GN/DU/SP/S500 DELIVERY UNIT STICKER-31000002510
IM02457 | Dental Chair Spares-Gnatus-Base-Print Circ Board S Gl In N Pad W/Prot 601001211 |  |  | A Class | NOS | NOS | I-Inventory | FG-Finish Good |  | Spares | Dental Chair-Spares | Dental Equiment | Main Location | 90330000 |  |  | Gnatus | [8 empty] | 0 | 0 | 0 | 1 | 0 | [10 empty] | Gn/Ba/Sp/Print Circ Board S GL In N Pad W/PROT 601001211
IM02458 | Dental Chair Spares-Gnatus-Delivery Unit-Senior Chair Delivery Unit Upper Cover 804001750 |  |  | A Class | NOS | NOS | I-Inventory | FG-Finish Good |  | Spares | Dental Chair-Spares | Dental Equiment | Main Location | 90330000 |  |  | Gnatus | [8 empty] | 0 | 0 | 0 | 1 | 0 | [10 empty] | Gn/Du/Sp/Senior Chair Delivery Unit Upper Cover 804001750
IM02459 | Dental Chair Spares-Gnatus-Delivery Unit-Shaft Arm Front Joint Syncrus Eq-30300050715 |  |  | A Class | NOS | NOS | I-Inventory | FG-Finish Good |  | Spares | Dental Chair-Spares | Dental Equiment | Main Location | 90330000 |  |  | Gnatus | [8 empty] | 0 | 0 | 0 | 1 | 0 | [10 empty] | GN/DU/SP/SHAFT ARM FRONT JOINT SYNCRUS EQ-30300050715
IM02460 | Dental Chair Spares-Gnatus-Delivery Unit-Sp 3Way Syringe Head |  |  | A Class | NOS | NOS | I-Inventory | FG-Finish Good |  | Spares | Dental Chair-Spares | Dental Equiment | Main Location | 90330000 |  |  | Gnatus | [8 empty] | 0 | 0 | 0 | 1 | 0 | [10 empty] | GN/DU/SP 3WAY SYRINGE HEAD
IM02461 | Dental Chair Spares-Gnatus-Base-Right Guard 601008810/601005861 (Top Chair) |  |  | A Class | NOS | NOS | I-Inventory | FG-Finish Good |  | Spares | Dental Chair-Spares | Dental Equiment | Main Location | 90330000 |  |  | Gnatus | [8 empty] | 0 | 0 | 0 | 1 | 0 | [10 empty] | Gn/Ba/Sp/Right Guard 601008810/601005861 (Top Chair)
IM02462 | Dental Chair Spares-Gnatus-Delivery Unit-Sp Air Regulator Kit 300045760 |  |  | A Class | NOS | NOS | I-Inventory | FG-Finish Good |  | Spares | Dental Chair-Spares | Dental Equiment | Main Location | 90330000 |  |  | Gnatus | [8 empty] | 0 | 0 | 0 | 1 | 0 | [10 empty] | Gn/Du/Sp Air Regulator Kit 300045760
IM02463 | Dental Chair Spares-Gnatus-Delivery Unit-Sp G3 Chair Delivery Unit Complete Arm 904005179 |  |  | A Class | NOS | NOS | I-Inventory | FG-Finish Good |  | Spares | Dental Chair-Spares | Dental Equiment | Main Location | 90330000 |  |  | Gnatus | [8 empty] | 0 | 0 | 0 | 1 | 0 | [10 empty] | GN/DU/SP G3 CHAIR DELIVERY UNIT COMPLETE ARM 904005179
IM02464 | Dental Chair Spares-Gnatus-Delivery Unit-S-Series Chair Delivery Unit Arm Upper Cover 26582-015 |  |  | A Class | NOS | NOS | I-Inventory | FG-Finish Good |  | Spares | Dental Chair-Spares | Dental Equiment | Main Location | 90330000 |  |  | Gnatus | [8 empty] | 0 | 0 | 0 | 1 | 0 | [10 empty] | GN/DU/SP/S-SERIES CHAIR DELIVERY UNIT ARM UPPER COVER 26582-015
IM02465 | Dental Chair Spares-Gnatus-Delivery Unit-S-Series Chair Delivery Unit Overhead Arm 41000003304 |  |  | A Class | NOS | NOS | I-Inventory | FG-Finish Good |  | Spares | Dental Chair-Spares | Dental Equiment | Main Location | 90330000 |  |  | Gnatus | [8 empty] | 0 | 0 | 0 | 1 | 0 | [10 empty] | GN/DU/SP/S-SERIES CHAIR DELIVERY UNIT OVERHEAD ARM 41000003304
IM02466 | Dental Chair Spares-Gnatus-Delivery Unit-S-Series Chair Light C Lock Bush 31000002574 |  |  | A Class | NOS | NOS | I-Inventory | FG-Finish Good |  | Spares | Dental Chair-Spares | Dental Equiment | Main Location | 90330000 |  |  | Gnatus | [8 empty] | 0 | 0 | 0 | 1 | 0 | [10 empty] | GN/DU/SP/S-SERIES CHAIR LIGHT C LOCK BUSH 31000002574
IM02467 | Dental Chair Spares-Gnatus-Delivery Unit-S-Series Delivery Unit Arm Cap-31000002573 |  |  | A Class | NOS | NOS | I-Inventory | FG-Finish Good |  | Spares | Dental Chair-Spares | Dental Equiment | Main Location | 90330000 |  |  | Gnatus | [8 empty] | 0 | 0 | 0 | 1 | 0 | [10 empty] | GN/DU/SP/S-SERIES DELIVERY UNIT ARM CAP-31000002573
IM02468 | Dental Chair Spares-Gnatus-Delivery Unit-S-Series Delivery Unit Upper Cover Tubing Lock Sleeve White 31000002777 |  |  | A Class | NOS | NOS | I-Inventory | FG-Finish Good |  | Spares | Dental Chair-Spares | Dental Equiment | Main Location | 90330000 |  |  | Gnatus | [8 empty] | 0 | 0 | 0 | 1 | 0 | [10 empty] | GN/DU/SP/S-SERIES DELIVERY UNIT UPPER COVER TUBING LOCK SLEEVE WHITE 31000002777
IM02469 | Dental Chair Spares-Gnatus-Delivery Unit-S-Series Retraction Valve-31000001553 |  |  | A Class | NOS | NOS | I-Inventory | FG-Finish Good |  | Spares | Dental Chair-Spares | Dental Equiment | Main Location | 90330000 |  |  | Gnatus | [8 empty] | 0 | 0 | 0 | 1 | 0 | [10 empty] | GN/DU/SP/S-SERIES RETRACTION VALVE-31000001553
IM02470 | Dental Chair Spares-Gnatus-Delivery Unit-S-Series Suction Switch Small Pin 31000002749 |  |  | A Class | NOS | NOS | I-Inventory | FG-Finish Good |  | Spares | Dental Chair-Spares | Dental Equiment | Main Location | 90330000 |  |  | Gnatus | [8 empty] | 0 | 0 | 0 | 1 | 0 | [10 empty] | GN/DU/SP/S-SERIES SUCTION SWITCH SMALL PIN 31000002749
IM02471 | Dental Chair Spares-Gnatus-Delivery Unit-Stainless Steel Cover 604006080 |  |  | A Class | NOS | NOS | I-Inventory | FG-Finish Good |  | Spares | Dental Chair-Spares | Dental Equiment | Main Location | 90330000 |  |  | Gnatus | [8 empty] | 0 | 0 | 0 | 1 | 0 | [10 empty] | Gn/Du/Sp/Stainless Steel Cover 604006080
IM02472 | Dental Chair Spares-Gnatus-Delivery Unit-Storus Arm 365002347 |  |  | A Class | NOS | NOS | I-Inventory | FG-Finish Good |  | Spares | Dental Chair-Spares | Dental Equiment | Main Location | 90330000 |  |  | Gnatus | [8 empty] | 0 | 0 | 0 | 1 | 0 | [10 empty] | Gn/Du/Sp/Storus Arm 365002347
IM02473 | Dental Chair Spares-Gnatus-Base-S/C Assento Cadeira P1 Acab-41000002994 |  |  | A Class | NOS | NOS | I-Inventory | FG-Finish Good |  | Spares | Dental Chair-Spares | Dental Equiment | Main Location | 90330000 |  |  | Gnatus | [8 empty] | 0 | 0 | 0 | 1 | 0 | [10 empty] | GN/BA/SP/S/C ASSENTO CADEIRA P1 ACAB-41000002994
IM02474 | Dental Chair Spares-Gnatus-Delivery Unit-Storus Delivery Unit Upper Cover |  |  | A Class | NOS | NOS | I-Inventory | FG-Finish Good |  | Spares | Dental Chair-Spares | Dental Equiment | Main Location | 90330000 |  |  | Gnatus | [8 empty] | 0 | 0 | 0 | 1 | 0 | [10 empty] | Gn/Du/Sp/Storus Delivery Unit Upper Cover
IM02475 | Dental Chair Spares-Gnatus-Delivery Unit-Storus Over Head Arm Lock 365002354 |  |  | A Class | NOS | NOS | I-Inventory | FG-Finish Good |  | Spares | Dental Chair-Spares | Dental Equiment | Main Location | 90330000 |  |  | Gnatus | [8 empty] | 0 | 0 | 0 | 1 | 0 | [10 empty] | Gn/Du/Sp/Storus Over Head Arm Lock 365002354
IM02476 | Dental Chair Spares-Gnatus-Delivery Unit-Sub Assembly Syringe Head Standard 804001510 |  |  | A Class | NOS | NOS | I-Inventory | FG-Finish Good |  | Spares | Dental Chair-Spares | Dental Equiment | Main Location | 90330000 |  |  | Gnatus | [8 empty] | 0 | 0 | 0 | 1 | 0 | [10 empty] | Gn/Du/Sp/Sub Assembly Syringe Head Standard 804001510
IM02477 | Dental Chair Spares-Gnatus-Delivery Unit-Suction Holder Lever Gray Part 365004419 |  |  | A Class | NOS | NOS | I-Inventory | FG-Finish Good |  | Spares | Dental Chair-Spares | Dental Equiment | Main Location | 90330000 |  |  | Gnatus | [8 empty] | 0 | 0 | 0 | 1 | 0 | [10 empty] | GN/DU/SP/SUCTION HOLDER LEVER GRAY PART 365004419
IM02478 | Dental Chair Spares-Gnatus-Delivery Unit-Suction Holder Liver White Part 300044140 |  |  | A Class | NOS | NOS | I-Inventory | FG-Finish Good |  | Spares | Dental Chair-Spares | Dental Equiment | Main Location | 90330000 |  |  | Gnatus | [8 empty] | 0 | 0 | 0 | 1 | 0 | [10 empty] | GN/DU/SP/SUCTION HOLDER LIVER WHITE PART 300044140
IM02479 | Dental Chair Spares-Gnatus-Delivery Unit-Suction Holder Lower Part (White) 365004359 |  |  | A Class | NOS | NOS | I-Inventory | FG-Finish Good |  | Spares | Dental Chair-Spares | Dental Equiment | Main Location | 90330000 |  |  | Gnatus | [8 empty] | 0 | 0 | 0 | 1 | 0 | [10 empty] | Gn/Du/Sp/Suction Holder Lower Part (White) 365004359
IM02480 | Dental Chair Spares-Gnatus-Delivery Unit-Suction Holder Pin 604006278 |  |  | A Class | NOS | NOS | I-Inventory | FG-Finish Good |  | Spares | Dental Chair-Spares | Dental Equiment | Main Location | 90330000 |  |  | Gnatus | [8 empty] | 0 | 0 | 0 | 1 | 0 | [10 empty] | Gn/Du/Sp/Suction Holder Pin 604006278
IM02481 | Dental Chair Spares-Gnatus-Delivery Unit-Suction Inner Tubing |  |  | A Class | NOS | NOS | I-Inventory | FG-Finish Good |  | Spares | Dental Chair-Spares | Dental Equiment | Main Location | 90330000 |  |  | Gnatus | [8 empty] | 0 | 0 | 0 | 1 | 0 | [10 empty] | Gn/Du/Sp/Suction Inner Tubing
IM02482 | Dental Chair Spares-Gnatus-Delivery Unit-Suction Switch Washer 30285000057 |  |  | A Class | NOS | NOS | I-Inventory | FG-Finish Good |  | Spares | Dental Chair-Spares | Dental Equiment | Main Location | 90330000 |  |  | Gnatus | [8 empty] | 0 | 0 | 0 | 1 | 0 | [10 empty] | GN/DU/SP/SUCTION SWITCH WASHER 30285000057
IM02483 | Dental Chair Spares-Gnatus-Delivery Unit-Super Gold Bio Dig Switch 302002810 |  |  | A Class | NOS | NOS | I-Inventory | FG-Finish Good |  | Spares | Dental Chair-Spares | Dental Equiment | Main Location | 90330000 |  |  | Gnatus | [8 empty] | 0 | 0 | 0 | 1 | 0 | [10 empty] | Gn/Du/Sp/Super Gold Bio Dig Switch 302002810
IM02484 | Dental Chair Spares-Gnatus-Base-S/C Base I Cadeira P1/P2 Acabi-41000002976 |  |  | A Class | NOS | NOS | I-Inventory | FG-Finish Good |  | Spares | Dental Chair-Spares | Dental Equiment | Main Location | 90330000 |  |  | Gnatus | [8 empty] | 0 | 0 | 0 | 1 | 0 | [10 empty] | GN/BA/SP/S/C BASE I CADEIRA P1/P2 ACABI-41000002976
IM02485 | Dental Chair Spares-Gnatus-Delivery Unit-Super Gold Delivery Unit Side Panel Sticker 300047120 |  |  | A Class | NOS | NOS | I-Inventory | FG-Finish Good |  | Spares | Dental Chair-Spares | Dental Equiment | Main Location | 90330000 |  |  | Gnatus | [8 empty] | 0 | 0 | 0 | 1 | 0 | [10 empty] | Gn/Du/Sp/Super Gold Delivery Unit Side Panel Sticker 300047120
IM02486 | Dental Chair Spares-Gnatus-Delivery Unit-Super Gold Upper Cover 804001740 |  |  | A Class | NOS | NOS | I-Inventory | FG-Finish Good |  | Spares | Dental Chair-Spares | Dental Equiment | Main Location | 90330000 |  |  | Gnatus | [8 empty] | 0 | 0 | 0 | 1 | 0 | [10 empty] | GN/DU/SP/SUPER GOLD UPPER COVER 804001740
IM02487 | Dental Chair Spares-Gnatus-Delivery Unit-Super Gold X-Ray Veiwer PCB 300044300 |  |  | A Class | NOS | NOS | I-Inventory | FG-Finish Good |  | Spares | Dental Chair-Spares | Dental Equiment | Main Location | 90330000 |  |  | Gnatus | [8 empty] | 0 | 0 | 0 | 1 | 0 | [10 empty] | Gn/Du/Sp/Super Gold X-Ray Veiwer Pcb 300044300
IM02488 | Dental Chair Spares-Gnatus-Delivery Unit-Super Gold Xray Viewer Switch 302002990 |  |  | A Class | NOS | NOS | I-Inventory | FG-Finish Good |  | Spares | Dental Chair-Spares | Dental Equiment | Main Location | 90330000 |  |  | Gnatus | [8 empty] | 0 | 0 | 0 | 1 | 0 | [10 empty] | Gn/Du/Sp/Super Gold Xray Viewer Switch 302002990
IM02489 | Dental Chair Spares-Gnatus-Delivery Unit-Syringe Lock Pin Std 300030160 (All Chair) |  |  | A Class | NOS | NOS | I-Inventory | FG-Finish Good |  | Spares | Dental Chair-Spares | Dental Equiment | Main Location | 90330000 |  |  | Gnatus | [8 empty] | 0 | 0 | 0 | 1 | 0 | [10 empty] | Gn/Du/Sp/Syringe Lock Pin Std 300030160 (All Chair)
IM02490 | Dental Chair Spares-Gnatus-Delivery Unit-Throttle Rod G8 Chip Blower Foot Control-30365004753 |  |  | A Class | NOS | NOS | I-Inventory | FG-Finish Good |  | Spares | Dental Chair-Spares | Dental Equiment | Main Location | 90330000 |  |  | Gnatus | [8 empty] | 0 | 0 | 0 | 1 | 0 | [10 empty] | GN/DU/SP/THROTTLE ROD G8 CHIP BLOWER FOOT CONTROL-30365004753
IM02491 | Dental Chair Spares-Gnatus-Delivery Unit-Tightener Screw Support Decorative 1-30300050714 |  |  | A Class | NOS | NOS | I-Inventory | FG-Finish Good |  | Spares | Dental Chair-Spares | Dental Equiment | Main Location | 90330000 |  |  | Gnatus | [8 empty] | 0 | 0 | 0 | 1 | 0 | [10 empty] | GN/DU/SP/TIGHTENER SCREW SUPPORT DECORATIVE 1-30300050714
IM02492 | Dental Chair Spares-Gnatus-Delivery Unit-Tip Adapter Screw Ii 604005500 |  |  | A Class | NOS | NOS | I-Inventory | FG-Finish Good |  | Spares | Dental Chair-Spares | Dental Equiment | Main Location | 90330000 |  |  | Gnatus | [8 empty] | 0 | 0 | 0 | 1 | 0 | [10 empty] | Gn/Du/Sp/Tip Adapter Screw Ii 604005500
IM02493 | Dental Chair Spares-Gnatus-Delivery Unit-Top Body Head Rfltr Ld Top Bco Db-31000002596 |  |  | A Class | NOS | NOS | I-Inventory | FG-Finish Good |  | Spares | Dental Chair-Spares | Dental Equiment | Main Location | 90330000 |  |  | Gnatus | [8 empty] | 0 | 0 | 0 | 1 | 0 | [10 empty] | GN/DU/SP/TOP BODY HEAD RFLTR LD TOP BCO DB-31000002596
IM02494 | Dental Chair Spares-Gnatus-Delivery Unit-Top Chair Air Regulating Valve 300050863 |  |  | A Class | NOS | NOS | I-Inventory | FG-Finish Good |  | Spares | Dental Chair-Spares | Dental Equiment | Main Location | 90330000 |  |  | Gnatus | [8 empty] | 0 | 0 | 0 | 1 | 0 | [10 empty] | Gn/Du/Sp/Top Chair Air Regulating Valve 300050863
IM02495 | Dental Chair Spares-Gnatus-Delivery Unit-Top Chair Delivery Unit Bottle Holder Hidden Cover 601009751 |  |  | A Class | NOS | NOS | I-Inventory | FG-Finish Good |  | Spares | Dental Chair-Spares | Dental Equiment | Main Location | 90330000 |  |  | Gnatus | [8 empty] | 0 | 0 | 0 | 1 | 0 | [10 empty] | Gn/Du/Sp/Top Chair Delivery Unit Bottle Holder Hidden Cover 601009751
IM02496 | Dental Chair Spares-Gnatus-Delivery Unit-Top Chair Delivery Unit PCB Ic |  |  | A Class | NOS | NOS | I-Inventory | FG-Finish Good |  | Spares | Dental Chair-Spares | Dental Equiment | Main Location | 90330000 |  |  | Gnatus | [8 empty] | 0 | 0 | 0 | 1 | 0 | [10 empty] | GN/DU/SP/TOP CHAIR DELIVERY UNIT PCB IC
IM02497 | Dental Chair Spares-Gnatus-Delivery Unit-Top Chair Delivery Unit Side Panel Sticker 300044240 |  |  | A Class | NOS | NOS | I-Inventory | FG-Finish Good |  | Spares | Dental Chair-Spares | Dental Equiment | Main Location | 90330000 |  |  | Gnatus | [8 empty] | 0 | 0 | 0 | 1 | 0 | [10 empty] | Gn/Du/SP/Top Chair Delivery Unit Side Panel Sticker 300044240
IM02498 | Dental Chair Spares-Gnatus-Base-S/C Braco Inf Unid Syncrus G4 702002173 |  |  | A Class | NOS | NOS | I-Inventory | FG-Finish Good |  | Spares | Dental Chair-Spares | Dental Equiment | Main Location | 90330000 |  |  | Gnatus | [8 empty] | 0 | 0 | 0 | 1 | 0 | [10 empty] | GN/BA/SP/S/C BRACO INF UNID SYNCRUS G4 702002173
IM02499 | Dental Chair Spares-Gnatus-Delivery Unit-Top Chair Water Unit Sticker 300050592 |  |  | A Class | NOS | NOS | I-Inventory | FG-Finish Good |  | Spares | Dental Chair-Spares | Dental Equiment | Main Location | 90330000 |  |  | Gnatus | [8 empty] | 0 | 0 | 0 | 1 | 0 | [10 empty] | Gn/Du/Sp/top Chair Water Unit Sticker 300050592
IM02500 | Dental Chair Spares-Gnatus-Delivery Unit-Top.Delivery Unit Upper Cover 804001690 |  |  | A Class | NOS | NOS | I-Inventory | FG-Finish Good |  | Spares | Dental Chair-Spares | Dental Equiment | Main Location | 90330000 |  |  | Gnatus | [8 empty] | 0 | 0 | 0 | 1 | 0 | [10 empty] | Gn/Du/Sp/Top.Delivery Unit Upper Cover 804001690
IM02501 | Dental Chair Spares-Gnatus-Delivery Unit-Tubing 364000584 |  |  | A Class | NOS | NOS | I-Inventory | FG-Finish Good |  | Spares | Dental Chair-Spares | Dental Equiment | Main Location | 90330000 |  |  | Gnatus | [8 empty] | 0 | 0 | 0 | 1 | 0 | [10 empty] | Gn/Du/Sp/Tubing 364000584
IM02502 | Dental Chair Spares-Gnatus-Delivery Unit-Tubing 380000129 |  |  | A Class | NOS | NOS | I-Inventory | FG-Finish Good |  | Spares | Dental Chair-Spares | Dental Equiment | Main Location | 90330000 |  |  | Gnatus | [8 empty] | 0 | 0 | 0 | 1 | 0 | [10 empty] | Gn/Du/Sp/Tubing 380000129
IM02503 | Dental Chair Spares-Gnatus-Delivery Unit-Up Down Motor Sensor 300046990 |  |  | A Class | NOS | NOS | I-Inventory | FG-Finish Good |  | Spares | Dental Chair-Spares | Dental Equiment | Main Location | 90330000 |  |  | Gnatus | [8 empty] | 0 | 0 | 0 | 1 | 0 | [10 empty] | Gn/Du/Sp/Up Down Motor Sensor 300046990
IM02504 | Dental Chair Spares-Gnatus-Base-S/C Tampa Eq Hs Special C/Tecla S/Neg 804001793 |  |  | A Class | NOS | NOS | I-Inventory | FG-Finish Good |  | Spares | Dental Chair-Spares | Dental Equiment | Main Location | 90330000 |  |  | Gnatus | [8 empty] | 0 | 0 | 0 | 1 | 0 | [10 empty] | Gn/Ba/Sp/S/C Tampa Eq HS SPECIAL C/TECLA S/NEG 804001793
IM02505 | Dental Chair Spares-Gnatus-Base-S300/S200 Chair Base Up Down Motor Hidden Cover L Shape 31000002599 |  |  | A Class | NOS | NOS | I-Inventory | FG-Finish Good |  | Spares | Dental Chair-Spares | Dental Equiment | Main Location | 90330000 |  |  | Gnatus | [8 empty] | 0 | 0 | 0 | 1 | 0 | [10 empty] | GN/BA/SP/S300/S200 CHAIR BASE UP DOWN MOTOR HIDDEN COVER L SHAPE 31000002599
IM02506 | Dental Chair Spares-Gnatus-Base-S300/S200 Front Base Cover Filter Cap-31000002626 |  |  | A Class | NOS | NOS | I-Inventory | FG-Finish Good |  | Spares | Dental Chair-Spares | Dental Equiment | Main Location | 90330000 |  |  | Gnatus | [8 empty] | 0 | 0 | 0 | 1 | 0 | [10 empty] | GN/BA/SP/S300/S200 FRONT BASE COVER FILTER CAP-31000002626
IM02507 | Dental Chair Spares-Gnatus-Delivery Unit-Wire Harness Foot Control 300051162 (I-Pad) |  |  | A Class | NOS | NOS | I-Inventory | FG-Finish Good |  | Spares | Dental Chair-Spares | Dental Equiment | Main Location | 90330000 |  |  | Gnatus | [8 empty] | 0 | 0 | 0 | 1 | 0 | [10 empty] | Gn/Du/Sp/Wire Harness Foot Control 300051162 (I-Pad)
IM02508 | Dental Chair Spares-Gnatus-Delivery Unit-Xpress Delivery Unit Upper Cover 904005230 |  |  | A Class | NOS | NOS | I-Inventory | FG-Finish Good |  | Spares | Dental Chair-Spares | Dental Equiment | Main Location | 90330000 |  |  | Gnatus | [8 empty] | 0 | 0 | 0 | 1 | 0 | [10 empty] | Gn/Du/Sp/Xpress Delivery Unit Upper Cover 904005230
IM02509 | Dental Chair Spares-Gnatus-Delivery Unit-Xray Adopter 300047200 |  |  | A Class | NOS | NOS | I-Inventory | FG-Finish Good |  | Spares | Dental Chair-Spares | Dental Equiment | Main Location | 90330000 |  |  | Gnatus | [8 empty] | 0 | 0 | 0 | 1 | 0 | [10 empty] | Gn/Du/Sp/Xray Adopter 300047200
IM02510 | Dental Chair Spares-Gnatus-Delivery Unit-X-Ray Viewer Cover 365003980 |  |  | A Class | NOS | NOS | I-Inventory | FG-Finish Good |  | Spares | Dental Chair-Spares | Dental Equiment | Main Location | 90330000 |  |  | Gnatus | [8 empty] | 0 | 0 | 0 | 1 | 0 | [10 empty] | Gn/Du/Sp/X-Ray Viewer Cover 365003980
IM02511 | Dental Chair Spares-Gnatus-Deliveyr Unit Arm Cover 365002308 |  |  | A Class | NOS | NOS | I-Inventory | FG-Finish Good |  | Spares | Dental Chair-Spares | Dental Equiment | Main Location | 90330000 |  |  | Gnatus | [8 empty] | 0 | 0 | 0 | 1 | 0 | [10 empty] | Gn/Sp/D/U Arm Cover 365002308
IM02512 | Dental Chair Spares-Gnatus-Base-Screw Allen W/Head N10 X 1.1/2 30201001250 |  |  | A Class | NOS | NOS | I-Inventory | FG-Finish Good |  | Spares | Dental Chair-Spares | Dental Equiment | Main Location | 90330000 |  |  | Gnatus | [8 empty] | 0 | 0 | 0 | 1 | 0 | [10 empty] | GN/BA/SP/SCREW ALLEN W/HEAD N10 X 1.1/2 30201001250
IM02513 | Dental Chair Spares-Gnatus-Driver Tube Water Subset Top Water Unit Bowl 802001000 |  |  | A Class | NOS | NOS | I-Inventory | FG-Finish Good |  | Spares | Dental Chair-Spares | Dental Equiment | Main Location | 90330000 |  |  | Gnatus | [8 empty] | 0 | 0 | 0 | 1 | 0 | [10 empty] | Gn/Sp/Driver Tube Water Subset Top Water Unit Bowl 802001000
IM02514 | Dental Chair Spares-Gnatus-Dry Detritus Spacer Bracket 30365004685 |  |  | A Class | NOS | NOS | I-Inventory | FG-Finish Good |  | Spares | Dental Chair-Spares | Dental Equiment | Main Location | 90330000 |  |  | Gnatus | [8 empty] | 0 | 0 | 0 | 1 | 0 | [10 empty] | GN/SP/DRY DETRITUS SPACER BRACKET 30365004685
IM02515 | Dental Chair Spares-Gnatus-Ear Piece 365004160 |  |  | A Class | NOS | NOS | I-Inventory | FG-Finish Good |  | Spares | Dental Chair-Spares | Dental Equiment | Main Location | 90330000 |  |  | Gnatus | [8 empty] | 0 | 0 | 0 | 1 | 0 | [10 empty] | Gn/Sp/Ear Piece 365004160
IM02516 | Dental Chair Spares-Gnatus-Electrode Level Verifier 30300054905 |  |  | A Class | NOS | NOS | I-Inventory | FG-Finish Good |  | Spares | Dental Chair-Spares | Dental Equiment | Main Location | 90330000 |  |  | Gnatus | [8 empty] | 0 | 0 | 0 | 1 | 0 | [10 empty] | GN/SP/ELECTRODE LEVEL VERIFIER 30300054905
IM02517 | Dental Chair Spares-Gnatus-Electronic Board Cover 607001880 |  |  | A Class | NOS | NOS | I-Inventory | FG-Finish Good |  | Spares | Dental Chair-Spares | Dental Equiment | Main Location | 90330000 |  |  | Gnatus | [8 empty] | 0 | 0 | 0 | 1 | 0 | [10 empty] | Gn/Sp/Electronic Board Cover 607001880
IM02518 | Dental Chair Spares-Gnatus-Elev Ii Actuat Finish Cov Syn G8 Dent Ch 601000328 |  |  | A Class | NOS | NOS | I-Inventory | FG-Finish Good |  | Spares | Dental Chair-Spares | Dental Equiment | Main Location | 90330000 |  |  | Gnatus | [8 empty] | 0 | 0 | 0 | 1 | 0 | [10 empty] | GN/SP/ELEV II ACTUAT FINISH COV SYN G8 DENT CH 601000328
IM02519 | Dental Chair Spares-Gnatus-Encapsulado Magnetico 300052122 |  |  | A Class | NOS | NOS | I-Inventory | FG-Finish Good |  | Spares | Dental Chair-Spares | Dental Equiment | Main Location | 90330000 |  |  | Gnatus | [8 empty] | 0 | 0 | 0 | 1 | 0 | [10 empty] | Gn/Sp/Encapsulado Magnetico 300052122
IM02520 | Dental Chair Spares-Gnatus-Eq Arm Brake Activation Left Button 365004709 |  |  | A Class | NOS | NOS | I-Inventory | FG-Finish Good |  | Spares | Dental Chair-Spares | Dental Equiment | Main Location | 90330000 |  |  | Gnatus | [8 empty] | 0 | 0 | 0 | 1 | 0 | [10 empty] | GN/SP/EQ ARM BRAKE ACTIVATION LEFT BUTTON 365004709
IM02521 | Dental Chair Spares-Gnatus-Eq Arm Brake Activation Right Button 365004708 |  |  | A Class | NOS | NOS | I-Inventory | FG-Finish Good |  | Spares | Dental Chair-Spares | Dental Equiment | Main Location | 90330000 |  |  | Gnatus | [8 empty] | 0 | 0 | 0 | 1 | 0 | [10 empty] | GN/SP/EQ ARM BRAKE ACTIVATION RIGHT BUTTON 365004708
IM02522 | Dental Chair Spares-Gnatus-Equip Lid Syncrus Ls Pad Set Inova Pad New 904005071 |  |  | A Class | NOS | NOS | I-Inventory | FG-Finish Good |  | Spares | Dental Chair-Spares | Dental Equiment | Main Location | 90330000 |  |  | Gnatus | [8 empty] | 0 | 0 | 0 | 1 | 0 | [10 empty] | Gn/Sp/Equip Lid Syncrus Ls Pad Set Inova Pad New 904005071
IM02523 | Dental Chair Spares-Gnatus-Fan Subset Bio Vac Ii 707001581 |  |  | A Class | NOS | NOS | I-Inventory | FG-Finish Good |  | Spares | Dental Chair-Spares | Dental Equiment | Main Location | 90330000 |  |  | Gnatus | [8 empty] | 0 | 0 | 0 | 1 | 0 | [10 empty] | Gn/Sp/Fan Subset Bio Vac II 707001581
IM02524 | Dental Chair Spares-Gnatus-Base-Screw Condilar/Bow Locking Gray 365004415 |  |  | A Class | NOS | NOS | I-Inventory | FG-Finish Good |  | Spares | Dental Chair-Spares | Dental Equiment | Main Location | 90330000 |  |  | Gnatus | [8 empty] | 0 | 0 | 0 | 1 | 0 | [10 empty] | Gn/Ba/Sp/Screw Condilar/Bow Locking Gray 365004415
IM02525 | Dental Chair Spares-Gnatus-Finish Washer Column 365004637 |  |  | A Class | NOS | NOS | I-Inventory | FG-Finish Good |  | Spares | Dental Chair-Spares | Dental Equiment | Main Location | 90330000 |  |  | Gnatus | [8 empty] | 0 | 0 | 0 | 1 | 0 | [10 empty] | Gn/Sp/Finish Washer Column 365004637
IM02526 | Dental Chair Spares-Gnatus-Base-Small Floor Box 604006284/604006190 |  |  | A Class | NOS | NOS | I-Inventory | FG-Finish Good |  | Spares | Dental Chair-Spares | Dental Equiment | Main Location | 90330000 |  |  | Gnatus | [8 empty] | 0 | 0 | 0 | 1 | 0 | [10 empty] | GN/BA/SP/SMALL FLOOR BOX 604006284/604006190
IM02527 | Dental Chair Spares-Gnatus-Fixed Left Side Cover 365004694 |  |  | A Class | NOS | NOS | I-Inventory | FG-Finish Good |  | Spares | Dental Chair-Spares | Dental Equiment | Main Location | 90330000 |  |  | Gnatus | [8 empty] | 0 | 0 | 0 | 1 | 0 | [10 empty] | Gn/Sp/Fixed Left Side Cover 365004694
IM02528 | Dental Chair Spares-Gnatus-Foot Control Knob 365003060 |  |  | A Class | NOS | NOS | I-Inventory | FG-Finish Good |  | Spares | Dental Chair-Spares | Dental Equiment | Main Location | 90330000 |  |  | Gnatus | [8 empty] | 0 | 0 | 0 | 1 | 0 | [10 empty] | Gn/Sp/Foot Control Knob 365003060
IM02529 | Dental Chair Spares-Gnatus-Base-S-Series Rexine Forro EX.1.0 M.PA. 40/1 G.CHEV.Nozes 90-17110-066 |  |  | A Class | NOS | NOS | I-Inventory | FG-Finish Good |  | Spares | Dental Chair-Spares | Dental Equiment | Main Location | 90330000 |  |  | Gnatus | [8 empty] | 0 | 0 | 0 | 1 | 0 | [10 empty] | GN/BA/SP-S-SERIES REXINE FORRO EX.1.0 M.PA. 40/1 G.CHEV.NOZES 90-17110-066
IM02530 | Dental Chair Spares-Gnatus-Foot Pedal Pistol 300017604 |  |  | A Class | NOS | NOS | I-Inventory | FG-Finish Good |  | Spares | Dental Chair-Spares | Dental Equiment | Main Location | 90330000 |  |  | Gnatus | [8 empty] | 0 | 0 | 0 | 1 | 0 | [10 empty] | GN/DC/SP/FOOT PEDAL PISTOL 300017604
IM02531 | Dental Chair Spares-Gnatus-Friction Bolt Fork Led Top Reflector 300054173 |  |  | A Class | NOS | NOS | I-Inventory | FG-Finish Good |  | Spares | Dental Chair-Spares | Dental Equiment | Main Location | 90330000 |  |  | Gnatus | [8 empty] | 0 | 0 | 0 | 1 | 0 | [10 empty] | Gn/Sp/Friction Bolt Fork Led Top Reflector 300054173
IM02532 | Dental Chair Spares-Gnatus-Fuse 5 Amp 302002870 |  |  | A Class | NOS | NOS | I-Inventory | FG-Finish Good |  | Spares | Dental Chair-Spares | Dental Equiment | Main Location | 90330000 |  |  | Gnatus | [8 empty] | 0 | 0 | 0 | 1 | 0 | [10 empty] | Gn/Sp/Fuse 5 Amp 302002870
IM02533 | Dental Chair Spares-Gnatus-Fuse Connector 302001800 |  |  | A Class | NOS | NOS | I-Inventory | FG-Finish Good |  | Spares | Dental Chair-Spares | Dental Equiment | Main Location | 90330000 |  |  | Gnatus | [8 empty] | 0 | 0 | 0 | 1 | 0 | [10 empty] | Gn/Sp/Fuse Connector 302001800
IM02534 | Dental Chair Spares-Gnatus-Fuse Holder Nozzle 365004618 |  |  | A Class | NOS | NOS | I-Inventory | FG-Finish Good |  | Spares | Dental Chair-Spares | Dental Equiment | Main Location | 90330000 |  |  | Gnatus | [8 empty] | 0 | 0 | 0 | 1 | 0 | [10 empty] | Gn/Sp/Fuse Holder Nozzle 365004618
IM02535 | Dental Chair Spares-Gnatus-G3 Chair Right Side Arm 4100000995 |  |  | A Class | NOS | NOS | I-Inventory | FG-Finish Good |  | Spares | Dental Chair-Spares | Dental Equiment | Main Location | 90330000 |  |  | Gnatus | [8 empty] | 0 | 0 | 0 | 1 | 0 | [10 empty] | GN/G3/SP/G3 CHAIR RIGHT SIDE ARM 4100000995
IM02536 | Dental Chair Spares-Gnatus-G3 Chair Soft Hlg Vd-Mint Seat Upholstery 41000000180 |  |  | A Class | NOS | NOS | I-Inventory | FG-Finish Good |  | Spares | Dental Chair-Spares | Dental Equiment | Main Location | 90330000 |  |  | Gnatus | [8 empty] | 0 | 0 | 0 | 1 | 0 | [10 empty] | GN/DC/SP/G3 CHAIR SOFT HLG VD-MINT SEAT UPHOLSTERY 41000000180
IM02537 | Dental Chair Spares-Gnatus-G3 Chair Water Unit Body Upper Cover 31000000111 |  |  | A Class | NOS | NOS | I-Inventory | FG-Finish Good |  | Spares | Dental Chair-Spares | Dental Equiment | Main Location | 90330000 |  |  | Gnatus | [8 empty] | 0 | 0 | 0 | 1 | 0 | [10 empty] | Gn/dc/sp/G3 Chair Water Unit Body Upper Cover 31000000111
IM02538 | Dental Chair Spares-Gnatus-G3 Chair Water Unit Sensor Hidden Cap 31000000114 |  |  | A Class | NOS | NOS | I-Inventory | FG-Finish Good |  | Spares | Dental Chair-Spares | Dental Equiment | Main Location | 90330000 |  |  | Gnatus | [8 empty] | 0 | 0 | 0 | 1 | 0 | [10 empty] | GN/SP/G3 CHAIR WATER UNIT SENSOR HIDDEN CAP 31000000114
IM02539 | Dental Chair Spares-Gnatus-G3 Chair Water Unit Suction Filter Assembly 365004699 |  |  | A Class | NOS | NOS | I-Inventory | FG-Finish Good |  | Spares | Dental Chair-Spares | Dental Equiment | Main Location | 90330000 |  |  | Gnatus | [8 empty] | 0 | 0 | 0 | 1 | 0 | [10 empty] | Gn/Sp/G3 Chair Water Unit Suction Filter Assembly 365004699
IM02540 | Dental Chair Spares-Gnatus-G3 Chair Water Unit Suction Filter Yellow 41000000309 |  |  | A Class | NOS | NOS | I-Inventory | FG-Finish Good |  | Spares | Dental Chair-Spares | Dental Equiment | Main Location | 90330000 |  |  | Gnatus | [8 empty] | 0 | 0 | 0 | 1 | 0 | [10 empty] | Gn/dc/sp/G3 Chair Water Unit Suction Filter Yellow 41000000309
IM02541 | Dental Chair Spares-Gnatus-G3 Delivery Unit Pressure Gauge-3100000029 |  |  | A Class | NOS | NOS | I-Inventory | FG-Finish Good |  | Spares | Dental Chair-Spares | Dental Equiment | Main Location | 90330000 |  |  | Gnatus | [8 empty] | 0 | 0 | 0 | 1 | 0 | [10 empty] | GN/SP/G3 DELIVERY UNIT PRESSURE GAUGE-3100000029
IM02542 | Dental Chair Spares-Gnatus-Base-Steel Scr Pan Philps Head 3/16 X 1/2 27210-010 |  |  | A Class | NOS | NOS | I-Inventory | FG-Finish Good |  | Spares | Dental Chair-Spares | Dental Equiment | Main Location | 90330000 |  |  | Gnatus | [8 empty] | 0 | 0 | 0 | 1 | 0 | [10 empty] | GN/BA/SP/STEEL SCR PAN PHILPS HEAD 3/16 X 1/2 27210-010
IM02543 | Dental Chair Spares-Gnatus-Base-Stool Wheel 300042010/20300053873 (All Chair) |  |  | A Class | NOS | NOS | I-Inventory | FG-Finish Good |  | Spares | Dental Chair-Spares | Dental Equiment | Main Location | 90330000 |  |  | Gnatus | [8 empty] | 0 | 0 | 0 | 1 | 0 | [10 empty] | Gn/Ba/Sp/Stool Wheel 300042010/20300053873 (All Chair)
IM02544 | Dental Chair Spares-Gnatus-G3 Lower Hanging Delivery Unit Air Lock Switch 31000000171 |  |  | A Class | NOS | NOS | I-Inventory | FG-Finish Good |  | Spares | Dental Chair-Spares | Dental Equiment | Main Location | 90330000 |  |  | Gnatus | [8 empty] | 0 | 0 | 0 | 1 | 0 | [10 empty] | Gn/Sp/G3 Lower Hanging Delivery Unit Air Lock Switch 31000000171
IM02545 | Dental Chair Spares-Gnatus-G3 Lower Hanging Delivery Unit Side Sticker Cover 41000000101 |  |  | A Class | NOS | NOS | I-Inventory | FG-Finish Good |  | Spares | Dental Chair-Spares | Dental Equiment | Main Location | 90330000 |  |  | Gnatus | [8 empty] | 0 | 0 | 0 | 1 | 0 | [10 empty] | GN/DC/SP/G3 LOWER HANGING DELIVERY UNIT SIDE STICKER COVER 41000000101
IM02546 | Dental Chair Spares-Gnatus-G3 Lower Hanging Delivery Unit Tubing Nut 41000000122 |  |  | A Class | NOS | NOS | I-Inventory | FG-Finish Good |  | Spares | Dental Chair-Spares | Dental Equiment | Main Location | 90330000 |  |  | Gnatus | [8 empty] | 0 | 0 | 0 | 1 | 0 | [10 empty] | Gn/Sp/G3 Lower Hanging Delivery Unit Tubing Nut 41000000122
IM02547 | Dental Chair Spares-Gnatus-G3 New Chair Light Blue Backrest Upholstery 43 |  |  | A Class | NOS | NOS | I-Inventory | FG-Finish Good |  | Spares | Dental Chair-Spares | Dental Equiment | Main Location | 90330000 |  |  | Gnatus | [8 empty] | 0 | 0 | 0 | 1 | 0 | [10 empty] | GN/DC/UPH/G3 NEW CHAIR LIGHT BLUE BACKREST UPHOLSTERY 43
IM02548 | Dental Chair Spares-Gnatus-G3 Over Hanging Delivery Unit Custion Pad 31000000149 |  |  | A Class | NOS | NOS | I-Inventory | FG-Finish Good |  | Spares | Dental Chair-Spares | Dental Equiment | Main Location | 90330000 |  |  | Gnatus | [8 empty] | 0 | 0 | 0 | 1 | 0 | [10 empty] | Gn/Sp/G3 Over Hanging Delivery Unit Custion Pad 31000000149
IM02549 | Dental Chair Spares-Gnatus-G3 Over Hanging Delivery Unit Instrument Tray 41000000120 |  |  | A Class | NOS | NOS | I-Inventory | FG-Finish Good |  | Spares | Dental Chair-Spares | Dental Equiment | Main Location | 90330000 |  |  | Gnatus | [8 empty] | 0 | 0 | 0 | 1 | 0 | [10 empty] | Gn/Sp/G3 Over Hanging Delivery Unit Instrument Tray 41000000120
IM02550 | Dental Chair Spares-Gnatus-Base-Storus Up/Down Sensor- 300016865 |  |  | A Class | NOS | NOS | I-Inventory | FG-Finish Good |  | Spares | Dental Chair-Spares | Dental Equiment | Main Location | 90330000 |  |  | Gnatus | [8 empty] | 0 | 0 | 0 | 1 | 0 | [10 empty] | Gn/Ba/Sp/Storus Up/Down Sensor- 300016865
IM02551 | Dental Chair Spares-Gnatus-Base-Super Gold/Inova Pad Foot Control Metal Base Plate |  |  | A Class | NOS | NOS | I-Inventory | FG-Finish Good |  | Spares | Dental Chair-Spares | Dental Equiment | Main Location | 90330000 |  |  | Gnatus | [8 empty] | 0 | 0 | 0 | 1 | 0 | [10 empty] | GN/BA/SP/SUPER GOLD/INOVA PAD FOOT CONTROL METAL BASE PLATE
IM02552 | Dental Chair Spares-Gnatus-Base-Syn. H D/U Pci With Reversion Relay 300051698 |  |  | A Class | NOS | NOS | I-Inventory | FG-Finish Good |  | Spares | Dental Chair-Spares | Dental Equiment | Main Location | 90330000 |  |  | Gnatus | [8 empty] | 0 | 0 | 0 | 1 | 0 | [10 empty] | GN/BA/SP/SYN. H D/U PCI WITH REVERSION RELAY 300051698
IM02553 | Dental Chair Spares-Gnatus-Base-Syncrus Gl/Gold Transformer 302002970 |  |  | A Class | NOS | NOS | I-Inventory | FG-Finish Good |  | Spares | Dental Chair-Spares | Dental Equiment | Main Location | 90330000 |  |  | Gnatus | [8 empty] | 0 | 0 | 0 | 1 | 0 | [10 empty] | Gn/Ba/Sp/Syncrus Gl/Gold Transformer 302002970
IM02554 | Dental Chair Spares-Gnatus-Base-Top Chairhead Rest Nut 300021136/300051039 |  |  | A Class | NOS | NOS | I-Inventory | FG-Finish Good |  | Spares | Dental Chair-Spares | Dental Equiment | Main Location | 90330000 |  |  | Gnatus | [8 empty] | 0 | 0 | 0 | 1 | 0 | [10 empty] | GN/BA/SP/TOP CHAIRHEAD REST NUT 300021136/300051039
IM02555 | Dental Chair Spares-Gnatus-Base-Xpress Inova Pad/Gold Chair Backrest Upholstery Mint Green 42 |  |  | A Class | NOS | NOS | I-Inventory | FG-Finish Good |  | Spares | Dental Chair-Spares | Dental Equiment | Main Location | 90330000 |  |  | Gnatus | [8 empty] | 0 | 0 | 0 | 1 | 0 | [10 empty] | GN/BA/SP/XPRESS INOVA PAD/GOLD CHAIR BACKREST UPHOLSTERY MINT GREEN 42
IM02556 | Dental Chair Spares-Gnatus-Base-Xpress/Gold Chair Seat Uphostery Lilac 34 |  |  | A Class | NOS | NOS | I-Inventory | FG-Finish Good |  | Spares | Dental Chair-Spares | Dental Equiment | Main Location | 90330000 |  |  | Gnatus | [8 empty] | 0 | 0 | 0 | 1 | 0 | [10 empty] | GN/BA/SP/XPRESS/GOLD CHAIR SEAT UPHOSTERY LILAC 34
IM02557 | Dental Chair Spares-Gnatus-G3-Gnatus Chair Uphl G3 New Plus Silver 30 |  |  | A Class | NOS | NOS | I-Inventory | FG-Finish Good |  | Spares | Dental Chair-Spares | Dental Equiment | Main Location | 90184900 |  |  | Gnatus | [8 empty] | 0 | 0 | 0 | 1 | 0 | [10 empty] | GN/DC/UP/G3/GNATUS CHAIR UPHL G3 NEW PLUS SILVER 30
IM02558 | Dental Chair Spares-Gnatus-G4 Chair Gener Swit Supply Harness Dent 300054255 |  |  | A Class | NOS | NOS | I-Inventory | FG-Finish Good |  | Spares | Dental Chair-Spares | Dental Equiment | Main Location | 90330000 |  |  | Gnatus | [8 empty] | 0 | 0 | 0 | 1 | 0 | [10 empty] | Gn/Sp/G4 Chair Gener Swit Supply Harness Dent 300054255
IM02559 | Dental Chair Spares-Gnatus-G4 Chair Low Suction Tubing-361000789 |  |  | A Class | NOS | NOS | I-Inventory | FG-Finish Good |  | Spares | Dental Chair-Spares | Dental Equiment | Main Location | 90330000 |  |  | Gnatus | [8 empty] | 0 | 0 | 0 | 1 | 0 | [10 empty] | Gn/SP/G4 Chair Low Suction Tubing-361000789
IM02560 | Dental Chair Spares-Gnatus-G4 Chair Lower Bear Finish Cover Dent Sync. 601001258 |  |  | A Class | NOS | NOS | I-Inventory | FG-Finish Good |  | Spares | Dental Chair-Spares | Dental Equiment | Main Location | 90330000 |  |  | Gnatus | [8 empty] | 0 | 0 | 0 | 1 | 0 | [10 empty] | Gn/Sp/G4 Chair Lower Bear Finish Cover Dent Sync. 601001258
IM02561 | Dental Chair Spares-Gnatus-G4 Chair Seat Finishing Cover 601001257 |  |  | A Class | NOS | NOS | I-Inventory | FG-Finish Good |  | Spares | Dental Chair-Spares | Dental Equiment | Main Location | 90330000 |  |  | Gnatus | [8 empty] | 0 | 0 | 0 | 1 | 0 | [10 empty] | Gn/Sp/G4 Chair Seat Finishing Cover 601001257
IM02562 | Dental Chair Spares-Gnatus-G4 Chair Side Finishing Lid 365004729 |  |  | A Class | NOS | NOS | I-Inventory | FG-Finish Good |  | Spares | Dental Chair-Spares | Dental Equiment | Main Location | 90330000 |  |  | Gnatus | [8 empty] | 0 | 0 | 0 | 1 | 0 | [10 empty] | Gn/Sp/G4 Chair Side Finishing LID 365004729
IM02563 | Dental Chair Spares-Gnatus-G4 Chair Water Unit Body Upper Cover 365004782 |  |  | A Class | NOS | NOS | I-Inventory | FG-Finish Good |  | Spares | Dental Chair-Spares | Dental Equiment | Main Location | 90330000 |  |  | Gnatus | [8 empty] | 0 | 0 | 0 | 1 | 0 | [10 empty] | GN/SP/G4 CHAIR WATER UNIT BODY UPPER COVER 365004782
IM02564 | Dental Chair Spares-Gnatus-G4 Elevation Actuator Finishing Cover 601001535 |  |  | A Class | NOS | NOS | I-Inventory | FG-Finish Good |  | Spares | Dental Chair-Spares | Dental Equiment | Main Location | 90330000 |  |  | Gnatus | [8 empty] | 0 | 0 | 0 | 1 | 0 | [10 empty] | Gn/Sp/G4 Elevation Actuator Finishing Cover 601001535
IM02565 | Dental Chair Spares-Gnatus-Bio/Water Ii Tank Housing 300047260 |  |  | A Class | NOS | NOS | I-Inventory | FG-Finish Good |  | Spares | Dental Chair-Spares | Dental Equiment | Main Location | 90330000 |  |  | Gnatus | [8 empty] | 0 | 0 | 0 | 1 | 0 | [10 empty] | GN/SP/BIO/WATER II TANK HOUSING 300047260
IM02566 | Dental Chair Spares-Gnatus-Brake Valve Arm Equipment G8/H8 300054226 |  |  | A Class | NOS | NOS | I-Inventory | FG-Finish Good |  | Spares | Dental Chair-Spares | Dental Equiment | Main Location | 90330000 |  |  | Gnatus | [8 empty] | 0 | 0 | 0 | 1 | 0 | [10 empty] | Gn/SP/Brake Valve Arm Equipment G8/H8 300054226
IM02567 | Dental Chair Spares-Gnatus-G8 Air Rotor Rubber Pad-365004731 |  |  | A Class | NOS | NOS | I-Inventory | FG-Finish Good |  | Spares | Dental Chair-Spares | Dental Equiment | Main Location | 90330000 |  |  | Gnatus | [8 empty] | 0 | 0 | 0 | 1 | 0 | [10 empty] | GN/SP/G8 AIR ROTOR RUBBER PAD-365004731
IM02568 | Dental Chair Spares-Gnatus-G8 Chair 5 Led Light Head Lower Body 603006369 |  |  | A Class | NOS | NOS | I-Inventory | FG-Finish Good |  | Spares | Dental Chair-Spares | Dental Equiment | Main Location | 90330000 |  |  | Gnatus | [8 empty] | 0 | 0 | 0 | 1 | 0 | [10 empty] | Gn/SP/G8 Chair 5 Led Light Head Lower Body 603006369
IM02569 | Dental Chair Spares-Gnatus-G8 Chair Assistance Side Water Unit Upper Cover 365004719 |  |  | A Class | NOS | NOS | I-Inventory | FG-Finish Good |  | Spares | Dental Chair-Spares | Dental Equiment | Main Location | 90330000 |  |  | Gnatus | [8 empty] | 0 | 0 | 0 | 1 | 0 | [10 empty] | Gn/SP/G8 Chair Assistance Side Water Unit Upper Cover 365004719
IM02570 | Dental Chair Spares-Gnatus-G8 Chair Assit.Side Water Sticker-300054232 |  |  | A Class | NOS | NOS | I-Inventory | FG-Finish Good |  | Spares | Dental Chair-Spares | Dental Equiment | Main Location | 90330000 |  |  | Gnatus | [8 empty] | 0 | 0 | 0 | 1 | 0 | [10 empty] | Gn/SP/G8 Chair Assit.Side Water Sticker-300054232
IM02571 | Dental Chair Spares-Gnatus-G8 Chair Backrest Ribid 300043730 |  |  | A Class | NOS | NOS | I-Inventory | FG-Finish Good |  | Spares | Dental Chair-Spares | Dental Equiment | Main Location | 90330000 |  |  | Gnatus | [8 empty] | 0 | 0 | 0 | 1 | 0 | [10 empty] | Gn/Sp/G8 Chair Backrest Ribid 300043730
IM02572 | Dental Chair Spares-Gnatus-G8 Chair Backrest Uphostery Vibation Motor-901008689 |  |  | A Class | NOS | NOS | I-Inventory | FG-Finish Good |  | Spares | Dental Chair-Spares | Dental Equiment | Main Location | 90330000 |  |  | Gnatus | [8 empty] | 0 | 0 | 0 | 1 | 0 | [10 empty] | GN/SP/G8 CHAIR BACKREST UPHOSTERY VIBATION MOTOR-901008689
IM02573 | Dental Chair Spares-Gnatus-G8 Chair Backtrest Motor-901008679 |  |  | A Class | NOS | NOS | I-Inventory | FG-Finish Good |  | Spares | Dental Chair-Spares | Dental Equiment | Main Location | 90330000 |  |  | Gnatus | [8 empty] | 0 | 0 | 0 | 1 | 0 | [10 empty] | Gn/Sp/G8 Chair Backtrest Motor-901008679
IM02574 | Dental Chair Spares-Gnatus-G8 Chair CJ Pedal Comando Integ Chip Blower 901008675 |  |  | A Class | NOS | NOS | I-Inventory | FG-Finish Good |  | Spares | Dental Chair-Spares | Dental Equiment | Main Location | 90330000 |  |  | Gnatus | [8 empty] | 0 | 0 | 0 | 1 | 0 | [10 empty] | Gn/G8/Sp/Chair CJ Pedal Comando Integ Chip Blower 901008675
IM02575 | Dental Chair Spares-Gnatus-G8 Chair Head Rest Clamp-901008435 |  |  | A Class | NOS | NOS | I-Inventory | FG-Finish Good |  | Spares | Dental Chair-Spares | Dental Equiment | Main Location | 90330000 |  |  | Gnatus | [8 empty] | 0 | 0 | 0 | 1 | 0 | [10 empty] | Gn/Sp/G8 Chair Head Rest Clamp-901008435
IM02576 | Dental Chair Spares-Gnatus-G8 Chair Head Rest Rod-901008437 |  |  | A Class | NOS | NOS | I-Inventory | FG-Finish Good |  | Spares | Dental Chair-Spares | Dental Equiment | Main Location | 90330000 |  |  | Gnatus | [8 empty] | 0 | 0 | 0 | 1 | 0 | [10 empty] | GN/SP/G8 CHAIR HEAD REST ROD-901008437
IM02577 | Dental Chair Spares-Gnatus-G8 Chair Main PCB 601001098 |  |  | A Class | NOS | NOS | I-Inventory | FG-Finish Good |  | Spares | Dental Chair-Spares | Dental Equiment | Main Location | 90330000 |  |  | Gnatus | [8 empty] | 0 | 0 | 0 | 1 | 0 | [10 empty] | Gn/Sp/G8 Chair Main Pcb 601001098
IM02578 | Dental Chair Spares-Gnatus-G8 Chair Main Transformer 302003643 |  |  | A Class | NOS | NOS | I-Inventory | FG-Finish Good |  | Spares | Dental Chair-Spares | Dental Equiment | Main Location | 90330000 |  |  | Gnatus | [8 empty] | 0 | 0 | 0 | 1 | 0 | [10 empty] | Gn/SP/G8 Chair Main Transformer 302003643
IM02579 | Dental Chair Spares-Gnatus-G8 Chair Seat Uphostery Frame Upper Cover-601001277 |  |  | A Class | NOS | NOS | I-Inventory | FG-Finish Good |  | Spares | Dental Chair-Spares | Dental Equiment | Main Location | 90330000 |  |  | Gnatus | [8 empty] | 0 | 0 | 0 | 1 | 0 | [10 empty] | Gn/SP/G8 Chair Seat Uphostery Frame Upper Cover-601001277
IM02580 | Dental Chair Spares-Gnatus-G8 Chair Vinration Controlling Remote Base |  |  | A Class | NOS | NOS | I-Inventory | FG-Finish Good |  | Spares | Dental Chair-Spares | Dental Equiment | Main Location | 90330000 |  |  | Gnatus | [8 empty] | 0 | 0 | 0 | 1 | 0 | [10 empty] | GN/SP/G8 CHAIR VINRATION CONTROLLING REMOTE BASE
IM02581 | Dental Chair Spares-Gnatus-G8 Delivery Unit Lexan Front Panel 300054223 |  |  | A Class | NOS | NOS | I-Inventory | FG-Finish Good |  | Spares | Dental Chair-Spares | Dental Equiment | Main Location | 90330000 |  |  | Gnatus | [8 empty] | 0 | 0 | 0 | 1 | 0 | [10 empty] | Gn/Sp/G8 Delivery Unit Lexan Front Panel 300054223
IM02582 | Dental Chair Spares-Gnatus-Conexao Macho C/Rosca P/Mang 1.6Mm 365004616 |  |  | A Class | NOS | NOS | I-Inventory | FG-Finish Good |  | Spares | Dental Chair-Spares | Dental Equiment | Main Location | 90330000 |  |  | Gnatus | [8 empty] | 0 | 0 | 0 | 1 | 0 | [10 empty] | GN/SP/CONEXAO MACHO C/ROSCA P/MANG 1.6MM 365004616
IM02583 | Dental Chair Spares-Gnatus-G8 Left Side Ii Cover Syncrus 601000324 |  |  | A Class | NOS | NOS | I-Inventory | FG-Finish Good |  | Spares | Dental Chair-Spares | Dental Equiment | Main Location | 90330000 |  |  | Gnatus | [8 empty] | 0 | 0 | 0 | 1 | 0 | [10 empty] | Gn/Sp/G8 Left Side II Cover Syncrus 601000324
IM02584 | Dental Chair Spares-Gnatus-Gas Spring Without Action 102 Kgs 300054590 |  |  | A Class | NOS | NOS | I-Inventory | FG-Finish Good |  | Spares | Dental Chair-Spares | Dental Equiment | Main Location | 90330000 |  |  | Gnatus | [8 empty] | 0 | 0 | 0 | 1 | 0 | [10 empty] | GN/SP/GAS SPRING WITHOUT ACTION 102 KGS 300054590
IM02585 | Dental Chair Spares-Gnatus-Geenco Dual Vontage Engine Vac Pump Dry 30300054999 |  |  | A Class | NOS | NOS | I-Inventory | FG-Finish Good |  | Spares | Dental Chair-Spares | Dental Equiment | Main Location | 90330000 |  |  | Gnatus | [8 empty] | 0 | 0 | 0 | 1 | 0 | [10 empty] | GN/SP/GEENCO DUAL VONTAGE ENGINE VAC PUMP DRY 30300054999
IM02586 | Dental Chair Spares-Gnatus-Glass Reflector 302500135 |  |  | A Class | NOS | NOS | I-Inventory | FG-Finish Good |  | Spares | Dental Chair-Spares | Dental Equiment | Main Location | 90330000 |  |  | Gnatus | [8 empty] | 0 | 0 | 0 | 1 | 0 | [10 empty] | Gn/Sp/Glass Reflector 302500135
IM02587 | Dental Chair Spares-Gnatus-Glx Chair Main PCB 601001215 |  |  | A Class | NOS | NOS | I-Inventory | FG-Finish Good |  | Spares | Dental Chair-Spares | Dental Equiment | Main Location | 90330000 |  |  | Gnatus | [8 empty] | 0 | 0 | 0 | 1 | 0 | [10 empty] | Gn/Sp/Glx Chair Main Pcb 601001215
IM02588 | Dental Chair Spares-Gnatus-Gnatus Chair Rexine Pvc Laminate White 1.0Mm 31000000373 |  |  | A Class | NOS | NOS | I-Inventory | FG-Finish Good |  | Spares | Dental Chair-Spares | Dental Equiment | Main Location | 90330000 |  |  | Gnatus | [8 empty] | 0 | 0 | 0 | 1 | 0 | [10 empty] | GN/DC/SP/GNATUS CHAIR REXINE PVC LAMINATE WHITE 1.0MM 31000000373
IM02589 | Dental Chair Spares-Gnatus-Gnatus Dental Chair Rexine 103-Granada- 17110-088 |  |  | A Class | NOS | NOS | I-Inventory | FG-Finish Good |  | Spares | Dental Chair-Spares | Dental Equiment | Main Location | 90330000 |  |  | Gnatus | [8 empty] | 0 | 0 | 0 | 1 | 0 | [10 empty] | GN/DC/RX/GNATUS DENTAL CHAIR REXINE 103-GRANADA- 17110-088
IM02590 | Dental Chair Spares-Gnatus-Gnatus Dental Head Light Persus Led Without PCB-Bulb |  |  | A Class | NOS | NOS | I-Inventory | FG-Finish Good |  | Spares | Dental Chair-Spares | Dental Equiment | Main Location | 90330000 |  |  | Gnatus | [8 empty] | 0 | 0 | 0 | 1 | 0 | [10 empty] | GN/DL/AC/GNATUS DENTAL HEAD LIGHT PERSUS LED WITHOUT PCB-BULB
IM02591 | Dental Chair Spares-Gnatus-Gnatus Dentist Asst. Chair Uphol. Lam N Blue 07 |  |  | A Class | NOS | NOS | I-Inventory | FG-Finish Good |  | Spares | Dental Chair-Spares | Dental Equiment | Main Location | 90330000 |  |  | Gnatus | [8 empty] | 0 | 0 | 0 | 1 | 0 | [10 empty] | GN/DS/UP/GNATUS DENTIST ASST. CHAIR UPHOL. LAM N BLUE 07
IM02592 | Dental Chair Spares-Gnatus-Gnatus G3 Dentist Asst Chair Backrest Upholstery Silver 30 |  |  | A Class | NOS | NOS | I-Inventory | FG-Finish Good |  | Spares | Dental Chair-Spares | Dental Equiment | Main Location | 90330000 |  |  | Gnatus | [8 empty] | 0 | 0 | 0 | 1 | 0 | [10 empty] | GN/DS/UP/GNATUS G3 DENTIST ASST CHAIR BACKREST UPHOLSTERY SILVER 30
IM02593 | Dental Chair Spares-Gnatus-Gnatus G3 Dentist Asst Chair Seat Upholstery Silver 30 |  |  | A Class | NOS | NOS | I-Inventory | FG-Finish Good |  | Spares | Dental Chair-Spares | Dental Equiment | Main Location | 90330000 |  |  | Gnatus | [8 empty] | 0 | 0 | 0 | 1 | 0 | [10 empty] | GN/DS/UP/GNATUS G3 DENTIST ASST CHAIR SEAT UPHOLSTERY SILVER 30
IM02594 | Dental Chair Spares-Gnatus-Gnatus G3-G3 Plus Chair Backrest Upholstery Gold 31 |  |  | A Class | NOS | NOS | I-Inventory | FG-Finish Good |  | Spares | Dental Chair-Spares | Dental Equiment | Main Location | 90330000 |  |  | Gnatus | [8 empty] | 0 | 0 | 0 | 1 | 0 | [10 empty] | GN/DC/UP/GNATUS G3/G3 PLUS CHAIR BACKREST UPHOLSTERY GOLD 31
IM02595 | Dental Chair Spares-Gnatus-Gnatus G3-G3 Plus Chair Headrest Upholstery Gold 31 |  |  | A Class | NOS | NOS | I-Inventory | FG-Finish Good |  | Spares | Dental Chair-Spares | Dental Equiment | Main Location | 90330000 |  |  | Gnatus | [8 empty] | 0 | 0 | 0 | 1 | 0 | [10 empty] | GN/DC/UP/GNATUS G3/G3 PLUS CHAIR HEADREST UPHOLSTERY GOLD 31
IM02596 | Dental Chair Spares-Gnatus-Gnatus G3-G3 Plus Chair Seat Upholstery Gold 31 |  |  | A Class | NOS | NOS | I-Inventory | FG-Finish Good |  | Spares | Dental Chair-Spares | Dental Equiment | Main Location | 90330000 |  |  | Gnatus | [8 empty] | 0 | 0 | 0 | 1 | 0 | [10 empty] | GN/DC/UP/GNATUS G3/G3 PLUS CHAIR SEAT UPHOLSTERY GOLD 31
IM02597 | Dental Chair Spares-Gnatus-Gnatus G4 Chair Stool Backrest Upholstery Lam. Light Green 17 |  |  | A Class | NOS | NOS | I-Inventory | FG-Finish Good |  | Spares | Dental Chair-Spares | Dental Equiment | Main Location | 90330000 |  |  | Gnatus | [8 empty] | 0 | 0 | 0 | 1 | 0 | [10 empty] | GN/UP/GNATUS G4 CHAIR STOOL BACKREST UPHOLSTERY LAM. LIGHT GREEN 17
IM02598 | Dental Chair Spares-Gnatus-Gnatus Gold Rexine 31 31000000375 |  |  | A Class | NOS | NOS | I-Inventory | FG-Finish Good |  | Spares | Dental Chair-Spares | Dental Equiment | Main Location | 90330000 |  |  | Gnatus | [8 empty] | 0 | 0 | 0 | 1 | 0 | [10 empty] | GN/DC/UPH/GNATUS GOLD REXINE 31 31000000375
IM02599 | Dental Chair Spares-Gnatus-Gnatus Head Light Persus Led Wo Pc -Bulb Reflector Cover |  |  | A Class | NOS | NOS | I-Inventory | FG-Finish Good |  | Spares | Dental Chair-Spares | Dental Equiment | Main Location | 90330000 |  |  | Gnatus | [8 empty] | 0 | 0 | 0 | 1 | 0 | [10 empty] | GN/DL/SP/GNATUS HEAD LIGHT PERSUS LED WO PC -BULB REFLECTOR COVER
IM02600 | Dental Chair Spares-Gnatus-Gnatus Mint Green Rexine 42 31000000364 |  |  | A Class | NOS | NOS | I-Inventory | FG-Finish Good |  | Spares | Dental Chair-Spares | Dental Equiment | Main Location | 90330000 |  |  | Gnatus | [8 empty] | 0 | 0 | 0 | 1 | 0 | [10 empty] | GN/DC/UPH/GNATUS MINT GREEN REXINE 42 31000000364
IM02601 | Dental Chair Spares-Gnatus-Gnatus Pf Fixacao Alavanca 31000000189 |  |  | A Class | NOS | NOS | I-Inventory | FG-Finish Good |  | Spares | Dental Chair-Spares | Dental Equiment | Main Location | 90330000 |  |  | Gnatus | [8 empty] | 0 | 0 | 0 | 1 | 0 | [10 empty] | GN/DC/SP/GNATUS PF FIXACAO ALAVANCA 31000000189
IM02602 | Dental Chair Spares-Gnatus-Gnatus Rexine Laminated Microtex Navy Blue -31000000372 |  |  | A Class | NOS | NOS | I-Inventory | FG-Finish Good |  | Spares | Dental Chair-Spares | Dental Equiment | Main Location | 90330000 |  |  | Gnatus | [8 empty] | 0 | 0 | 0 | 1 | 0 | [10 empty] | GN/SP/GNATUS REXINE LAMINATED MICROTEX NAVY BLUE -31000000372
IM02603 | Dental Chair Spares-Gnatus-Gnatus Rexine Laminated Silver 30 31000000363 |  |  | A Class | NOS | NOS | I-Inventory | FG-Finish Good |  | Spares | Dental Chair-Spares | Dental Equiment | Main Location | 90330000 |  |  | Gnatus | [8 empty] | 0 | 0 | 0 | 1 | 0 | [10 empty] | GN/DC/RX/GNATUS REXINE LAMINATED SILVER 30 31000000363
IM02604 | Dental Chair Spares-Gnatus-Gnatus Rexine Laminated Water Green 36 31000000369 |  |  | A Class | NOS | NOS | I-Inventory | FG-Finish Good |  | Spares | Dental Chair-Spares | Dental Equiment | Main Location | 90330000 |  |  | Gnatus | [8 empty] | 0 | 0 | 0 | 1 | 0 | [10 empty] | GN/DC/RX/GNATUS REXINE LAMINATED WATER GREEN 36 31000000369
IM02605 | Dental Chair Spares-Gnatus-Gnatus Spring 385000581 |  |  | A Class | NOS | NOS | I-Inventory | FG-Finish Good |  | Spares | Dental Chair-Spares | Dental Equiment | Main Location | 90330000 |  |  | Gnatus | [8 empty] | 0 | 0 | 0 | 1 | 0 | [10 empty] | GN/DC/SP/GNATUS SPRING 385000581
IM02606 | Dental Chair Spares-Gnatus-Gnatus Stool Backrest Upholstery 41000000445 |  |  | A Class | NOS | NOS | I-Inventory | FG-Finish Good |  | Spares | Dental Chair-Spares | Dental Equiment | Main Location | 90330000 |  |  | Gnatus | [8 empty] | 0 | 0 | 0 | 1 | 0 | [10 empty] | GN/ST/SP/GNATUS STOOL BACKREST UPHOLSTERY 41000000445
IM02607 | Dental Chair Spares-Gnatus-Gnatus Up Down Motor Bush |  |  | A Class | NOS | NOS | I-Inventory | FG-Finish Good |  | Spares | Dental Chair-Spares | Dental Equiment | Main Location | 90330000 |  |  | Gnatus | [8 empty] | 0 | 0 | 0 | 1 | 0 | [10 empty] | GN/DC/SP/GNATUS UP DOWN MOTOR BUSH
IM02608 | Dental Chair Spares-Gnatus-Gnatus Up Down Motor Hall Sensor 901008442 |  |  | A Class | NOS | NOS | I-Inventory | FG-Finish Good |  | Spares | Dental Chair-Spares | Dental Equiment | Main Location | 90330000 |  |  | Gnatus | [8 empty] | 0 | 0 | 0 | 1 | 0 | [10 empty] | Gn/Sp/Gnatus Up Down Motor Hall Sensor 901008442
IM02609 | Dental Chair Spares-Gnatus-Gray Chip Blower Pedal Wiring Harness Hose Set-300054495 |  |  | A Class | NOS | NOS | I-Inventory | FG-Finish Good |  | Spares | Dental Chair-Spares | Dental Equiment | Main Location | 90330000 |  |  | Gnatus | [8 empty] | 0 | 0 | 0 | 1 | 0 | [10 empty] | Gn/Sp/Gray Chip Blower Pedal Wiring Harness Hose Set-300054495
IM02610 | Dental Chair Spares-Gnatus-Delivery Unit G4 H/G Front Panel 604006428 |  |  | A Class | NOS | NOS | I-Inventory | FG-Finish Good |  | Spares | Dental Chair-Spares | Dental Equiment | Main Location | 90330000 |  |  | Gnatus | [8 empty] | 0 | 0 | 0 | 1 | 0 | [10 empty] | Gn/Sp/Delivery Unit G4 H/G Front Panel 604006428
IM02611 | Dental Chair Spares-Gnatus-Head 3Leds-Gnatus Dental Light Head 3 Led |  |  | A Class | NOS | NOS | I-Inventory | FG-Finish Good |  | Spares | Dental Chair-Spares | Dental Equiment | Main Location | 90330000 |  |  | Gnatus | [8 empty] | 0 | 0 | 0 | 1 | 0 | [10 empty] | GN/DL/AC/HEAD 3LEDS-GNATUS DENTAL LIGHT HEAD 3 LED
IM02612 | Dental Chair Spares-Gnatus-Delivery Unit- S-200/300 Delivery Unit Cover Left Side Lid-31000002643 |  |  | A Class | NOS | NOS | I-Inventory | FG-Finish Good |  | Spares | Dental Chair-Spares | Dental Equiment | Main Location | 90330000 |  |  | Gnatus | [8 empty] | 0 | 0 | 0 | 1 | 0 | [10 empty] | GN/DU/SP/ S-200/300 DELIVERY UNIT COVER LEFT SIDE LID-31000002643
IM02613 | Dental Chair Spares-Gnatus-Head Dent Lig Bic Opt 903001900 |  |  | A Class | NOS | NOS | I-Inventory | FG-Finish Good |  | Spares | Dental Chair-Spares | Dental Equiment | Main Location | 90330000 |  |  | Gnatus | [8 empty] | 0 | 0 | 0 | 1 | 0 | [10 empty] | Gn/Sp/Head Dent Lig Bic Opt 903001900
IM02614 | Dental Chair Spares-Gnatus-Head Halogen-Gnatus Dental Light |  |  | A Class | NOS | NOS | I-Inventory | FG-Finish Good |  | Spares | Dental Chair-Spares | Dental Equiment | Main Location | 90330000 |  |  | Gnatus | [8 empty] | 0 | 0 | 0 | 1 | 0 | [10 empty] | GN/DL/AC/HEAD HALOGEN-GNATUS DENTAL LIGHT
IM02615 | Dental Chair Spares-Gnatus-Headrest Assembly 365003480 |  |  | A Class | NOS | NOS | I-Inventory | FG-Finish Good |  | Spares | Dental Chair-Spares | Dental Equiment | Main Location | 90330000 |  |  | Gnatus | [8 empty] | 0 | 0 | 0 | 1 | 0 | [10 empty] | Gn/Sp/Headrest Assembly 365003480
IM02616 | Dental Chair Spares-Gnatus-Headrest Assembly 365003490 |  |  | A Class | NOS | NOS | I-Inventory | FG-Finish Good |  | Spares | Dental Chair-Spares | Dental Equiment | Main Location | 90330000 |  |  | Gnatus | [8 empty] | 0 | 0 | 0 | 1 | 0 | [10 empty] | Gn/Sp/Headrest Assembly 365003490
IM02617 | Dental Chair Spares-Gnatus-Headrest Assembly 365003550 |  |  | A Class | NOS | NOS | I-Inventory | FG-Finish Good |  | Spares | Dental Chair-Spares | Dental Equiment | Main Location | 90330000 |  |  | Gnatus | [8 empty] | 0 | 0 | 0 | 1 | 0 | [10 empty] | GN/SP/HEADREST ASSEMBLY 365003550
IM02618 | Dental Chair Spares-Gnatus-Headrest Bearing 300043800 |  |  | A Class | NOS | NOS | I-Inventory | FG-Finish Good |  | Spares | Dental Chair-Spares | Dental Equiment | Main Location | 90330000 |  |  | Gnatus | [8 empty] | 0 | 0 | 0 | 1 | 0 | [10 empty] | Gn/Sp/Headrest Bearing 300043800
IM02619 | Dental Chair Spares-Gnatus-Heater Block G8 Set 40904005221 |  |  | A Class | NOS | NOS | I-Inventory | FG-Finish Good |  | Spares | Dental Chair-Spares | Dental Equiment | Main Location | 90330000 |  |  | Gnatus | [8 empty] | 0 | 0 | 0 | 1 | 0 | [10 empty] | GN/SP/HEATER BLOCK G8 SET 40904005221
IM02620 | Dental Chair Spares-Gnatus-Hose Green (3.4 X 6.5Mm) 361000360 |  |  | A Class | NOS | NOS | I-Inventory | FG-Finish Good |  | Spares | Dental Chair-Spares | Dental Equiment | Main Location | 90330000 |  |  | Gnatus | [8 empty] | 0 | 0 | 0 | 1 | 0 | [10 empty] | Gn/Sp/Hose Green (3.4 x 6.5mm) 361000360
IM02621 | Dental Chair Spares-Gnatus-Hose Suction (10.5Mm) 361000680 |  |  | A Class | NOS | NOS | I-Inventory | FG-Finish Good |  | Spares | Dental Chair-Spares | Dental Equiment | Main Location | 90330000 |  |  | Gnatus | [8 empty] | 0 | 0 | 0 | 1 | 0 | [10 empty] | Gn/Sp/Hose Suction (10.5mm) 361000680
IM02622 | Dental Chair Spares-Gnatus-Hose Suction (17Mm) 361000690 |  |  | A Class | NOS | NOS | I-Inventory | FG-Finish Good |  | Spares | Dental Chair-Spares | Dental Equiment | Main Location | 90330000 |  |  | Gnatus | [8 empty] | 0 | 0 | 0 | 1 | 0 | [10 empty] | Gn/Sp/Hose Suction (17mm) 361000690
IM02623 | Dental Chair Spares-Gnatus-Hose Support Body 365004707 |  |  | A Class | NOS | NOS | I-Inventory | FG-Finish Good |  | Spares | Dental Chair-Spares | Dental Equiment | Main Location | 90330000 |  |  | Gnatus | [8 empty] | 0 | 0 | 0 | 1 | 0 | [10 empty] | Gn/Sp/Hose Support Body 365004707
IM02624 | Dental Chair Spares-Gnatus-Housing Kk 3,96 (4 Vias)-30302003020 |  |  | A Class | NOS | NOS | I-Inventory | FG-Finish Good |  | Spares | Dental Chair-Spares | Dental Equiment | Main Location | 90330000 |  |  | Gnatus | [8 empty] | 0 | 0 | 0 | 1 | 0 | [10 empty] | GN/SP/HOUSING KK 3,96 (4 VIAS)-30302003020
IM02625 | Dental Chair Spares-Gnatus-Housing Rtv 4V Femea Nextron Wa5004-S-St 31000000419 |  |  | A Class | NOS | NOS | I-Inventory | FG-Finish Good |  | Spares | Dental Chair-Spares | Dental Equiment | Main Location | 90330000 |  |  | Gnatus | [8 empty] | 0 | 0 | 0 | 1 | 0 | [10 empty] | GN/SP/HOUSING RTV 4V FEMEA NEXTRON WA5004-S-ST 31000000419
IM02626 | Dental Chair Spares-Gnatus-Inova Pad Foot Control Tube |  |  | A Class | NOS | NOS | I-Inventory | FG-Finish Good |  | Spares | Dental Chair-Spares | Dental Equiment | Main Location | 90330000 |  |  | Gnatus | [8 empty] | 0 | 0 | 0 | 1 | 0 | [10 empty] | Gn/Sp/Inova Pad Foot Control Tube
IM02627 | Dental Chair Spares-Gnatus-Inova Pad Plus Chair Backrest Upholstery Old Model 15 |  |  | A Class | NOS | NOS | I-Inventory | FG-Finish Good |  | Spares | Dental Chair-Spares | Dental Equiment | Main Location | 90330000 |  |  | Gnatus | [8 empty] | 0 | 0 | 0 | 1 | 0 | [10 empty] | GN/DC/UPH/INOVA PAD PLUS CHAIR BACKREST UPHOLSTERY OLD MODEL 15
IM02628 | Dental Chair Spares-Gnatus-Inova Pad Plus Chair Metalic Sky Blue Backrest Upholstery 13 |  |  | A Class | NOS | NOS | I-Inventory | FG-Finish Good |  | Spares | Dental Chair-Spares | Dental Equiment | Main Location | 90330000 |  |  | Gnatus | [8 empty] | 0 | 0 | 0 | 1 | 0 | [10 empty] | GN/UP/INOVA PAD PLUS CHAIR METALIC SKY BLUE BACKREST UPHOLSTERY 13
IM02629 | Dental Chair Spares-Gnatus-Inova Pad S Gold Aqua Chair Backrest Upholstery Green 12 |  |  | A Class | NOS | NOS | I-Inventory | FG-Finish Good |  | Spares | Dental Chair-Spares | Dental Equiment | Main Location | 90330000 |  |  | Gnatus | [8 empty] | 0 | 0 | 0 | 1 | 0 | [10 empty] | GN/DC/SP/INOVA PAD S GOLD AQUA CHAIR BACKREST UPHOLSTERY GREEN 12
IM02630 | Dental Chair Spares-Gnatus-Inova Pad S Gold Aqua Chair Headrest Upholstery Copper |  |  | A Class | NOS | NOS | I-Inventory | FG-Finish Good |  | Spares | Dental Chair-Spares | Dental Equiment | Main Location | 90330000 |  |  | Gnatus | [8 empty] | 0 | 0 | 0 | 1 | 0 | [10 empty] | GN/DC/SP/INOVA PAD S GOLD AQUA CHAIR HEADREST UPHOLSTERY COPPER
IM02631 | Dental Chair Spares-Gnatus-Inova Pad S Gold Aqua Chair Headrest Upholstery Dark Blue 39 |  |  | A Class | NOS | NOS | I-Inventory | FG-Finish Good |  | Spares | Dental Chair-Spares | Dental Equiment | Main Location | 90330000 |  |  | Gnatus | [8 empty] | 0 | 0 | 0 | 1 | 0 | [10 empty] | GN/DC/SP/INOVA PAD S GOLD AQUA CHAIR HEADREST UPHOLSTERY DARK BLUE 39
IM02632 | Dental Chair Spares-Gnatus-Inova Pad Sgold Aqua Chair Backrest Upholstery Copper |  |  | A Class | NOS | NOS | I-Inventory | FG-Finish Good |  | Spares | Dental Chair-Spares | Dental Equiment | Main Location | 90330000 |  |  | Gnatus | [8 empty] | 0 | 0 | 0 | 1 | 0 | [10 empty] | GN/DC/SP/INOVA PAD SGOLD AQUA CHAIR BACKREST UPHOLSTERY COPPER
IM02633 | Dental Chair Spares-Gnatus-Inova Pad Sgold Aqua Chair Backrest Upholstery Dark Blue 39 |  |  | A Class | NOS | NOS | I-Inventory | FG-Finish Good |  | Spares | Dental Chair-Spares | Dental Equiment | Main Location | 90330000 |  |  | Gnatus | [8 empty] | 0 | 0 | 0 | 1 | 0 | [10 empty] | GN/DC/SP/INOVA PAD SGOLD AQUA CHAIR BACKREST UPHOLSTERY DARK BLUE 39
IM02634 | Dental Chair Spares-Gnatus-Inova Pad Sgold Aqua Chair Backrest Upholstery Gold 31 |  |  | A Class | NOS | NOS | I-Inventory | FG-Finish Good |  | Spares | Dental Chair-Spares | Dental Equiment | Main Location | 90330000 |  |  | Gnatus | [8 empty] | 0 | 0 | 0 | 1 | 0 | [10 empty] | GN/DC/SP/INOVA PAD SGOLD AQUA CHAIR BACKREST UPHOLSTERY GOLD 31
IM02635 | Dental Chair Spares-Gnatus-Inova Pad Sgold Aqua Chair Backrest Upholstery Light Blue 15 |  |  | A Class | NOS | NOS | I-Inventory | FG-Finish Good |  | Spares | Dental Chair-Spares | Dental Equiment | Main Location | 90330000 |  |  | Gnatus | [8 empty] | 0 | 0 | 0 | 1 | 0 | [10 empty] | GN/DC/SP/INOVA PAD SGOLD AQUA CHAIR BACKREST UPHOLSTERY LIGHT BLUE 15
IM02636 | Dental Chair Spares-Gnatus-Inova Pad Sgold Aqua Chair Backrest Upholstery Light Blue 43 |  |  | A Class | NOS | NOS | I-Inventory | FG-Finish Good |  | Spares | Dental Chair-Spares | Dental Equiment | Main Location | 90330000 |  |  | Gnatus | [8 empty] | 0 | 0 | 0 | 1 | 0 | [10 empty] | GN/DC/SP/INOVA PAD SGOLD AQUA CHAIR BACKREST UPHOLSTERY LIGHT BLUE 43
IM02637 | Dental Chair Spares-Gnatus-Inova Pad Sgold Aqua Chair Backrest Upholstery Light Green 42 |  |  | A Class | NOS | NOS | I-Inventory | FG-Finish Good |  | Spares | Dental Chair-Spares | Dental Equiment | Main Location | 90330000 |  |  | Gnatus | [8 empty] | 0 | 0 | 0 | 1 | 0 | [10 empty] | GN/DC/SP/INOVA PAD SGOLD AQUA CHAIR BACKREST UPHOLSTERY LIGHT GREEN 42
IM02638 | Dental Chair Spares-Gnatus-Inova Pad Sgold Aqua Chair Backrest Upholstery Orange 41 |  |  | A Class | NOS | NOS | I-Inventory | FG-Finish Good |  | Spares | Dental Chair-Spares | Dental Equiment | Main Location | 90330000 |  |  | Gnatus | [8 empty] | 0 | 0 | 0 | 1 | 0 | [10 empty] | GN/DC/SP/INOVA PAD SGOLD AQUA CHAIR BACKREST UPHOLSTERY ORANGE 41
IM02639 | Dental Chair Spares-Gnatus-Inova Pad Sgold Aqua Chair Backrest Upholstery Red 18 |  |  | A Class | NOS | NOS | I-Inventory | FG-Finish Good |  | Spares | Dental Chair-Spares | Dental Equiment | Main Location | 90330000 |  |  | Gnatus | [8 empty] | 0 | 0 | 0 | 1 | 0 | [10 empty] | GN/DC/SP/INOVA PAD SGOLD AQUA CHAIR BACKREST UPHOLSTERY RED 18
IM02640 | Dental Chair Spares-Gnatus-Inova Pad Sgold Aqua Chair Backrest Upholstery Silver 30 |  |  | A Class | NOS | NOS | I-Inventory | FG-Finish Good |  | Spares | Dental Chair-Spares | Dental Equiment | Main Location | 90330000 |  |  | Gnatus | [8 empty] | 0 | 0 | 0 | 1 | 0 | [10 empty] | GN/DC/SP/INOVA PAD SGOLD AQUA CHAIR BACKREST UPHOLSTERY SILVER 30
IM02641 | Dental Chair Spares-Gnatus-Inova Pad Sgold Aqua Chair Headrest Upholstery Gold 31 |  |  | A Class | NOS | NOS | I-Inventory | FG-Finish Good |  | Spares | Dental Chair-Spares | Dental Equiment | Main Location | 90330000 |  |  | Gnatus | [8 empty] | 0 | 0 | 0 | 1 | 0 | [10 empty] | GN/DC/SP/INOVA PAD SGOLD AQUA CHAIR HEADREST UPHOLSTERY GOLD 31
IM02642 | Dental Chair Spares-Gnatus-Inova Pad Sgold Aqua Chair Headrest Upholstery Orange 41 |  |  | A Class | NOS | NOS | I-Inventory | FG-Finish Good |  | Spares | Dental Chair-Spares | Dental Equiment | Main Location | 90330000 |  |  | Gnatus | [8 empty] | 0 | 0 | 0 | 1 | 0 | [10 empty] | GN/DC/SP/INOVA PAD SGOLD AQUA CHAIR HEADREST UPHOLSTERY ORANGE 41
IM02643 | Dental Chair Spares-Gnatus-Inova Pad Sgold Aqua Chair Headrest Upholstery Red 18 |  |  | A Class | NOS | NOS | I-Inventory | FG-Finish Good |  | Spares | Dental Chair-Spares | Dental Equiment | Main Location | 90330000 |  |  | Gnatus | [8 empty] | 0 | 0 | 0 | 1 | 0 | [10 empty] | GN/DC/SP/INOVA PAD SGOLD AQUA CHAIR HEADREST UPHOLSTERY RED 18
IM02644 | Dental Chair Spares-Gnatus-Inova Pad Sgold Aqua Chair Headrest Upholstery Silver 19 |  |  | A Class | NOS | NOS | I-Inventory | FG-Finish Good |  | Spares | Dental Chair-Spares | Dental Equiment | Main Location | 90330000 |  |  | Gnatus | [8 empty] | 0 | 0 | 0 | 1 | 0 | [10 empty] | GN/DC/SP/INOVA PAD SGOLD AQUA CHAIR HEADREST UPHOLSTERY SILVER 19
IM02645 | Dental Chair Spares-Gnatus-Inova Pad Sgold Aqua Stool Backrest Upholstery Light Blue 15 |  |  | A Class | NOS | NOS | I-Inventory | FG-Finish Good |  | Spares | Dental Chair-Spares | Dental Equiment | Main Location | 90330000 |  |  | Gnatus | [8 empty] | 0 | 0 | 0 | 1 | 0 | [10 empty] | GN/DC/SP/INOVA PAD SGOLD AQUA STOOL BACKREST UPHOLSTERY LIGHT BLUE 15
IM02646 | Dental Chair Spares-Gnatus-Inova Pad Sgold Aqua Stool Seat Upholstery Blue 13 |  |  | A Class | NOS | NOS | I-Inventory | FG-Finish Good |  | Spares | Dental Chair-Spares | Dental Equiment | Main Location | 90330000 |  |  | Gnatus | [8 empty] | 0 | 0 | 0 | 1 | 0 | [10 empty] | GN/DC/SP/INOVA PAD SGOLD AQUA STOOL SEAT UPHOLSTERY BLUE 13
IM02647 | Dental Chair Spares-Gnatus-Inova Pad Sgold Aqua Stool Seat Upholstery Green 42 |  |  | A Class | NOS | NOS | I-Inventory | FG-Finish Good |  | Spares | Dental Chair-Spares | Dental Equiment | Main Location | 90330000 |  |  | Gnatus | [8 empty] | 0 | 0 | 0 | 1 | 0 | [10 empty] | GN/DC/SP/INOVA PAD SGOLD AQUA STOOL SEAT UPHOLSTERY GREEN 42
IM02648 | Dental Chair Spares-Gnatus-Inova Pad Sgold Aqua Stool Seat Upholstery Light Green 12 |  |  | A Class | NOS | NOS | I-Inventory | FG-Finish Good |  | Spares | Dental Chair-Spares | Dental Equiment | Main Location | 90330000 |  |  | Gnatus | [8 empty] | 0 | 0 | 0 | 1 | 0 | [10 empty] | GN/DC/SP/INOVA PAD SGOLD AQUA STOOL SEAT UPHOLSTERY LIGHT GREEN 12
IM02649 | Dental Chair Spares-Gnatus-Inova Pad Sgold Aqua Stool Seat Upholstery Orange 41 |  |  | A Class | NOS | NOS | I-Inventory | FG-Finish Good |  | Spares | Dental Chair-Spares | Dental Equiment | Main Location | 90330000 |  |  | Gnatus | [8 empty] | 0 | 0 | 0 | 1 | 0 | [10 empty] | GN/DC/SP/INOVA PAD SGOLD AQUA STOOL SEAT UPHOLSTERY ORANGE 41
IM02650 | Dental Chair Spares-Gnatus-Inova Pad Sgold Aqua Stool Seat Upholstery Pink 9 |  |  | A Class | NOS | NOS | I-Inventory | FG-Finish Good |  | Spares | Dental Chair-Spares | Dental Equiment | Main Location | 90330000 |  |  | Gnatus | [8 empty] | 0 | 0 | 0 | 1 | 0 | [10 empty] | GN/DC/SP/INOVA PAD SGOLD AQUA STOOL SEAT UPHOLSTERY PINK 9
IM02651 | Dental Chair Spares-Gnatus-Inova Pad Sgold Aqua Stool Seat Upholstery Red 18 |  |  | A Class | NOS | NOS | I-Inventory | FG-Finish Good |  | Spares | Dental Chair-Spares | Dental Equiment | Main Location | 90330000 |  |  | Gnatus | [8 empty] | 0 | 0 | 0 | 1 | 0 | [10 empty] | GN/DC/SP/INOVA PAD SGOLD AQUA STOOL SEAT UPHOLSTERY RED 18
IM02652 | Dental Chair Spares-Gnatus-Inova Pad Sgold Aqua Stool Seat Upholstery Silver 30 |  |  | A Class | NOS | NOS | I-Inventory | FG-Finish Good |  | Spares | Dental Chair-Spares | Dental Equiment | Main Location | 90330000 |  |  | Gnatus | [8 empty] | 0 | 0 | 0 | 1 | 0 | [10 empty] | GN/DC/SP/INOVA PAD SGOLD AQUA STOOL SEAT UPHOLSTERY SILVER 30
IM02653 | Dental Chair Spares-Gnatus-Inova Pad Sgold Aqua Stool Seat Upholstery Yellow 11 |  |  | A Class | NOS | NOS | I-Inventory | FG-Finish Good |  | Spares | Dental Chair-Spares | Dental Equiment | Main Location | 90330000 |  |  | Gnatus | [8 empty] | 0 | 0 | 0 | 1 | 0 | [10 empty] | GN/DC/SP/INOVA PAD SGOLD AQUA STOOL SEAT UPHOLSTERY YELLOW 11
IM02654 | Dental Chair Spares-Gnatus-Inova Pad Water Unit Lower Cover 602002200 |  |  | A Class | NOS | NOS | I-Inventory | FG-Finish Good |  | Spares | Dental Chair-Spares | Dental Equiment | Main Location | 90330000 |  |  | Gnatus | [8 empty] | 0 | 0 | 0 | 1 | 0 | [10 empty] | Gn/Wd/Sp/Inova Pad Water Unit Lower Cover 602002200
IM02655 | Dental Chair Spares-Gnatus-Delivery Unit- S-200/300 Delivery Unit Cover Right Side Lid-31000002645 |  |  | A Class | NOS | NOS | I-Inventory | FG-Finish Good |  | Spares | Dental Chair-Spares | Dental Equiment | Main Location | 90330000 |  |  | Gnatus | [8 empty] | 0 | 0 | 0 | 1 | 0 | [10 empty] | GN/DU/SP/ S-200/300 DELIVERY UNIT COVER RIGHT SIDE LID-31000002645
IM02656 | Dental Chair Spares-Gnatus-Delivery Unit Side Panel G4/G8 604006402 |  |  | A Class | NOS | NOS | I-Inventory | FG-Finish Good |  | Spares | Dental Chair-Spares | Dental Equiment | Main Location | 90330000 |  |  | Gnatus | [8 empty] | 0 | 0 | 0 | 1 | 0 | [10 empty] | Gn/Sp/Delivery Unit Side Panel G4/G8 604006402
IM02657 | Dental Chair Spares-Gnatus-Delivery Unit- Sync Ls/S Inov Pl Del U Cov Subs Key 40804001796 |  |  | A Class | NOS | NOS | I-Inventory | FG-Finish Good |  | Spares | Dental Chair-Spares | Dental Equiment | Main Location | 90330000 |  |  | Gnatus | [8 empty] | 0 | 0 | 0 | 1 | 0 | [10 empty] | GN/DU/SP/ SYNC LS/S INOV PL DEL U COV SUBS KEY 40804001796
IM02658 | Dental Chair Spares-Gnatus-Delivery Unit-3 Way Holder 904005014/31000001647 |  |  | A Class | NOS | NOS | I-Inventory | FG-Finish Good |  | Spares | Dental Chair-Spares | Dental Equiment | Main Location | 90330000 |  |  | Gnatus | [8 empty] | 0 | 0 | 0 | 1 | 0 | [10 empty] | Gn/Du/Sp/3 Way Holder 904005014/31000001647
IM02659 | Dental Chair Spares-Gnatus-Delivery Unit-3 Way Syringe Tip 994002360/904005151 |  |  | A Class | NOS | NOS | I-Inventory | FG-Finish Good |  | Spares | Dental Chair-Spares | Dental Equiment | Main Location | 90330000 |  |  | Gnatus | [8 empty] | 0 | 0 | 0 | 1 | 0 | [10 empty] | Gn/Du/Sp/3 Way Syringe Tip 994002360/904005151
IM02660 | Dental Chair Spares-Gnatus-Delivery Unit-Ac/S200/300 X-Ray Viewer-31000001891 |  |  | A Class | NOS | NOS | I-Inventory | FG-Finish Good |  | Spares | Dental Chair-Spares | Dental Equiment | Main Location | 90330000 |  |  | Gnatus | [8 empty] | 0 | 0 | 0 | 1 | 0 | [10 empty] | GN/DU/AC/S200/300 X-RAY VIEWER-31000001891
IM02661 | Dental Chair Spares-Gnatus-Delivery Unit-Air Regulator 300041960/300050860/300050998 |  |  | A Class | NOS | NOS | I-Inventory | FG-Finish Good |  | Spares | Dental Chair-Spares | Dental Equiment | Main Location | 90330000 |  |  | Gnatus | [8 empty] | 0 | 0 | 0 | 1 | 0 | [10 empty] | Gn/Du/Sp/Air Regulator 300041960/300050860/300050998
IM02662 | Dental Chair Spares-Gnatus-Delivery Unit-Arm Female Lock 365004628/31000002688 |  |  | A Class | NOS | NOS | I-Inventory | FG-Finish Good |  | Spares | Dental Chair-Spares | Dental Equiment | Main Location | 90330000 |  |  | Gnatus | [8 empty] | 0 | 0 | 0 | 1 | 0 | [10 empty] | GN/DU/SP/ARM FEMALE LOCK 365004628/31000002688
IM02663 | Dental Chair Spares-Gnatus-Joint Arm Column Rfltr - 3100002289 |  |  | A Class | NOS | NOS | I-Inventory | FG-Finish Good |  | Spares | Dental Chair-Spares | Dental Equiment | Main Location | 90330000 |  |  | Gnatus | [8 empty] | 0 | 0 | 0 | 1 | 0 | [10 empty] | GN/DC/SP/JOINT ARM COLUMN RFLTR - 3100002289
IM02664 | Dental Chair Spares-Gnatus-Key Switch 16101 M8Iytye2S 302003615 |  |  | A Class | NOS | NOS | I-Inventory | FG-Finish Good |  | Spares | Dental Chair-Spares | Dental Equiment | Main Location | 90330000 |  |  | Gnatus | [8 empty] | 0 | 0 | 0 | 1 | 0 | [10 empty] | Gn/Sp/Key Switch 16101 M8IYTYE2S 302003615
IM02665 | Dental Chair Spares-Gnatus-Kit Updated Sen Water Unit G3 New 16000001999 |  |  | A Class | NOS | NOS | I-Inventory | FG-Finish Good |  | Spares | Dental Chair-Spares | Dental Equiment | Main Location | 90330000 |  |  | Gnatus | [8 empty] | 0 | 0 | 0 | 1 | 0 | [10 empty] | GN/DC/SP/KIT UPDATED SEN WATER UNIT G3 NEW 16000001999
IM02666 | Dental Chair Spares-Gnatus-Laminated Light Blue Chair Backrest Uphostery-901008329 |  |  | A Class | NOS | NOS | I-Inventory | FG-Finish Good |  | Spares | Dental Chair-Spares | Dental Equiment | Main Location | 90330000 |  |  | Gnatus | [8 empty] | 0 | 0 | 0 | 1 | 0 | [10 empty] | GN//BA/SP/LAMINATED LIGHT BLUE CHAIR BACKREST UPHOSTERY-901008329
IM02667 | Dental Chair Spares-Gnatus-Landus Backrest Joint Block 701001990 |  |  | A Class | NOS | NOS | I-Inventory | FG-Finish Good |  | Spares | Dental Chair-Spares | Dental Equiment | Main Location | 90330000 |  |  | Gnatus | [8 empty] | 0 | 0 | 0 | 1 | 0 | [10 empty] | Gn/Sp/Landus Backrest Joint Block 701001990
IM02668 | Dental Chair Spares-Gnatus-Delivery Unit-Bottle Holder 904001699/804001520 |  |  | A Class | NOS | NOS | I-Inventory | FG-Finish Good |  | Spares | Dental Chair-Spares | Dental Equiment | Main Location | 90330000 |  |  | Gnatus | [8 empty] | 0 | 0 | 0 | 1 | 0 | [10 empty] | GN/DU/SP/BOTTLE HOLDER 904001699/804001520
IM02669 | Dental Chair Spares-Gnatus-Landus Headrest Cover 601008100 |  |  | A Class | NOS | NOS | I-Inventory | FG-Finish Good |  | Spares | Dental Chair-Spares | Dental Equiment | Main Location | 90330000 |  |  | Gnatus | [8 empty] | 0 | 0 | 0 | 1 | 0 | [10 empty] | Gn/Sp/Landus Headrest Cover 601008100
IM02670 | Dental Chair Spares-Gnatus-Larger II G8 Connection Box Body 40604009420 |  |  | A Class | NOS | NOS | I-Inventory | FG-Finish Good |  | Spares | Dental Chair-Spares | Dental Equiment | Main Location | 90330000 |  |  | Gnatus | [8 empty] | 0 | 0 | 0 | 1 | 0 | [10 empty] | GN/SPLARGER II G8 CONNECTION BOX BODY 40604009420
IM02671 | Dental Chair Spares-Gnatus-Led Light Reflector Cover 603006361 |  |  | A Class | NOS | NOS | I-Inventory | FG-Finish Good |  | Spares | Dental Chair-Spares | Dental Equiment | Main Location | 90330000 |  |  | Gnatus | [8 empty] | 0 | 0 | 0 | 1 | 0 | [10 empty] | Gn/Sp/Led Light Reflector Cover 603006361
IM02672 | Dental Chair Spares-Gnatus-Led PCB Card Ii 300049160 |  |  | A Class | NOS | NOS | I-Inventory | FG-Finish Good |  | Spares | Dental Chair-Spares | Dental Equiment | Main Location | 90330000 |  |  | Gnatus | [8 empty] | 0 | 0 | 0 | 1 | 0 | [10 empty] | Gn/Ld/Sp/Led Pcb Card Ii 300049160
IM02673 | Dental Chair Spares-Gnatus-Led Plastic O Ring 365004368 |  |  | A Class | NOS | NOS | I-Inventory | FG-Finish Good |  | Spares | Dental Chair-Spares | Dental Equiment | Main Location | 90330000 |  |  | Gnatus | [8 empty] | 0 | 0 | 0 | 1 | 0 | [10 empty] | Gn/Ld/Sp/Led Plastic O Ring 365004368
IM02674 | Dental Chair Spares-Gnatus-Left Cover Scissor Arm 365002780 |  |  | A Class | NOS | NOS | I-Inventory | FG-Finish Good |  | Spares | Dental Chair-Spares | Dental Equiment | Main Location | 90330000 |  |  | Gnatus | [8 empty] | 0 | 0 | 0 | 1 | 0 | [10 empty] | Gn/Sp/Left Cover Scissor Arm 365002780
IM02675 | Dental Chair Spares-Gnatus-Leg Stopper 365000257 |  |  | A Class | NOS | NOS | I-Inventory | FG-Finish Good |  | Spares | Dental Chair-Spares | Dental Equiment | Main Location | 90330000 |  |  | Gnatus | [8 empty] | 0 | 0 | 0 | 1 | 0 | [10 empty] | Gn/Ms/Sp/Leg Stopper 365000257
IM02676 | Dental Chair Spares-Gnatus-Lexan Lateral Equipo G3 31000000168 |  |  | A Class | NOS | NOS | I-Inventory | FG-Finish Good |  | Spares | Dental Chair-Spares | Dental Equiment | Main Location | 90330000 |  |  | Gnatus | [8 empty] | 0 | 0 | 0 | 1 | 0 | [10 empty] | GN/SP/LEXAN LATERAL EQUIPO G3 31000000168
IM02677 | Dental Chair Spares-Gnatus-Lexan Painel De Comando Equipo G3 31000000170 |  |  | A Class | NOS | NOS | I-Inventory | FG-Finish Good |  | Spares | Dental Chair-Spares | Dental Equiment | Main Location | 90330000 |  |  | Gnatus | [8 empty] | 0 | 0 | 0 | 1 | 0 | [10 empty] | GN/SP/LEXAN PAINEL DE COMANDO EQUIPO G3 31000000170
IM02678 | Dental Chair Spares-Gnatus-Delivery Unit-Curing Light/Hp Supiisubset-Grey 904005010 |  |  | A Class | NOS | NOS | I-Inventory | FG-Finish Good |  | Spares | Dental Chair-Spares | Dental Equiment | Main Location | 90330000 |  |  | Gnatus | [8 empty] | 0 | 0 | 0 | 1 | 0 | [10 empty] | GN/DU/SP/CURING LIGHT/HP SUPIISUBSET-GREY 904005010
IM02679 | Dental Chair Spares-Gnatus-Delivery Unit-D/Unit Side Cover Stickerfor Top Chair 300044050 |  |  | A Class | NOS | NOS | I-Inventory | FG-Finish Good |  | Spares | Dental Chair-Spares | Dental Equiment | Main Location | 90330000 |  |  | Gnatus | [8 empty] | 0 | 0 | 0 | 1 | 0 | [10 empty] | Gn/Du/Sp/D/Unit Side Cover Stickerfor Top Chair 300044050
IM02680 | Dental Chair Spares-Gnatus-Light Arm 365004344 |  |  | A Class | NOS | NOS | I-Inventory | FG-Finish Good |  | Spares | Dental Chair-Spares | Dental Equiment | Main Location | 90330000 |  |  | Gnatus | [8 empty] | 0 | 0 | 0 | 1 | 0 | [10 empty] | Gn/Sp/Light Arm 365004344
IM02681 | Dental Chair Spares-Gnatus-Light Arm Cap Cover 365002525 |  |  | A Class | NOS | NOS | I-Inventory | FG-Finish Good |  | Spares | Dental Chair-Spares | Dental Equiment | Main Location | 90330000 |  |  | Gnatus | [8 empty] | 0 | 0 | 0 | 1 | 0 | [10 empty] | Gn/Sp/Light Arm Cap Cover 365002525
IM02682 | Dental Chair Spares-Gnatus-Light Arm Cover 365004345 |  |  | A Class | NOS | NOS | I-Inventory | FG-Finish Good |  | Spares | Dental Chair-Spares | Dental Equiment | Main Location | 90330000 |  |  | Gnatus | [8 empty] | 0 | 0 | 0 | 1 | 0 | [10 empty] | Gn/Sp/Light Arm Cover 365004345
IM02683 | Dental Chair Spares-Gnatus-Light Bleaching Probe |  |  | A Class | NOS | NOS | I-Inventory | FG-Finish Good |  | Spares | Dental Chair-Spares | Dental Equiment | Main Location | 90330000 |  |  | Gnatus | [8 empty] | 0 | 0 | 0 | 1 | 0 | [10 empty] | Gn/Ld/Sp/Light Bleaching Probe
IM02684 | Dental Chair Spares-Gnatus-Light Block 300054201 |  |  | A Class | NOS | NOS | I-Inventory | FG-Finish Good |  | Spares | Dental Chair-Spares | Dental Equiment | Main Location | 90330000 |  |  | Gnatus | [8 empty] | 0 | 0 | 0 | 1 | 0 | [10 empty] | Gn/Sp/Light Block 300054201
IM02685 | Dental Chair Spares-Gnatus-Light Bush 603001469 |  |  | A Class | NOS | NOS | I-Inventory | FG-Finish Good |  | Spares | Dental Chair-Spares | Dental Equiment | Main Location | 90330000 |  |  | Gnatus | [8 empty] | 0 | 0 | 0 | 1 | 0 | [10 empty] | Gn/Sp/Light Bush 603001469
IM02686 | Dental Chair Spares-Gnatus-Light Bush 603002070 |  |  | A Class | NOS | NOS | I-Inventory | FG-Finish Good |  | Spares | Dental Chair-Spares | Dental Equiment | Main Location | 90330000 |  |  | Gnatus | [8 empty] | 0 | 0 | 0 | 1 | 0 | [10 empty] | Gn/Sp/Light Bush 603002070
IM02687 | Dental Chair Spares-Gnatus-Light Bush 703000788 |  |  | A Class | NOS | NOS | I-Inventory | FG-Finish Good |  | Spares | Dental Chair-Spares | Dental Equiment | Main Location | 90330000 |  |  | Gnatus | [8 empty] | 0 | 0 | 0 | 1 | 0 | [10 empty] | Gn/Sp/Light Bush 703000788
IM02688 | Dental Chair Spares-Gnatus-Light Cure Probe 300051051 |  |  | A Class | NOS | NOS | I-Inventory | FG-Finish Good |  | Spares | Dental Chair-Spares | Dental Equiment | Main Location | 90330000 |  |  | Gnatus | [8 empty] | 0 | 0 | 0 | 1 | 0 | [10 empty] | GN/LD/SP/GNATUS LIGHT CURE PROBE 300051051
IM02689 | Dental Chair Spares-Gnatus-Light Lower Arm 803000702 |  |  | A Class | NOS | NOS | I-Inventory | FG-Finish Good |  | Spares | Dental Chair-Spares | Dental Equiment | Main Location | 90330000 |  |  | Gnatus | [8 empty] | 0 | 0 | 0 | 1 | 0 | [10 empty] | Gn/Sp/Light Lower Arm 803000702
IM02690 | Dental Chair Spares-Gnatus-Light Sleeve 365002226 |  |  | A Class | NOS | NOS | I-Inventory | FG-Finish Good |  | Spares | Dental Chair-Spares | Dental Equiment | Main Location | 90330000 |  |  | Gnatus | [8 empty] | 0 | 0 | 0 | 1 | 0 | [10 empty] | Gn/Sp/Light Sleeve 365002226
IM02691 | Dental Chair Spares-Gnatus-Linear Actuator Subset Backrest G4 Hall Sensor 901008552 |  |  | A Class | NOS | NOS | I-Inventory | FG-Finish Good |  | Spares | Dental Chair-Spares | Dental Equiment | Main Location | 90330000 |  |  | Gnatus | [8 empty] | 0 | 0 | 0 | 1 | 0 | [10 empty] | Gn/Sp/Linear Actuator Subset Backrest G4 Hall Sensor 901008552
IM02692 | Dental Chair Spares-Gnatus-Lock 287000021 |  |  | A Class | NOS | NOS | I-Inventory | FG-Finish Good |  | Spares | Dental Chair-Spares | Dental Equiment | Main Location | 90330000 |  |  | Gnatus | [8 empty] | 0 | 0 | 0 | 1 | 0 | [10 empty] | GN/DC/SP/LOCK 287000021
IM02693 | Dental Chair Spares-Gnatus-Lock 287000216 |  |  | A Class | NOS | NOS | I-Inventory | FG-Finish Good |  | Spares | Dental Chair-Spares | Dental Equiment | Main Location | 90330000 |  |  | Gnatus | [8 empty] | 0 | 0 | 0 | 1 | 0 | [10 empty] | GN/DC/SP/LOCK 287000216
IM02694 | Dental Chair Spares-Gnatus-Lock Nobe 365001569 |  |  | A Class | NOS | NOS | I-Inventory | FG-Finish Good |  | Spares | Dental Chair-Spares | Dental Equiment | Main Location | 90330000 |  |  | Gnatus | [8 empty] | 0 | 0 | 0 | 1 | 0 | [10 empty] | Gn/Sp/Lock Nobe 365001569
IM02695 | Dental Chair Spares-Gnatus-Lock Washer 290000023 |  |  | A Class | NOS | NOS | I-Inventory | FG-Finish Good |  | Spares | Dental Chair-Spares | Dental Equiment | Main Location | 90330000 |  |  | Gnatus | [8 empty] | 0 | 0 | 0 | 1 | 0 | [10 empty] | GN/DC/SP/LOCK WASHER 290000023
IM02696 | Dental Chair Spares-Gnatus-Lower Arm Subset Reach Water Unit 702002133 |  |  | A Class | NOS | NOS | I-Inventory | FG-Finish Good |  | Spares | Dental Chair-Spares | Dental Equiment | Main Location | 90330000 |  |  | Gnatus | [8 empty] | 0 | 0 | 0 | 1 | 0 | [10 empty] | GN/SP/LOWER ARM SUBSET REACH WATER UNIT 702002133
IM02697 | Dental Chair Spares-Gnatus-Lower Cover Delivery Unit G Tm Top 604006399 |  |  | A Class | NOS | NOS | I-Inventory | FG-Finish Good |  | Spares | Dental Chair-Spares | Dental Equiment | Main Location | 90330000 |  |  | Gnatus | [8 empty] | 0 | 0 | 0 | 1 | 0 | [10 empty] | Gn/Sp/Lower Cover Delivery Unit G TM TOP 604006399
IM02698 | Dental Chair Spares-Gnatus-Lower Elevation Ii Cover Sync G8 Dent Ch 601000323 |  |  | A Class | NOS | NOS | I-Inventory | FG-Finish Good |  | Spares | Dental Chair-Spares | Dental Equiment | Main Location | 90330000 |  |  | Gnatus | [8 empty] | 0 | 0 | 0 | 1 | 0 | [10 empty] | GN/SP/LOWER ELEVATION II COVER SYNC G8 DENT CH 601000323
IM02699 | Dental Chair Spares-Gnatus-LU- PCI Cab Refl Sirius G8 5 Leds 40603006377 |  |  | A Class | NOS | NOS | I-Inventory | FG-Finish Good |  | Spares | Dental Chair-Spares | Dental Equiment | Main Location | 90330000 |  |  | Gnatus | [8 empty] | 0 | 0 | 0 | 1 | 0 | [10 empty] | GN/LU/SP PCI CAB REFL SIRIUS G8 5 LEDS 40603006377
IM02700 | Dental Chair Spares-Gnatus-Delivery Unit-D/V Arm Lock Bush 300016460 |  |  | A Class | NOS | NOS | I-Inventory | FG-Finish Good |  | Spares | Dental Chair-Spares | Dental Equiment | Main Location | 90330000 |  |  | Gnatus | [8 empty] | 0 | 0 | 0 | 1 | 0 | [10 empty] | Gn/Du/Sp/D/V Arm Lock Bush 300016460
IM02701 | Dental Chair Spares-Gnatus-LU- Light Arm Spring 385000920 |  |  | A Class | NOS | NOS | I-Inventory | FG-Finish Good |  | Spares | Dental Chair-Spares | Dental Equiment | Main Location | 90330000 |  |  | Gnatus | [8 empty] | 0 | 0 | 0 | 1 | 0 | [10 empty] | GN/LU/LIGHT ARM SPRING 385000920
IM02702 | Dental Chair Spares-Gnatus-LU- Light Bush O Ring 365001494 |  |  | A Class | NOS | NOS | I-Inventory | FG-Finish Good |  | Spares | Dental Chair-Spares | Dental Equiment | Main Location | 90330000 |  |  | Gnatus | [8 empty] | 0 | 0 | 0 | 1 | 0 | [10 empty] | Gn/Lu/Sp/ Light Bush O Ring 365001494
IM02703 | Dental Chair Spares-Gnatus-LU- Persus Reflector Cover 302500150 |  |  | A Class | NOS | NOS | I-Inventory | FG-Finish Good |  | Spares | Dental Chair-Spares | Dental Equiment | Main Location | 90330000 |  |  | Gnatus | [8 empty] | 0 | 0 | 0 | 1 | 0 | [10 empty] | Gn/Lu/Persus Reflector Cover 302500150
IM02704 | Dental Chair Spares-Gnatus-LU- Upper Top Dental Light Head 5 Ld-41000003062 |  |  | A Class | NOS | NOS | I-Inventory | FG-Finish Good |  | Spares | Dental Chair-Spares | Dental Equiment | Main Location | 90330000 |  |  | Gnatus | [8 empty] | 0 | 0 | 0 | 1 | 0 | [10 empty] | GN/LU/SP/ UPPER TOP DENTAL LIGHT HEAD 5 LD-41000003062
IM02705 | Dental Chair Spares-Gnatus-LU-3 Led Bulb |  |  | A Class | NOS | NOS | I-Inventory | FG-Finish Good |  | Spares | Dental Chair-Spares | Dental Equiment | Main Location | 90330000 |  |  | Gnatus | [8 empty] | 0 | 0 | 0 | 1 | 0 | [10 empty] | GN/LU/SP/3 LED BULB
IM02706 | Dental Chair Spares-Gnatus-LU-3 Led Light Body |  |  | A Class | NOS | NOS | I-Inventory | FG-Finish Good |  | Spares | Dental Chair-Spares | Dental Equiment | Main Location | 90330000 |  |  | Gnatus | [8 empty] | 0 | 0 | 0 | 1 | 0 | [10 empty] | Gn/Lu/Sp/3 Led Light Body
IM02707 | Dental Chair Spares-Gnatus-LU-3 Led Light Head Without PCB |  |  | A Class | NOS | NOS | I-Inventory | FG-Finish Good |  | Spares | Dental Chair-Spares | Dental Equiment | Main Location | 90330000 |  |  | Gnatus | [8 empty] | 0 | 0 | 0 | 1 | 0 | [10 empty] | Gn/Lu/Sp/3 Led Light Head Without Pcb
IM02708 | Dental Chair Spares-Gnatus-LU-3 Led Light Non Sensor Lower Body 365004380 |  |  | A Class | NOS | NOS | I-Inventory | FG-Finish Good |  | Spares | Dental Chair-Spares | Dental Equiment | Main Location | 90330000 |  |  | Gnatus | [8 empty] | 0 | 0 | 0 | 1 | 0 | [10 empty] | Gn/Lu/Sp/3 Led Light Non Sensor Lower Body 365004380
IM02709 | Dental Chair Spares-Gnatus-LU-3 Led Light Non Sensor Upper Body 365004382 |  |  | A Class | NOS | NOS | I-Inventory | FG-Finish Good |  | Spares | Dental Chair-Spares | Dental Equiment | Main Location | 90330000 |  |  | Gnatus | [8 empty] | 0 | 0 | 0 | 1 | 0 | [10 empty] | Gn/Lu/Sp/3 Led Light Non Sensor Upper Body 365004382
IM02710 | Dental Chair Spares-Gnatus-LU-3 Led Light Sensor |  |  | A Class | NOS | NOS | I-Inventory | FG-Finish Good |  | Spares | Dental Chair-Spares | Dental Equiment | Main Location | 90330000 |  |  | Gnatus | [8 empty] | 0 | 0 | 0 | 1 | 0 | [10 empty] | Gn/Lu/Sp/3 Led Light Sensor
IM02711 | Dental Chair Spares-Gnatus-LU-3 Led PCB |  |  | A Class | NOS | NOS | I-Inventory | FG-Finish Good |  | Spares | Dental Chair-Spares | Dental Equiment | Main Location | 90330000 |  |  | Gnatus | [8 empty] | 0 | 0 | 0 | 1 | 0 | [10 empty] | Gn/Lu/Sp/3 Led Pcb
IM02712 | Dental Chair Spares-Gnatus-LU-3 Led PCB Non Sensor |  |  | A Class | NOS | NOS | I-Inventory | FG-Finish Good |  | Spares | Dental Chair-Spares | Dental Equiment | Main Location | 90330000 |  |  | Gnatus | [8 empty] | 0 | 0 | 0 | 1 | 0 | [10 empty] | GN/LU/SP/3 LED PCB NON SENSOR
IM02713 | Dental Chair Spares-Gnatus-LU-3 Led Power Adaptor |  |  | A Class | NOS | NOS | I-Inventory | FG-Finish Good |  | Spares | Dental Chair-Spares | Dental Equiment | Main Location | 90330000 |  |  | Gnatus | [8 empty] | 0 | 0 | 0 | 1 | 0 | [10 empty] | GN/LU/SP/3 LED POWER ADAPTOR
IM02714 | Dental Chair Spares-Gnatus-LU-3 Led Sensor Light 993001158 |  |  | A Class | NOS | NOS | I-Inventory | FG-Finish Good |  | Spares | Dental Chair-Spares | Dental Equiment | Main Location | 90330000 |  |  | Gnatus | [8 empty] | 0 | 0 | 0 | 1 | 0 | [10 empty] | Gn/Lu/Sp/3 Led Sensor Light 993001158
IM02715 | Dental Chair Spares-Gnatus-LU-3 Led Sensor Light Complete Head |  |  | A Class | NOS | NOS | I-Inventory | FG-Finish Good |  | Spares | Dental Chair-Spares | Dental Equiment | Main Location | 90330000 |  |  | Gnatus | [8 empty] | 0 | 0 | 0 | 1 | 0 | [10 empty] | GN/LU/SP/3 LED SENSOR LIGHT COMPLETE HEAD
IM02716 | Dental Chair Spares-Gnatus-LU-3 Led Sensor Light Lower Body 603006371 |  |  | A Class | NOS | NOS | I-Inventory | FG-Finish Good |  | Spares | Dental Chair-Spares | Dental Equiment | Main Location | 90330000 |  |  | Gnatus | [8 empty] | 0 | 0 | 0 | 1 | 0 | [10 empty] | GN/LU/SP/3 LED SENSOR LIGHT LOWER BODY 603006371
IM02717 | Dental Chair Spares-Gnatus-LU-3 Led Sensor Light Oval Shape Cover 365004795 |  |  | A Class | NOS | NOS | I-Inventory | FG-Finish Good |  | Spares | Dental Chair-Spares | Dental Equiment | Main Location | 90330000 |  |  | Gnatus | [8 empty] | 0 | 0 | 0 | 1 | 0 | [10 empty] | GN/LU/SP/3 LED SENSOR LIGHT OVAL SHAPE COVER 365004795
IM02718 | Dental Chair Spares-Gnatus-LU-3 Led Sensor Light Oval Shape Lower Cover 365004726 |  |  | A Class | NOS | NOS | I-Inventory | FG-Finish Good |  | Spares | Dental Chair-Spares | Dental Equiment | Main Location | 90330000 |  |  | Gnatus | [8 empty] | 0 | 0 | 0 | 1 | 0 | [10 empty] | Gn/Lu/Sp/3 Led Sensor Light Oval Shape Lower Cover 365004726
IM02719 | Dental Chair Spares-Gnatus-LU-3 Led Sensor Light Upper Body 365004727 |  |  | A Class | NOS | NOS | I-Inventory | FG-Finish Good |  | Spares | Dental Chair-Spares | Dental Equiment | Main Location | 90330000 |  |  | Gnatus | [8 empty] | 0 | 0 | 0 | 1 | 0 | [10 empty] | Gn/Lu/Sp/3 Led Sensor Light Upper Body 365004727
IM02720 | Dental Chair Spares-Gnatus-Delivery Unit-Delivery Unit Box Artus C W/Bio 604004087 |  |  | A Class | NOS | NOS | I-Inventory | FG-Finish Good |  | Spares | Dental Chair-Spares | Dental Equiment | Main Location | 90330000 |  |  | Gnatus | [8 empty] | 0 | 0 | 0 | 1 | 0 | [10 empty] | Gn/Du/Sp/Delivery Unit Box Artus C W/Bio 604004087
IM02721 | Dental Chair Spares-Gnatus-Delivery Unit-Delivery Unit PCB(S300/S400/T5)-41000003334 |  |  | A Class | NOS | NOS | I-Inventory | FG-Finish Good |  | Spares | Dental Chair-Spares | Dental Equiment | Main Location | 90330000 |  |  | Gnatus | [8 empty] | 0 | 0 | 0 | 1 | 0 | [10 empty] | GN/DU/SP/DELIVERY UNIT PCB(S300/S400/T5)-41000003334
IM02722 | Dental Chair Spares-Gnatus-LU-3 Led Sensor PCB |  |  | A Class | NOS | NOS | I-Inventory | FG-Finish Good |  | Spares | Dental Chair-Spares | Dental Equiment | Main Location | 90330000 |  |  | Gnatus | [8 empty] | 0 | 0 | 0 | 1 | 0 | [10 empty] | Gn/Lu/Sp/3 Led Sensor Pcb
IM02723 | Dental Chair Spares-Gnatus-LU-5 Ld Dental Lighthead Lower Body-40703001650 |  |  | A Class | NOS | NOS | I-Inventory | FG-Finish Good |  | Spares | Dental Chair-Spares | Dental Equiment | Main Location | 90330000 |  |  | Gnatus | [8 empty] | 0 | 0 | 0 | 1 | 0 | [10 empty] | GN/LU/SP/5 LD DENTAL LIGHTHEAD LOWER BODY-40703001650
IM02724 | Dental Chair Spares-Gnatus-LU-5 Led Bulb |  |  | A Class | NOS | NOS | I-Inventory | FG-Finish Good |  | Spares | Dental Chair-Spares | Dental Equiment | Main Location | 90330000 |  |  | Gnatus | [8 empty] | 0 | 0 | 0 | 1 | 0 | [10 empty] | Gn/Lu/Sp/5 Led Bulb
IM02725 | Dental Chair Spares-Gnatus-LU-5 Led Complete Head 300051676 |  |  | A Class | NOS | NOS | I-Inventory | FG-Finish Good |  | Spares | Dental Chair-Spares | Dental Equiment | Main Location | 90330000 |  |  | Gnatus | [8 empty] | 0 | 0 | 0 | 1 | 0 | [10 empty] | GN/LU/SP/5 LED COMPLETE HEAD 300051676
IM02726 | Dental Chair Spares-Gnatus-LU-5 Led Light Non Sensor Lower Body-703001652 |  |  | A Class | NOS | NOS | I-Inventory | FG-Finish Good |  | Spares | Dental Chair-Spares | Dental Equiment | Main Location | 90330000 |  |  | Gnatus | [8 empty] | 0 | 0 | 0 | 1 | 0 | [10 empty] | GN/LU/SP/5 LED LIGHT NON SENSOR LOWER BODY-703001652
IM02727 | Dental Chair Spares-Gnatus-LU-5 Led Light Non Sensor Upper Body-703001651 |  |  | A Class | NOS | NOS | I-Inventory | FG-Finish Good |  | Spares | Dental Chair-Spares | Dental Equiment | Main Location | 90330000 |  |  | Gnatus | [8 empty] | 0 | 0 | 0 | 1 | 0 | [10 empty] | GN/LU/SP/5 LED LIGHT NON SENSOR UPPER BODY-703001651
IM02728 | Dental Chair Spares-Gnatus-LU-5 Led Light Plastic Body |  |  | A Class | NOS | NOS | I-Inventory | FG-Finish Good |  | Spares | Dental Chair-Spares | Dental Equiment | Main Location | 90330000 |  |  | Gnatus | [8 empty] | 0 | 0 | 0 | 1 | 0 | [10 empty] | Gn/Lu/Sp/5 Led Light Plastic Body
IM02729 | Dental Chair Spares-Gnatus-LU-5 Led PCB |  |  | A Class | NOS | NOS | I-Inventory | FG-Finish Good |  | Spares | Dental Chair-Spares | Dental Equiment | Main Location | 90330000 |  |  | Gnatus | [8 empty] | 0 | 0 | 0 | 1 | 0 | [10 empty] | Gn/Lu/Sp/5 Led Pcb
IM02730 | Dental Chair Spares-Gnatus-Delivery Unit-Gnatus 4 Hole Coupling With Tubing-41000000556/41000003494 |  |  | A Class | NOS | NOS | I-Inventory | FG-Finish Good |  | Spares | Dental Chair-Spares | Dental Equiment | Main Location | 90330000 |  |  | Gnatus | [8 empty] | 0 | 0 | 0 | 1 | 0 | [10 empty] | GN/DU/SP/GNATUS 4 HOLE COUPLING WITH TUBING-41000000556/41000003494
IM02731 | Dental Chair Spares-Gnatus-LU-Arm Lock Cover 365002087 |  |  | A Class | NOS | NOS | I-Inventory | FG-Finish Good |  | Spares | Dental Chair-Spares | Dental Equiment | Main Location | 90330000 |  |  | Gnatus | [8 empty] | 0 | 0 | 0 | 1 | 0 | [10 empty] | Gn/Lu/Sp/Arm Lock Cover 365002087
IM02732 | Dental Chair Spares-Gnatus-LU-Artulacao Braco Col Refl 4000000033 |  |  | A Class | NOS | NOS | I-Inventory | FG-Finish Good |  | Spares | Dental Chair-Spares | Dental Equiment | Main Location | 90330000 |  |  | Gnatus | [8 empty] | 0 | 0 | 0 | 1 | 0 | [10 empty] | GN/LU/SP/ARTULACAO BRACO COL REFL 4000000033
IM02733 | Dental Chair Spares-Gnatus-LU-Artulacao Cabecote Rel 41000000032 |  |  | A Class | NOS | NOS | I-Inventory | FG-Finish Good |  | Spares | Dental Chair-Spares | Dental Equiment | Main Location | 90330000 |  |  | Gnatus | [8 empty] | 0 | 0 | 0 | 1 | 0 | [10 empty] | GN/LU/SP/ARTULACAO CABECOTE REL 41000000032
IM02734 | Dental Chair Spares-Gnatus-LU-Bleaching Light Body 300052916 |  |  | A Class | NOS | NOS | I-Inventory | FG-Finish Good |  | Spares | Dental Chair-Spares | Dental Equiment | Main Location | 90330000 |  |  | Gnatus | [8 empty] | 0 | 0 | 0 | 1 | 0 | [10 empty] | Gn/Lu/Sp/Bleaching Light Body 300052916
IM02735 | Dental Chair Spares-Gnatus-LU-Chair Light Sensor 300026840 |  |  | A Class | NOS | NOS | I-Inventory | FG-Finish Good |  | Spares | Dental Chair-Spares | Dental Equiment | Main Location | 90330000 |  |  | Gnatus | [8 empty] | 0 | 0 | 0 | 1 | 0 | [10 empty] | Gn/Lu/Sp/Chair Light Sensor 300026840
IM02736 | Dental Chair Spares-Gnatus-LU-Eixo Menor Do Pantogra Fo Ii Acab 32000000160 |  |  | A Class | NOS | NOS | I-Inventory | FG-Finish Good |  | Spares | Dental Chair-Spares | Dental Equiment | Main Location | 90330000 |  |  | Gnatus | [8 empty] | 0 | 0 | 0 | 1 | 0 | [10 empty] | GN/LU/SP/EIXO MENOR DO PANTOGRA FO II ACAB 32000000160
IM02737 | Dental Chair Spares-Gnatus-LU-Fly Nut 202000054 |  |  | A Class | NOS | NOS | I-Inventory | FG-Finish Good |  | Spares | Dental Chair-Spares | Dental Equiment | Main Location | 90330000 |  |  | Gnatus | [8 empty] | 0 | 0 | 0 | 1 | 0 | [10 empty] | GN/LU/SP/FLY NUT 202000054
IM02738 | Dental Chair Spares-Gnatus-LU-G3 Chair Light Arm Upper Cover 31000000108 |  |  | A Class | NOS | NOS | I-Inventory | FG-Finish Good |  | Spares | Dental Chair-Spares | Dental Equiment | Main Location | 90330000 |  |  | Gnatus | [8 empty] | 0 | 0 | 0 | 1 | 0 | [10 empty] | GN/LU/SP/G3 CHAIR LIGHT ARM UPPER COVER 31000000108
IM02739 | Dental Chair Spares-Gnatus-LU-G4 Chair Light Arm 15030000091 |  |  | A Class | NOS | NOS | I-Inventory | FG-Finish Good |  | Spares | Dental Chair-Spares | Dental Equiment | Main Location | 90330000 |  |  | Gnatus | [8 empty] | 0 | 0 | 0 | 1 | 0 | [10 empty] | GN/LU/SP/G4 CHAIR LIGHT ARM 15030000091
IM02740 | Dental Chair Spares-Gnatus-LU-Handle Dental Light Led G8 Subset 903001893 |  |  | A Class | NOS | NOS | I-Inventory | FG-Finish Good |  | Spares | Dental Chair-Spares | Dental Equiment | Main Location | 90330000 |  |  | Gnatus | [8 empty] | 0 | 0 | 0 | 1 | 0 | [10 empty] | GN/LU/SP/HANDLE DENTAL LIGHT LED G8 SUBSET 903001893
IM02741 | Dental Chair Spares-Gnatus-Delivery Unit-Gold Pad D/U PCB 300050610 |  |  | A Class | NOS | NOS | I-Inventory | FG-Finish Good |  | Spares | Dental Chair-Spares | Dental Equiment | Main Location | 90330000 |  |  | Gnatus | [8 empty] | 0 | 0 | 0 | 1 | 0 | [10 empty] | Gn/Du/Sp/Gold Pad D/U Pcb 300050610
IM02742 | Dental Chair Spares-Gnatus-LU-Ld Max Light Body Upper Body 365004367 |  |  | A Class | NOS | NOS | I-Inventory | FG-Finish Good |  | Spares | Dental Chair-Spares | Dental Equiment | Main Location | 90330000 |  |  | Gnatus | [8 empty] | 0 | 0 | 0 | 1 | 0 | [10 empty] | GN/LU/SP/LD MAX LIGHT BODY UPPER BODY 365004367
IM02743 | Dental Chair Spares-Gnatus-Delivery Unit-H/P Coupling Sleeve 300052340/300038470/300038490/604001632 |  |  | A Class | NOS | NOS | I-Inventory | FG-Finish Good |  | Spares | Dental Chair-Spares | Dental Equiment | Main Location | 90330000 |  |  | Gnatus | [8 empty] | 0 | 0 | 0 | 1 | 0 | [10 empty] | Gn/Du/Sp/H/P Coupling Sleeve 300052340/300038470/300038490/604001632
IM02744 | Dental Chair Spares-Gnatus-LU-Led Dental Light Head Front Cover365004381 |  |  | A Class | NOS | NOS | I-Inventory | FG-Finish Good |  | Spares | Dental Chair-Spares | Dental Equiment | Main Location | 90330000 |  |  | Gnatus | [8 empty] | 0 | 0 | 0 | 1 | 0 | [10 empty] | Gn/Lu/Sp/Led Dental Light Head Front Cover365004381
IM02745 | Dental Chair Spares-Gnatus-Delivery Unit-Inova D/U Upper Cover 804001763 |  |  | A Class | NOS | NOS | I-Inventory | FG-Finish Good |  | Spares | Dental Chair-Spares | Dental Equiment | Main Location | 90330000 |  |  | Gnatus | [8 empty] | 0 | 0 | 0 | 1 | 0 | [10 empty] | GN/DU/SP/INOVA D/U UPPER COVER 804001763
IM02746 | Dental Chair Spares-Gnatus-LU-Led Light Fan 300051942 |  |  | A Class | NOS | NOS | I-Inventory | FG-Finish Good |  | Spares | Dental Chair-Spares | Dental Equiment | Main Location | 90330000 |  |  | Gnatus | [8 empty] | 0 | 0 | 0 | 1 | 0 | [10 empty] | Gn/Lu/Sp/Led Light Fan 300051942
IM02747 | Dental Chair Spares-Gnatus-LU-Led Light Head Holding Assembly 703001430 |  |  | A Class | NOS | NOS | I-Inventory | FG-Finish Good |  | Spares | Dental Chair-Spares | Dental Equiment | Main Location | 90330000 |  |  | Gnatus | [8 empty] | 0 | 0 | 0 | 1 | 0 | [10 empty] | Gn/Lu/Sp/Led Light Head Holding Assembly 703001430
IM02748 | Dental Chair Spares-Gnatus-LU-Led Light Taflon Washer-31000002199 |  |  | A Class | NOS | NOS | I-Inventory | FG-Finish Good |  | Spares | Dental Chair-Spares | Dental Equiment | Main Location | 90330000 |  |  | Gnatus | [8 empty] | 0 | 0 | 0 | 1 | 0 | [10 empty] | GN/LU/SP/LED LIGHT TAFLON WASHER-31000002199
IM02749 | Dental Chair Spares-Gnatus-LU-Light Arm 993000870 |  |  | A Class | NOS | NOS | I-Inventory | FG-Finish Good |  | Spares | Dental Chair-Spares | Dental Equiment | Main Location | 90330000 |  |  | Gnatus | [8 empty] | 0 | 0 | 0 | 1 | 0 | [10 empty] | Gn/Lu/Sp/Light Arm 993000870
IM02750 | Dental Chair Spares-Gnatus-LU-Light Arm Bush 300015674 |  |  | A Class | NOS | NOS | I-Inventory | FG-Finish Good |  | Spares | Dental Chair-Spares | Dental Equiment | Main Location | 90330000 |  |  | Gnatus | [8 empty] | 0 | 0 | 0 | 1 | 0 | [10 empty] | Gn/Lu/Sp/Light Arm Bush 300015674
IM02751 | Dental Chair Spares-Gnatus-LU-Light Arm Cap-31000001576 |  |  | A Class | NOS | NOS | I-Inventory | FG-Finish Good |  | Spares | Dental Chair-Spares | Dental Equiment | Main Location | 90330000 |  |  | Gnatus | [8 empty] | 0 | 0 | 0 | 1 | 0 | [10 empty] | GN/LU/SP/LIGHT ARM CAP-31000001576
IM02752 | Dental Chair Spares-Gnatus-LU-Light Arm Cover 365002094 |  |  | A Class | NOS | NOS | I-Inventory | FG-Finish Good |  | Spares | Dental Chair-Spares | Dental Equiment | Main Location | 90330000 |  |  | Gnatus | [8 empty] | 0 | 0 | 0 | 1 | 0 | [10 empty] | Gn/Lu/Sp/Light Arm Cover 365002094
IM02753 | Dental Chair Spares-Gnatus-LU-Light Arm Cover Round 365002120 |  |  | A Class | NOS | NOS | I-Inventory | FG-Finish Good |  | Spares | Dental Chair-Spares | Dental Equiment | Main Location | 90330000 |  |  | Gnatus | [8 empty] | 0 | 0 | 0 | 1 | 0 | [10 empty] | Gn/Lu/Sp/Light Arm Cover Round 365002120
IM02754 | Dental Chair Spares-Gnatus-LU-Light Arm Lock 603001900 |  |  | A Class | NOS | NOS | I-Inventory | FG-Finish Good |  | Spares | Dental Chair-Spares | Dental Equiment | Main Location | 90330000 |  |  | Gnatus | [8 empty] | 0 | 0 | 0 | 1 | 0 | [10 empty] | Gn/Lu/Sp/Light Arm Lock 603001900
IM02755 | Dental Chair Spares-Gnatus-LU-Light Arm Lock Wheel |  |  | A Class | NOS | NOS | I-Inventory | FG-Finish Good |  | Spares | Dental Chair-Spares | Dental Equiment | Main Location | 90330000 |  |  | Gnatus | [8 empty] | 0 | 0 | 0 | 1 | 0 | [10 empty] | Gn/Lu/Sp/Light Arm Lock Wheel
IM02756 | Dental Chair Spares-Gnatus-LU-Light Arm Upper Cover- 803000703 |  |  | A Class | NOS | NOS | I-Inventory | FG-Finish Good |  | Spares | Dental Chair-Spares | Dental Equiment | Main Location | 90330000 |  |  | Gnatus | [8 empty] | 0 | 0 | 0 | 1 | 0 | [10 empty] | Gn/Lu/Sp/Light Arm Upper Cover- 803000703
IM02757 | Dental Chair Spares-Gnatus-LU-Light Arm Without Upper Cover |  |  | A Class | NOS | NOS | I-Inventory | FG-Finish Good |  | Spares | Dental Chair-Spares | Dental Equiment | Main Location | 90330000 |  |  | Gnatus | [8 empty] | 0 | 0 | 0 | 1 | 0 | [10 empty] | GN/LU/SP/LIGHT ARM WITHOUT UPPER COVER
IM02758 | Dental Chair Spares-Gnatus-LU-Light Cabecote Reflector Led 300055087 |  |  | A Class | NOS | NOS | I-Inventory | FG-Finish Good |  | Spares | Dental Chair-Spares | Dental Equiment | Main Location | 90330000 |  |  | Gnatus | [8 empty] | 0 | 0 | 0 | 1 | 0 | [10 empty] | GN/LU/SP/LIGHT CABECOTE REFLECTOR LED 300055087
IM02759 | Dental Chair Spares-Gnatus-LU-Light Refelector Cover 903001680 |  |  | A Class | NOS | NOS | I-Inventory | FG-Finish Good |  | Spares | Dental Chair-Spares | Dental Equiment | Main Location | 90330000 |  |  | Gnatus | [8 empty] | 0 | 0 | 0 | 1 | 0 | [10 empty] | Gn/Lu/Sp/Light Refelector Cover 903001680
IM02760 | Dental Chair Spares-Gnatus-LU-Light Sensor 300042530 |  |  | A Class | NOS | NOS | I-Inventory | FG-Finish Good |  | Spares | Dental Chair-Spares | Dental Equiment | Main Location | 90330000 |  |  | Gnatus | [8 empty] | 0 | 0 | 0 | 1 | 0 | [10 empty] | Gn/Lu/Sp/Light Sensor 300042530
IM02761 | Dental Chair Spares-Gnatus-LU-Metal Bulb Cap 803000320 |  |  | A Class | NOS | NOS | I-Inventory | FG-Finish Good |  | Spares | Dental Chair-Spares | Dental Equiment | Main Location | 90330000 |  |  | Gnatus | [8 empty] | 0 | 0 | 0 | 1 | 0 | [10 empty] | Gn/Lu/Sp/Metal Bulb Cap 803000320
IM02762 | Dental Chair Spares-Gnatus-LU-New Persus Light PCB- 41000001428 |  |  | A Class | NOS | NOS | I-Inventory | FG-Finish Good |  | Spares | Dental Chair-Spares | Dental Equiment | Main Location | 90330000 |  |  | Gnatus | [8 empty] | 0 | 0 | 0 | 1 | 0 | [10 empty] | GN/LU/SP/NEW PERSUS LIGHT PCB- 41000001428
IM02763 | Dental Chair Spares-Gnatus-LU-New Presus Light Bulb-20000225 |  |  | A Class | NOS | NOS | I-Inventory | FG-Finish Good |  | Spares | Dental Chair-Spares | Dental Equiment | Main Location | 90330000 |  |  | Gnatus | [8 empty] | 0 | 0 | 0 | 1 | 0 | [10 empty] | GN/LU/SP/NEW PRESUS LIGHT BULB-20000225
IM02764 | Dental Chair Spares-Gnatus-LU-Olympic Reflector Cover 603001394 |  |  | A Class | NOS | NOS | I-Inventory | FG-Finish Good |  | Spares | Dental Chair-Spares | Dental Equiment | Main Location | 90330000 |  |  | Gnatus | [8 empty] | 0 | 0 | 0 | 1 | 0 | [10 empty] | Gn/Lu/Sp/Olympic Reflector Cover 603001394
IM02765 | Dental Chair Spares-Gnatus-LU-Optical Led Reflector Sensor 365004638 |  |  | A Class | NOS | NOS | I-Inventory | FG-Finish Good |  | Spares | Dental Chair-Spares | Dental Equiment | Main Location | 90330000 |  |  | Gnatus | [8 empty] | 0 | 0 | 0 | 1 | 0 | [10 empty] | Gn/Lu/Sp/Optical Led Reflector Sensor 365004638
IM02766 | Dental Chair Spares-Gnatus-LU-Persus Chair Reflector Plastic Cover 365002241 |  |  | A Class | NOS | NOS | I-Inventory | FG-Finish Good |  | Spares | Dental Chair-Spares | Dental Equiment | Main Location | 90330000 |  |  | Gnatus | [8 empty] | 0 | 0 | 0 | 1 | 0 | [10 empty] | Gn/Lu/Sp/Persus Chair Reflector Plastic Cover 365002241
IM02767 | Dental Chair Spares-Gnatus-LU-Persus Light Sensor Control 300026860 |  |  | A Class | NOS | NOS | I-Inventory | FG-Finish Good |  | Spares | Dental Chair-Spares | Dental Equiment | Main Location | 90330000 |  |  | Gnatus | [8 empty] | 0 | 0 | 0 | 1 | 0 | [10 empty] | Gn/Lu/Sp/Persus Light Sensor Control 300026860
IM02768 | Dental Chair Spares-Gnatus-LU-Persus Light Sensor Control 300042540 |  |  | A Class | NOS | NOS | I-Inventory | FG-Finish Good |  | Spares | Dental Chair-Spares | Dental Equiment | Main Location | 90330000 |  |  | Gnatus | [8 empty] | 0 | 0 | 0 | 1 | 0 | [10 empty] | Gn/Lu/Sp/Persus Light Sensor Control 300042540
IM02769 | Dental Chair Spares-Gnatus-LU-Plastic Arm Stopper 365002920 |  |  | A Class | NOS | NOS | I-Inventory | FG-Finish Good |  | Spares | Dental Chair-Spares | Dental Equiment | Main Location | 90330000 |  |  | Gnatus | [8 empty] | 0 | 0 | 0 | 1 | 0 | [10 empty] | Gn/Lu/Sp/Plastic Arm Stopper 365002920
IM02770 | Dental Chair Spares-Gnatus-LU-Relay Led Reflector Sensor 603006346 |  |  | A Class | NOS | NOS | I-Inventory | FG-Finish Good |  | Spares | Dental Chair-Spares | Dental Equiment | Main Location | 90330000 |  |  | Gnatus | [8 empty] | 0 | 0 | 0 | 1 | 0 | [10 empty] | Gn/Lu/Sp/Relay Led Reflector Sensor 603006346
IM02771 | Dental Chair Spares-Gnatus-LU-Relay To Adapter Connecting Wire -30300053609 |  |  | A Class | NOS | NOS | I-Inventory | FG-Finish Good |  | Spares | Dental Chair-Spares | Dental Equiment | Main Location | 90330000 |  |  | Gnatus | [8 empty] | 0 | 0 | 0 | 1 | 0 | [10 empty] | GN/LU/SP/RELAY TO ADAPTER CONNECTING WIRE -30300053609
IM02772 | Dental Chair Spares-Gnatus-Delivery Unit-Inova Pad Star D/U Upper Cover 904004680 |  |  | A Class | NOS | NOS | I-Inventory | FG-Finish Good |  | Spares | Dental Chair-Spares | Dental Equiment | Main Location | 90330000 |  |  | Gnatus | [8 empty] | 0 | 0 | 0 | 1 | 0 | [10 empty] | Gn/Du/Sp/Inova Pad Star d/u Upper Cover 904004680
IM02773 | Dental Chair Spares-Gnatus-LU-Retaning Ring Rs 4 30287000102 |  |  | A Class | NOS | NOS | I-Inventory | FG-Finish Good |  | Spares | Dental Chair-Spares | Dental Equiment | Main Location | 90330000 |  |  | Gnatus | [8 empty] | 0 | 0 | 0 | 1 | 0 | [10 empty] | GN/LU/SP/RETANING RING RS 4 30287000102
IM02774 | Dental Chair Spares-Gnatus-Delivery Unit-Inova Star D/U Stool Base Arm 300053693 |  |  | A Class | NOS | NOS | I-Inventory | FG-Finish Good |  | Spares | Dental Chair-Spares | Dental Equiment | Main Location | 90330000 |  |  | Gnatus | [8 empty] | 0 | 0 | 0 | 1 | 0 | [10 empty] | Gn/Du/Sp/Inova Star D/U Stool Base Arm 300053693
IM02775 | Dental Chair Spares-Gnatus-Delivery Unit-Inova Star Pad D/U Remote PCB 604009379 |  |  | A Class | NOS | NOS | I-Inventory | FG-Finish Good |  | Spares | Dental Chair-Spares | Dental Equiment | Main Location | 90330000 |  |  | Gnatus | [8 empty] | 0 | 0 | 0 | 1 | 0 | [10 empty] | Gn/Du/Sp/Inova Star Pad D/U Remote Pcb 604009379
IM02776 | Dental Chair Spares-Gnatus-Delivery Unit-Joint Arm Column Rfltr-31000002289/31000002563/41000003040 |  |  | A Class | NOS | NOS | I-Inventory | FG-Finish Good |  | Spares | Dental Chair-Spares | Dental Equiment | Main Location | 90330000 |  |  | Gnatus | [8 empty] | 0 | 0 | 0 | 1 | 0 | [10 empty] | GN/DU/SP/JOINT ARM COLUMN RFLTR-31000002289/31000002563/41000003040
IM02777 | Dental Chair Spares-Gnatus-Delivery Unit-Lower Coat Articulated Arm/26582-014 |  |  | A Class | NOS | NOS | I-Inventory | FG-Finish Good |  | Spares | Dental Chair-Spares | Dental Equiment | Main Location | 90330000 |  |  | Gnatus | [8 empty] | 0 | 0 | 0 | 1 | 0 | [10 empty] | GN/DU/SP/LOWER COAT ARTICULATED ARM/26582-014
IM02778 | Dental Chair Spares-Gnatus-LU-S500 Delivery Unit Lower Cover-41000003307 |  |  | A Class | NOS | NOS | I-Inventory | FG-Finish Good |  | Spares | Dental Chair-Spares | Dental Equiment | Main Location | 90330000 |  |  | Gnatus | [8 empty] | 0 | 0 | 0 | 1 | 0 | [10 empty] | GN/LU/SP/S500 DELIVERY UNIT LOWER COVER-41000003307
IM02779 | Dental Chair Spares-Gnatus-Delivery Unit-New Top D/U Chip Blower Switch 300051699 |  |  | A Class | NOS | NOS | I-Inventory | FG-Finish Good |  | Spares | Dental Chair-Spares | Dental Equiment | Main Location | 90330000 |  |  | Gnatus | [8 empty] | 0 | 0 | 0 | 1 | 0 | [10 empty] | Gn/Du/Sp/New Top D/U Chip Blower Switch 300051699
IM02780 | Dental Chair Spares-Gnatus-LU-Screw 202000499 |  |  | A Class | NOS | NOS | I-Inventory | FG-Finish Good |  | Spares | Dental Chair-Spares | Dental Equiment | Main Location | 90330000 |  |  | Gnatus | [8 empty] | 0 | 0 | 0 | 1 | 0 | [10 empty] | Gn/Lu/Sp/Screw 202000499
IM02781 | Dental Chair Spares-Gnatus-LU-S-Series Chair Light Arm 41000003099 |  |  | A Class | NOS | NOS | I-Inventory | FG-Finish Good |  | Spares | Dental Chair-Spares | Dental Equiment | Main Location | 90330000 |  |  | Gnatus | [8 empty] | 0 | 0 | 0 | 1 | 0 | [10 empty] | GN/LU/SP/S-SERIES CHAIR LIGHT ARM 41000003099
IM02782 | Dental Chair Spares-Gnatus-LU-S-Series Chair Light Arm Lower Cover-31000002561 |  |  | A Class | NOS | NOS | I-Inventory | FG-Finish Good |  | Spares | Dental Chair-Spares | Dental Equiment | Main Location | 90330000 |  |  | Gnatus | [8 empty] | 0 | 0 | 0 | 1 | 0 | [10 empty] | GN/LU/SP/S-SERIES CHAIR LIGHT ARM LOWER COVER-31000002561
IM02783 | Dental Chair Spares-Gnatus-LU-S-Series Chair Light Arm Pole 41000003083 |  |  | A Class | NOS | NOS | I-Inventory | FG-Finish Good |  | Spares | Dental Chair-Spares | Dental Equiment | Main Location | 90330000 |  |  | Gnatus | [8 empty] | 0 | 0 | 0 | 1 | 0 | [10 empty] | GN/LU/SP/S-SERIES CHAIR LIGHT ARM POLE 41000003083
IM02784 | Dental Chair Spares-Gnatus-LU-S-Series Chair Light Arm Ring-31000002521 |  |  | A Class | NOS | NOS | I-Inventory | FG-Finish Good |  | Spares | Dental Chair-Spares | Dental Equiment | Main Location | 90330000 |  |  | Gnatus | [8 empty] | 0 | 0 | 0 | 1 | 0 | [10 empty] | GN/LU/SP/S-SERIES CHAIR LIGHT ARM RING-31000002521
IM02785 | Dental Chair Spares-Gnatus-LU-S-Series Chair Light Oval Shape Cover-31000002593 |  |  | A Class | NOS | NOS | I-Inventory | FG-Finish Good |  | Spares | Dental Chair-Spares | Dental Equiment | Main Location | 90330000 |  |  | Gnatus | [8 empty] | 0 | 0 | 0 | 1 | 0 | [10 empty] | GN/LU/SP/S-SERIES CHAIR LIGHT OVAL SHAPE COVER-31000002593
IM02786 | Dental Chair Spares-Gnatus-LU-S-Series Decorative Bearing-31000002574 |  |  | A Class | NOS | NOS | I-Inventory | FG-Finish Good |  | Spares | Dental Chair-Spares | Dental Equiment | Main Location | 90330000 |  |  | Gnatus | [8 empty] | 0 | 0 | 0 | 1 | 0 | [10 empty] | GN/LU/SP/S-SERIES DECORATIVE BEARING-31000002574
IM02787 | Dental Chair Spares-Gnatus-LU-S-Series Light Arm Upper Cover 31000002562 |  |  | A Class | NOS | NOS | I-Inventory | FG-Finish Good |  | Spares | Dental Chair-Spares | Dental Equiment | Main Location | 90330000 |  |  | Gnatus | [8 empty] | 0 | 0 | 0 | 1 | 0 | [10 empty] | GN/LU/SP/S-SERIES LIGHT ARM UPPER COVER 31000002562
IM02788 | Dental Chair Spares-Gnatus-LU-Syn. Stop Glass Light Front Cover 300037080 |  |  | A Class | NOS | NOS | I-Inventory | FG-Finish Good |  | Spares | Dental Chair-Spares | Dental Equiment | Main Location | 90330000 |  |  | Gnatus | [8 empty] | 0 | 0 | 0 | 1 | 0 | [10 empty] | Gn/Lu/Sp/Syn. Stop Glass Light Front Cover 300037080
IM02789 | Dental Chair Spares-Gnatus-Delivery Unit-Over Head Arm Lock- 365004629/31000002686 |  |  | A Class | NOS | NOS | I-Inventory | FG-Finish Good |  | Spares | Dental Chair-Spares | Dental Equiment | Main Location | 90330000 |  |  | Gnatus | [8 empty] | 0 | 0 | 0 | 1 | 0 | [10 empty] | GN/DU/SP/OVER HEAD ARM LOCK- 365004629/31000002686
IM02790 | Dental Chair Spares-Gnatus-LU-Upper Top Dental Light Head 5 Ld-41000003060 |  |  | A Class | NOS | NOS | I-Inventory | FG-Finish Good |  | Spares | Dental Chair-Spares | Dental Equiment | Main Location | 90330000 |  |  | Gnatus | [8 empty] | 0 | 0 | 0 | 1 | 0 | [10 empty] | GN/LU/SP/UPPER TOP DENTAL LIGHT HEAD 5 LD-41000003060
IM02791 | Dental Chair Spares-Gnatus-LU-Upper Top Dental Light Head 5 Ld-41000003061 |  |  | A Class | NOS | NOS | I-Inventory | FG-Finish Good |  | Spares | Dental Chair-Spares | Dental Equiment | Main Location | 90330000 |  |  | Gnatus | [8 empty] | 0 | 0 | 0 | 1 | 0 | [10 empty] | GN/LU/SP/UPPER TOP DENTAL LIGHT HEAD 5 LD-41000003061
IM02792 | Dental Chair Spares-Gnatus-Main PCB Ld Max 300051069 |  |  | A Class | NOS | NOS | I-Inventory | FG-Finish Good |  | Spares | Dental Chair-Spares | Dental Equiment | Main Location | 90330000 |  |  | Gnatus | [8 empty] | 0 | 0 | 0 | 1 | 0 | [10 empty] | Gn/Ld/Sp/Main Pcb Ld Max 300051069
IM02793 | Dental Chair Spares-Gnatus-Massager Eccentric Weight 40601001205 |  |  | A Class | NOS | NOS | I-Inventory | FG-Finish Good |  | Spares | Dental Chair-Spares | Dental Equiment | Main Location | 90330000 |  |  | Gnatus | [8 empty] | 0 | 0 | 0 | 1 | 0 | [10 empty] | GN/SP/MASSAGER ECCENTRIC WEIGHT 40601001205
IM02794 | Dental Chair Spares-Gnatus-Master Circuit Braker (Mcb) 300037210 |  |  | A Class | NOS | NOS | I-Inventory | FG-Finish Good |  | Spares | Dental Chair-Spares | Dental Equiment | Main Location | 90330000 |  |  | Gnatus | [8 empty] | 0 | 0 | 0 | 1 | 0 | [10 empty] | Gn/Ms/Sp/Master Circuit Braker (Mcb) 300037210
IM02795 | Dental Chair Spares-Gnatus-Metal Bl Gl Soft Sync Uph Seat Set 901008238 |  |  | A Class | NOS | NOS | I-Inventory | FG-Finish Good |  | Spares | Dental Chair-Spares | Dental Equiment | Main Location | 90330000 |  |  | Gnatus | [8 empty] | 0 | 0 | 0 | 1 | 0 | [10 empty] | Gn/Sp/Metal BL GL Soft Sync Uph Seat Set 901008238
IM02796 | Dental Chair Spares-Gnatus-Metal Copper Pvc Laminate 1.0Mm 115090343 |  |  | A Class | NOS | NOS | I-Inventory | FG-Finish Good |  | Spares | Dental Chair-Spares | Dental Equiment | Main Location | 90330000 |  |  | Gnatus | [8 empty] | 0 | 0 | 0 | 1 | 0 | [10 empty] | Gn/Sp/Metal Copper PVC Laminate 1.0mm 115090343
IM02797 | Dental Chair Spares-Gnatus-Metal Finished Cover G4 Structure 365004773 |  |  | A Class | NOS | NOS | I-Inventory | FG-Finish Good |  | Spares | Dental Chair-Spares | Dental Equiment | Main Location | 90330000 |  |  | Gnatus | [8 empty] | 0 | 0 | 0 | 1 | 0 | [10 empty] | Gn/Sp/Metal Finished Cover G4 Structure 365004773
IM02798 | Dental Chair Spares-Gnatus-Metal Finished Cover Unit Sync G4 Structure 365004784 |  |  | A Class | NOS | NOS | I-Inventory | FG-Finish Good |  | Spares | Dental Chair-Spares | Dental Equiment | Main Location | 90330000 |  |  | Gnatus | [8 empty] | 0 | 0 | 0 | 1 | 0 | [10 empty] | Gn/Sp/Metal Finished Cover Unit Sync G4 Structure 365004784
IM02799 | Dental Chair Spares-Gnatus-Metal Pink Soft Assembly Seat Upholstery 901008239 |  |  | A Class | NOS | NOS | I-Inventory | FG-Finish Good |  | Spares | Dental Chair-Spares | Dental Equiment | Main Location | 90330000 |  |  | Gnatus | [8 empty] | 0 | 0 | 0 | 1 | 0 | [10 empty] | Gn/Sp/Metal Pink Soft Assembly Seat Upholstery 901008239
IM02800 | Dental Chair Spares-Gnatus-Microcontrol Door 906000182 |  |  | A Class | NOS | NOS | I-Inventory | FG-Finish Good |  | Spares | Dental Chair-Spares | Dental Equiment | Main Location | 90330000 |  |  | Gnatus | [8 empty] | 0 | 0 | 0 | 1 | 0 | [10 empty] | GN/SP/MICROCONTROL DOOR 906000182
IM02801 | Dental Chair Spares-Gnatus-Microcontroller Subest 906000204 |  |  | A Class | NOS | NOS | I-Inventory | FG-Finish Good |  | Spares | Dental Chair-Spares | Dental Equiment | Main Location | 90330000 |  |  | Gnatus | [8 empty] | 0 | 0 | 0 | 1 | 0 | [10 empty] | GN/SP/MICROCONTROLLER SUBEST 906000204
IM02802 | Dental Chair Spares-Gnatus-Microcontroller Subset 40906000199 |  |  | A Class | NOS | NOS | I-Inventory | FG-Finish Good |  | Spares | Dental Chair-Spares | Dental Equiment | Main Location | 90330000 |  |  | Gnatus | [8 empty] | 0 | 0 | 0 | 1 | 0 | [10 empty] | GN/SP/MICROCONTROLLER SUBSET 40906000199
IM02803 | Dental Chair Spares-Gnatus-Microcontroller Subset 906000194 |  |  | A Class | NOS | NOS | I-Inventory | FG-Finish Good |  | Spares | Dental Chair-Spares | Dental Equiment | Main Location | 90330000 |  |  | Gnatus | [8 empty] | 0 | 0 | 0 | 1 | 0 | [10 empty] | GN/SP/MICROCONTROLLER SUBSET 906000194
IM02804 | Dental Chair Spares-Gnatus-Microcontroller Subset Pci 906000151 |  |  | A Class | NOS | NOS | I-Inventory | FG-Finish Good |  | Spares | Dental Chair-Spares | Dental Equiment | Main Location | 90330000 |  |  | Gnatus | [8 empty] | 0 | 0 | 0 | 1 | 0 | [10 empty] | Gn/Sp/Microcontroller Subset PCI 906000151
IM02805 | Dental Chair Spares-Gnatus-Motorised Suction Single Solenoid Valve 907001930 |  |  | A Class | NOS | NOS | I-Inventory | FG-Finish Good |  | Spares | Dental Chair-Spares | Dental Equiment | Main Location | 90330000 |  |  | Gnatus | [8 empty] | 0 | 0 | 0 | 1 | 0 | [10 empty] | GN/SP/MOTORISED SUCTION SINGLE SOLENOID VALVE 907001930
IM02806 | Dental Chair Spares-Gnatus-Mouting Table (Camper Plane)-365004250 |  |  | A Class | NOS | NOS | I-Inventory | FG-Finish Good |  | Spares | Dental Chair-Spares | Dental Equiment | Main Location | 90330000 |  |  | Gnatus | [8 empty] | 0 | 0 | 0 | 1 | 0 | [10 empty] | Gn/Sp/Mouting Table (Camper Plane)-365004250
IM02807 | Dental Chair Spares-Gnatus-Movable Right Side Cover 365004693 |  |  | A Class | NOS | NOS | I-Inventory | FG-Finish Good |  | Spares | Dental Chair-Spares | Dental Equiment | Main Location | 90330000 |  |  | Gnatus | [8 empty] | 0 | 0 | 0 | 1 | 0 | [10 empty] | Gn/Sp/Movable Right Side Cover 365004693
IM02808 | Dental Chair Spares-Gnatus-Mp Equipo 1455 Palm Beach 31000000016 |  |  | A Class | NOS | NOS | I-Inventory | FG-Finish Good |  | Spares | Dental Chair-Spares | Dental Equiment | Main Location | 90330000 |  |  | Gnatus | [8 empty] | 0 | 0 | 0 | 1 | 0 | [10 empty] | GN/SP/MP EQUIPO 1455 PALM BEACH 31000000016
IM02809 | Dental Chair Spares-Gnatus-Mtx Lam. Navy Blue Chair Seat Upholstery 41000000177 |  |  | A Class | NOS | NOS | I-Inventory | FG-Finish Good |  | Spares | Dental Chair-Spares | Dental Equiment | Main Location | 90330000 |  |  | Gnatus | [8 empty] | 0 | 0 | 0 | 1 | 0 | [10 empty] | GN/DC/UP/MTX LAM. NAVY BLUE CHAIR SEAT UPHOLSTERY 41000000177
IM02810 | Dental Chair Spares-Gnatus-Multimedia G4 Kit Algema Cover 40607002709 |  |  | A Class | NOS | NOS | I-Inventory | FG-Finish Good |  | Spares | Dental Chair-Spares | Dental Equiment | Main Location | 90330000 |  |  | Gnatus | [8 empty] | 0 | 0 | 0 | 1 | 0 | [10 empty] | GN/DC/SP/MULTIMEDIA G4 KIT ALGEMA COVER 40607002709
IM02811 | Dental Chair Spares-Gnatus-Negatoscope Display 300053917 |  |  | A Class | NOS | NOS | I-Inventory | FG-Finish Good |  | Spares | Dental Chair-Spares | Dental Equiment | Main Location | 90330000 |  |  | Gnatus | [8 empty] | 0 | 0 | 0 | 1 | 0 | [10 empty] | GN/SP/NEGATOSCOPE DISPLAY 300053917
IM02812 | Dental Chair Spares-Gnatus-Negatoscope Display Ii 604009445 |  |  | A Class | NOS | NOS | I-Inventory | FG-Finish Good |  | Spares | Dental Chair-Spares | Dental Equiment | Main Location | 90330000 |  |  | Gnatus | [8 empty] | 0 | 0 | 0 | 1 | 0 | [10 empty] | Gn/Sp/Negatoscope Display II 604009445
IM02813 | Dental Chair Spares-Gnatus-Nut Incisal Table Gray 365004409 |  |  | A Class | NOS | NOS | I-Inventory | FG-Finish Good |  | Spares | Dental Chair-Spares | Dental Equiment | Main Location | 90330000 |  |  | Gnatus | [8 empty] | 0 | 0 | 0 | 1 | 0 | [10 empty] | Gn/Sp/Nut Incisal Table Gray 365004409
IM02814 | Dental Chair Spares-Gnatus-Nut, Steel Hex M3-30250100012 |  |  | A Class | NOS | NOS | I-Inventory | FG-Finish Good |  | Spares | Dental Chair-Spares | Dental Equiment | Main Location | 90330000 |  |  | Gnatus | [8 empty] | 0 | 0 | 0 | 1 | 0 | [10 empty] | GN/SP/NUT, STEEL HEX M3-30250100012
IM02815 | Dental Chair Spares-Gnatus-O Ring 10.94Mmx2.62Mm 355001367 |  |  | A Class | NOS | NOS | I-Inventory | FG-Finish Good |  | Spares | Dental Chair-Spares | Dental Equiment | Main Location | 90330000 |  |  | Gnatus | [8 empty] | 0 | 0 | 0 | 1 | 0 | [10 empty] | Gn/Sp/O Ring 10.94mmx2.62mm 355001367
IM02816 | Dental Chair Spares-Gnatus-O Ring 2-006 355000060 |  |  | A Class | NOS | NOS | I-Inventory | FG-Finish Good |  | Spares | Dental Chair-Spares | Dental Equiment | Main Location | 90330000 |  |  | Gnatus | [8 empty] | 0 | 0 | 0 | 1 | 0 | [10 empty] | Gn/Sp/O Ring 2-006 355000060
IM02817 | Dental Chair Spares-Gnatus-O Ring 355000718 |  |  | A Class | NOS | NOS | I-Inventory | FG-Finish Good |  | Spares | Dental Chair-Spares | Dental Equiment | Main Location | 90330000 |  |  | Gnatus | [8 empty] | 0 | 0 | 0 | 1 | 0 | [10 empty] | Gn/Sp/O Ring 355000718
IM02818 | Dental Chair Spares-Gnatus-O Ring 355001110 |  |  | A Class | NOS | NOS | I-Inventory | FG-Finish Good |  | Spares | Dental Chair-Spares | Dental Equiment | Main Location | 90330000 |  |  | Gnatus | [8 empty] | 0 | 0 | 0 | 1 | 0 | [10 empty] | Gn/Sp/O Ring 355001110
IM02819 | Dental Chair Spares-Gnatus-O Ring 6-252 355000472 |  |  | A Class | NOS | NOS | I-Inventory | FG-Finish Good |  | Spares | Dental Chair-Spares | Dental Equiment | Main Location | 90330000 |  |  | Gnatus | [8 empty] | 0 | 0 | 0 | 1 | 0 | [10 empty] | Gn/Sp/O Ring 6-252 355000472
IM02820 | Dental Chair Spares-Gnatus-O Ring 6-650 (N3000 70B) 355000547 |  |  | A Class | NOS | NOS | I-Inventory | FG-Finish Good |  | Spares | Dental Chair-Spares | Dental Equiment | Main Location | 90330000 |  |  | Gnatus | [8 empty] | 0 | 0 | 0 | 1 | 0 | [10 empty] | Gn/SP/O Ring 6-650 (N3000 70B) 355000547
IM02821 | Dental Chair Spares-Gnatus-Optical Crystal Multifaced Ii 302500193 |  |  | A Class | NOS | NOS | I-Inventory | FG-Finish Good |  | Spares | Dental Chair-Spares | Dental Equiment | Main Location | 90330000 |  |  | Gnatus | [8 empty] | 0 | 0 | 0 | 1 | 0 | [10 empty] | Gn/Sp/Optical Crystal Multifaced II 302500193
IM02822 | Dental Chair Spares-Gnatus-O-Ring 300054449 |  |  | A Class | NOS | NOS | I-Inventory | FG-Finish Good |  | Spares | Dental Chair-Spares | Dental Equiment | Main Location | 90330000 |  |  | Gnatus | [8 empty] | 0 | 0 | 0 | 1 | 0 | [10 empty] | Gn/Sp/O-Ring 300054449
IM02823 | Dental Chair Spares-Gnatus-O-Ring 603006350 |  |  | A Class | NOS | NOS | I-Inventory | FG-Finish Good |  | Spares | Dental Chair-Spares | Dental Equiment | Main Location | 90330000 |  |  | Gnatus | [8 empty] | 0 | 0 | 0 | 1 | 0 | [10 empty] | GN/SP/O-RING 603006350
IM02824 | Dental Chair Spares-Gnatus-Pci Cab Reflc G8 3 Led 603006376 |  |  | A Class | NOS | NOS | I-Inventory | FG-Finish Good |  | Spares | Dental Chair-Spares | Dental Equiment | Main Location | 90330000 |  |  | Gnatus | [8 empty] | 0 | 0 | 0 | 1 | 0 | [10 empty] | GN/SP/PCI CAB REFLC G8 3 LED 603006376
IM02825 | Dental Chair Spares-Gnatus-Pci Cabecote Reflector Sirius G8 Sensor 5(3X2) Leds 300055003 |  |  | A Class | NOS | NOS | I-Inventory | FG-Finish Good |  | Spares | Dental Chair-Spares | Dental Equiment | Main Location | 90330000 |  |  | Gnatus | [8 empty] | 0 | 0 | 0 | 1 | 0 | [10 empty] | Gn/Sp/Pci Cabecote Reflector Sirius G8 Sensor 5(3x2) Leds 300055003
IM02826 | Dental Chair Spares-Gnatus-Pci Cadeora Syn G3 G4 41000000946 |  |  | A Class | NOS | NOS | I-Inventory | FG-Finish Good |  | Spares | Dental Chair-Spares | Dental Equiment | Main Location | 90330000 |  |  | Gnatus | [8 empty] | 0 | 0 | 0 | 1 | 0 | [10 empty] | GN/DC/SP/PCI CADEORA SYN G3 G4 41000000946
IM02827 | Dental Chair Spares-Gnatus-Pci Panel Unit Water Syncrus Top 602009781 |  |  | A Class | NOS | NOS | I-Inventory | FG-Finish Good |  | Spares | Dental Chair-Spares | Dental Equiment | Main Location | 90330000 |  |  | Gnatus | [8 empty] | 0 | 0 | 0 | 1 | 0 | [10 empty] | GN/SP/PCI PANEL UNIT WATER SYNCRUS TOP 602009781
IM02828 | Dental Chair Spares-Gnatus-Pci Sen Bacia Ua 3100000013 |  |  | A Class | NOS | NOS | I-Inventory | FG-Finish Good |  | Spares | Dental Chair-Spares | Dental Equiment | Main Location | 90330000 |  |  | Gnatus | [8 empty] | 0 | 0 | 0 | 1 | 0 | [10 empty] | GN/SP/PCI SEN BACIA UA 3100000013
IM02829 | Dental Chair Spares-Gnatus-Pci Sensor Bacia Ua 31000000138 |  |  | A Class | NOS | NOS | I-Inventory | FG-Finish Good |  | Spares | Dental Chair-Spares | Dental Equiment | Main Location | 90330000 |  |  | Gnatus | [8 empty] | 0 | 0 | 0 | 1 | 0 | [10 empty] | GN/SP/PCI SENSOR BACIA UA 31000000138
IM02830 | Dental Chair Spares-GnatusPci Syncrus Pop Star Dental Chair With Sensor Hall 601001420 |  |  | A Class | NOS | NOS | I-Inventory | FG-Finish Good |  | Spares | Dental Chair-Spares | Dental Equiment | Main Location | 90330000 |  |  | Gnatus | [8 empty] | 0 | 0 | 0 | 1 | 0 | [10 empty] | Gn/Ba/Sp/Pci Syncrus Pop Star Dental Chair With Sensor Hall 601001420
IM02831 | Dental Chair Spares-Gnatus-Pci Unidade De Agua Syncrus G8 602009795 |  |  | A Class | NOS | NOS | I-Inventory | FG-Finish Good |  | Spares | Dental Chair-Spares | Dental Equiment | Main Location | 90330000 |  |  | Gnatus | [8 empty] | 0 | 0 | 0 | 1 | 0 | [10 empty] | GN/SP/PCI UNIDADE DE AGUA SYNCRUS G8 602009795
IM02832 | Dental Chair Spares-Gnatus-Persus Arm Cover 365003710 |  |  | A Class | NOS | NOS | I-Inventory | FG-Finish Good |  | Spares | Dental Chair-Spares | Dental Equiment | Main Location | 90330000 |  |  | Gnatus | [8 empty] | 0 | 0 | 0 | 1 | 0 | [10 empty] | Gn/Sp/Persus Arm Cover 365003710
IM02833 | Dental Chair Spares-Gnatus-Persus Upholsery Back Cover 601006332 |  |  | A Class | NOS | NOS | I-Inventory | FG-Finish Good |  | Spares | Dental Chair-Spares | Dental Equiment | Main Location | 90330000 |  |  | Gnatus | [8 empty] | 0 | 0 | 0 | 1 | 0 | [10 empty] | Gn/Sp/Persus Upholsery Back Cover 601006332
IM02834 | Dental Chair Spares-Gnatus-Philiphs Pan Head Steel Screw Mitopl. 3 X 8Mm 233000276 |  |  | A Class | NOS | NOS | I-Inventory | FG-Finish Good |  | Spares | Dental Chair-Spares | Dental Equiment | Main Location | 90330000 |  |  | Gnatus | [8 empty] | 0 | 0 | 0 | 1 | 0 | [10 empty] | GN/DC/SP/PHILIPHS PAN HEAD STEEL SCREW MITOPL. 3 X 8MM 233000276
IM02835 | Dental Chair Spares-Gnatus-Philips Bevel Head Steel Screw M3 X 10Mm-30230000742 |  |  | A Class | NOS | NOS | I-Inventory | FG-Finish Good |  | Spares | Dental Chair-Spares | Dental Equiment | Main Location | 90330000 |  |  | Gnatus | [8 empty] | 0 | 0 | 0 | 1 | 0 | [10 empty] | GN/SP/PHILIPS BEVEL HEAD STEEL SCREW M3 X 10MM-30230000742
IM02836 | Dental Chair Spares-Gnatus-Photo Optilight Ld Max For Equip Sync Set 997001371 |  |  | A Class | NOS | NOS | I-Inventory | FG-Finish Good |  | Spares | Dental Chair-Spares | Dental Equiment | Main Location | 90330000 |  |  | Gnatus | [8 empty] | 0 | 0 | 0 | 1 | 0 | [10 empty] | Gn/Sp/Photo Optilight LD Max for Equip Sync Set 997001371
IM02837 | Dental Chair Spares-Gnatus-Delivery Unit-Retraction Valve 300052679/300055337 |  |  | A Class | NOS | NOS | I-Inventory | FG-Finish Good |  | Spares | Dental Chair-Spares | Dental Equiment | Main Location | 90330000 |  |  | Gnatus | [8 empty] | 0 | 0 | 0 | 1 | 0 | [10 empty] | Gn/Du/Sp/Retraction Valve 300052679/300055337
IM02838 | Dental Chair Spares-Gnatus-Piston Activation Arm Subset G8 Chair 901008671 |  |  | A Class | NOS | NOS | I-Inventory | FG-Finish Good |  | Spares | Dental Chair-Spares | Dental Equiment | Main Location | 90330000 |  |  | Gnatus | [8 empty] | 0 | 0 | 0 | 1 | 0 | [10 empty] | GN/SP/PISTON ACTIVATION ARM SUBSET G8 CHAIR 901008671
IM02839 | Dental Chair Spares-Gnatus-Placa Eletronica Cad Syncrus Glx - At 41000000521 |  |  | A Class | NOS | NOS | I-Inventory | FG-Finish Good |  | Spares | Dental Chair-Spares | Dental Equiment | Main Location | 90330000 |  |  | Gnatus | [8 empty] | 0 | 0 | 0 | 1 | 0 | [10 empty] | GN/SPCJ PLACA ELETRONICA CAD SYNCRUS GLX - AT 41000000521
IM02840 | Dental Chair Spares-Gnatus-Plastic Switch 300015763 |  |  | A Class | NOS | NOS | I-Inventory | FG-Finish Good |  | Spares | Dental Chair-Spares | Dental Equiment | Main Location | 90330000 |  |  | Gnatus | [8 empty] | 0 | 0 | 0 | 1 | 0 | [10 empty] | GN/DC/SP/PLASTIC SWITCH 300015763
IM02841 | Dental Chair Spares-Gnatus-Plug Abnt 3 Pins 10A 300053366 |  |  | A Class | NOS | NOS | I-Inventory | FG-Finish Good |  | Spares | Dental Chair-Spares | Dental Equiment | Main Location | 90330000 |  |  | Gnatus | [8 empty] | 0 | 0 | 0 | 1 | 0 | [10 empty] | Gn/Sp/Plug Abnt 3 Pins 10A 300053366
IM02842 | Dental Chair Spares-Gnatus-Porca Plast Itw 41.0121.00-2 Activas 250000262 |  |  | A Class | NOS | NOS | I-Inventory | FG-Finish Good |  | Spares | Dental Chair-Spares | Dental Equiment | Main Location | 90330000 |  |  | Gnatus | [8 empty] | 0 | 0 | 0 | 1 | 0 | [10 empty] | GN/DC/SP/PORCA PLAST ITW 41.0121.00-2 ACTIVAS 250000262
IM02843 | Dental Chair Spares-Gnatus-Power Adopter 300042600 |  |  | A Class | NOS | NOS | I-Inventory | FG-Finish Good |  | Spares | Dental Chair-Spares | Dental Equiment | Main Location | 90330000 |  |  | Gnatus | [8 empty] | 0 | 0 | 0 | 1 | 0 | [10 empty] | Gn/Ld/Sp/Power Adopter 300042600
IM02844 | Dental Chair Spares-Gnatus-Delivery Unit-S/C Valvula Bap P/3 Aro C/Chip Blower-41000003411 |  |  | A Class | NOS | NOS | I-Inventory | FG-Finish Good |  | Spares | Dental Chair-Spares | Dental Equiment | Main Location | 90330000 |  |  | Gnatus | [8 empty] | 0 | 0 | 0 | 1 | 0 | [10 empty] | GN/DU/SP/S/C VALVULA BAP P/3 ARO C/CHIP BLOWER-41000003411
IM02845 | Dental Chair Spares-Gnatus-Printed Circuit Board Micromotor Adapter 604006429 |  |  | A Class | NOS | NOS | I-Inventory | FG-Finish Good |  | Spares | Dental Chair-Spares | Dental Equiment | Main Location | 90330000 |  |  | Gnatus | [8 empty] | 0 | 0 | 0 | 1 | 0 | [10 empty] | Gn/Sp/Printed Circuit Board Micromotor Adapter 604006429
IM02846 | Dental Chair Spares-Gnatus-Delivery Unit-S200/300 Delivery Unit Cover Base Frame-41000003214 |  |  | A Class | NOS | NOS | I-Inventory | FG-Finish Good |  | Spares | Dental Chair-Spares | Dental Equiment | Main Location | 90330000 |  |  | Gnatus | [8 empty] | 0 | 0 | 0 | 1 | 0 | [10 empty] | GN/DU/SP/S200/300 DELIVERY UNIT COVER BASE FRAME-41000003214
IM02847 | Dental Chair Spares-Gnatus-Pump Base Bio Vac-Ii 707001567 |  |  | A Class | NOS | NOS | I-Inventory | FG-Finish Good |  | Spares | Dental Chair-Spares | Dental Equiment | Main Location | 90330000 |  |  | Gnatus | [8 empty] | 0 | 0 | 0 | 1 | 0 | [10 empty] | Gn/Sp/Pump Base Bio Vac-II 707001567
IM02848 | Dental Chair Spares-Gnatus-Pvc Laminated Light Blue 31000000376 |  |  | A Class | NOS | NOS | I-Inventory | FG-Finish Good |  | Spares | Dental Chair-Spares | Dental Equiment | Main Location | 90330000 |  |  | Gnatus | [8 empty] | 0 | 0 | 0 | 1 | 0 | [10 empty] | GN/SP/PVC LAMINATED LIGHT BLUE 31000000376
IM02849 | Dental Chair Spares-Gnatus-Reach Kit Syncrus Inova New Water Unit 15992001764 |  |  | A Class | NOS | NOS | I-Inventory | FG-Finish Good |  | Spares | Dental Chair-Spares | Dental Equiment | Main Location | 90330000 |  |  | Gnatus | [8 empty] | 0 | 0 | 0 | 1 | 0 | [10 empty] | GN/DC/SP/REACH KIT SYNCRUS INOVA NEW WATER UNIT 15992001764
IM02850 | Dental Chair Spares-Gnatus-Delivery Unit-S200/S300 Chair Seat Finished Cover-31000002496 |  |  | A Class | NOS | NOS | I-Inventory | FG-Finish Good |  | Spares | Dental Chair-Spares | Dental Equiment | Main Location | 90330000 |  |  | Gnatus | [8 empty] | 0 | 0 | 0 | 1 | 0 | [10 empty] | GN/DU/SP/S200/S300 CHAIR SEAT FINISHED COVER-31000002496
IM02851 | Dental Chair Spares-Gnatus-Reflector Diffuser X-Ray Viewer 300054210 |  |  | A Class | NOS | NOS | I-Inventory | FG-Finish Good |  | Spares | Dental Chair-Spares | Dental Equiment | Main Location | 90330000 |  |  | Gnatus | [8 empty] | 0 | 0 | 0 | 1 | 0 | [10 empty] | GN/DC/SP/REFLECTOR DIFFUSER X-RAY VIEWER 300054210
IM02852 | Dental Chair Spares-Gnatus-Reflector Led Power Supply 32000000003 |  |  | A Class | NOS | NOS | I-Inventory | FG-Finish Good |  | Spares | Dental Chair-Spares | Dental Equiment | Main Location | 90330000 |  |  | Gnatus | [8 empty] | 0 | 0 | 0 | 1 | 0 | [10 empty] | GN/SP/REFLECTOR LED POWER SUPPLY 32000000003
IM02853 | Dental Chair Spares-Gnatus-Reflector Led Sensor 3 Subset 903001878 |  |  | A Class | NOS | NOS | I-Inventory | FG-Finish Good |  | Spares | Dental Chair-Spares | Dental Equiment | Main Location | 90330000 |  |  | Gnatus | [8 empty] | 0 | 0 | 0 | 1 | 0 | [10 empty] | Gn/Sp/Reflector Led Sensor 3 Subset 903001878
IM02854 | Dental Chair Spares-Gnatus-Retaining Ring Rs-7 For Shift-80 Un 30287000021 |  |  | A Class | NOS | NOS | I-Inventory | FG-Finish Good |  | Spares | Dental Chair-Spares | Dental Equiment | Main Location | 90330000 |  |  | Gnatus | [8 empty] | 0 | 0 | 0 | 1 | 0 | [10 empty] | GN/DC/SP/RETAINING RING RS-7 FOR SHIFT-80 UN 30287000021
IM02855 | Dental Chair Spares-Gnatus-Retention Ring For Axle 501.021 287000346 |  |  | A Class | NOS | NOS | I-Inventory | FG-Finish Good |  | Spares | Dental Chair-Spares | Dental Equiment | Main Location | 90330000 |  |  | Gnatus | [8 empty] | 0 | 0 | 0 | 1 | 0 | [10 empty] | GN/DC/SP/RETENTION RING FOR AXLE 501.021 287000346
IM02856 | Dental Chair Spares-Gnatus-Delivery Unit-S-400/S-500 Delivery Unit Upper Cover-31000002682 |  |  | A Class | NOS | NOS | I-Inventory | FG-Finish Good |  | Spares | Dental Chair-Spares | Dental Equiment | Main Location | 90330000 |  |  | Gnatus | [8 empty] | 0 | 0 | 0 | 1 | 0 | [10 empty] | GN/DU/SP/S-400/S-500 DELIVERY UNIT UPPER COVER-31000002682
IM02857 | Dental Chair Spares-Gnatus-Right Side Ii Cover Syncrus G8 Dent Ch 40601000325 |  |  | A Class | NOS | NOS | I-Inventory | FG-Finish Good |  | Spares | Dental Chair-Spares | Dental Equiment | Main Location | 90330000 |  |  | Gnatus | [8 empty] | 0 | 0 | 0 | 1 | 0 | [10 empty] | GN/SP/RIGHT SIDE II COVER SYNCRUS G8 DENT CH 40601000325
IM02858 | Dental Chair Spares-Gnatus-Rubber Ring 30300054885 |  |  | A Class | NOS | NOS | I-Inventory | FG-Finish Good |  | Spares | Dental Chair-Spares | Dental Equiment | Main Location | 90330000 |  |  | Gnatus | [8 empty] | 0 | 0 | 0 | 1 | 0 | [10 empty] | GN/SP/RUBBER RING 30300054885
IM02859 | Dental Chair Spares-Gnatus-Delivery Unit-S-500 S/C Valvula Bap P/ 3 Aro C/ Spray 41000003333 |  |  | A Class | NOS | NOS | I-Inventory | FG-Finish Good |  | Spares | Dental Chair-Spares | Dental Equiment | Main Location | 90330000 |  |  | Gnatus | [8 empty] | 0 | 0 | 0 | 1 | 0 | [10 empty] | GN/DU/SP/S-500 S/C VALVULA BAP P/ 3 ARO C/ SPRAY 41000003333
IM02860 | Dental Chair Spares-Gnatus-Delivery Unit-Sp 3Way Tubing 361000530/31000003306 |  |  | A Class | NOS | NOS | I-Inventory | FG-Finish Good |  | Spares | Dental Chair-Spares | Dental Equiment | Main Location | 90330000 |  |  | Gnatus | [8 empty] | 0 | 0 | 0 | 1 | 0 | [10 empty] | GN/DU/SP 3WAY TUBING 361000530/31000003306
IM02861 | Dental Chair Spares-Gnatus-Delivery Unit-Storus D/U Handpiece Stand Pad |  |  | A Class | NOS | NOS | I-Inventory | FG-Finish Good |  | Spares | Dental Chair-Spares | Dental Equiment | Main Location | 90330000 |  |  | Gnatus | [8 empty] | 0 | 0 | 0 | 1 | 0 | [10 empty] | Gn/Du/Sp/Storus D/U Handpiece Stand Pad
IM02862 | Dental Chair Spares-Gnatus-Delivery Unit-Super Gold D/U Lower Cover 604006020 |  |  | A Class | NOS | NOS | I-Inventory | FG-Finish Good |  | Spares | Dental Chair-Spares | Dental Equiment | Main Location | 90330000 |  |  | Gnatus | [8 empty] | 0 | 0 | 0 | 1 | 0 | [10 empty] | Gn/Du/Sp/Super Gold D/U Lower Cover 604006020
IM02863 | Dental Chair Spares-Gnatus-Delivery Unit-Top Chair Sticker 300044070/300050594 |  |  | A Class | NOS | NOS | I-Inventory | FG-Finish Good |  | Spares | Dental Chair-Spares | Dental Equiment | Main Location | 90330000 |  |  | Gnatus | [8 empty] | 0 | 0 | 0 | 1 | 0 | [10 empty] | Gn/Du/Sp/Top Chair Sticker 300044070/300050594
IM02864 | Dental Chair Spares-Gnatus-Delivery Unit-W/U Lower Cover 702000956 |  |  | A Class | NOS | NOS | I-Inventory | FG-Finish Good |  | Spares | Dental Chair-Spares | Dental Equiment | Main Location | 90330000 |  |  | Gnatus | [8 empty] | 0 | 0 | 0 | 1 | 0 | [10 empty] | GN/DU/SP/W/U LOWER COVER 702000956
IM02865 | Dental Chair Spares-Gnatus-Delivery Unit-Washer Steel 1/8 280000014 |  |  | A Class | NOS | NOS | I-Inventory | FG-Finish Good |  | Spares | Dental Chair-Spares | Dental Equiment | Main Location | 90330000 |  |  | Gnatus | [8 empty] | 0 | 0 | 0 | 1 | 0 | [10 empty] | Gn/Du/SP/Washer Steel 1/8 280000014
IM02866 | Dental Chair Spares-Gnatus-S200F Extra Air Rotor Point |  |  | A Class | NOS | NOS | I-Inventory | FG-Finish Good |  | Spares | Dental Chair-Spares | Dental Equiment | Main Location | 90330000 |  |  | Gnatus | [8 empty] | 0 | 0 | 0 | 1 | 0 | [10 empty] | GN/DC/SP/S200F EXTRA AIR ROTOR POINT
IM02867 | Dental Chair Spares-Gnatus-Sc Base Ii Card Sync Glx Pedal 701002907 |  |  | A Class | NOS | NOS | I-Inventory | FG-Finish Good |  | Spares | Dental Chair-Spares | Dental Equiment | Main Location | 90330000 |  |  | Gnatus | [8 empty] | 0 | 0 | 0 | 1 | 0 | [10 empty] | Gn/Sp/Sc Base II Card Sync GLX Pedal 701002907
IM02868 | Dental Chair Spares-Gnatus-Screw 220000660 |  |  | A Class | NOS | NOS | I-Inventory | FG-Finish Good |  | Spares | Dental Chair-Spares | Dental Equiment | Main Location | 90330000 |  |  | Gnatus | [8 empty] | 0 | 0 | 0 | 1 | 0 | [10 empty] | GN/DC/SP/SCREW 220000660
IM02869 | Dental Chair Spares-Gnatus-Screw 230000467 |  |  | A Class | NOS | NOS | I-Inventory | FG-Finish Good |  | Spares | Dental Chair-Spares | Dental Equiment | Main Location | 90330000 |  |  | Gnatus | [8 empty] | 0 | 0 | 0 | 1 | 0 | [10 empty] | GN/DC/SP/SCREW 230000467
IM02870 | Dental Chair Spares-Gnatus-Screw 231000064 |  |  | A Class | NOS | NOS | I-Inventory | FG-Finish Good |  | Spares | Dental Chair-Spares | Dental Equiment | Main Location | 90330000 |  |  | Gnatus | [8 empty] | 0 | 0 | 0 | 1 | 0 | [10 empty] | GN/DC/SP/SCREW 231000064
IM02871 | Dental Chair Spares-Gnatus-Screw 236000050 |  |  | A Class | NOS | NOS | I-Inventory | FG-Finish Good |  | Spares | Dental Chair-Spares | Dental Equiment | Main Location | 90330000 |  |  | Gnatus | [8 empty] | 0 | 0 | 0 | 1 | 0 | [10 empty] | GN/DC/SP/SCREW 236000050
IM02872 | Dental Chair Spares-Gnatus-Screw 240000298 |  |  | A Class | NOS | NOS | I-Inventory | FG-Finish Good |  | Spares | Dental Chair-Spares | Dental Equiment | Main Location | 90330000 |  |  | Gnatus | [8 empty] | 0 | 0 | 0 | 1 | 0 | [10 empty] | GN/DC/SP/SCREW 240000298
IM02873 | Dental Chair Spares-Gnatus-Screw 280000039 |  |  | A Class | NOS | NOS | I-Inventory | FG-Finish Good |  | Spares | Dental Chair-Spares | Dental Equiment | Main Location | 90330000 |  |  | Gnatus | [8 empty] | 0 | 0 | 0 | 1 | 0 | [10 empty] | GN/DC/SP/SCREW 280000039
IM02874 | Dental Chair Spares-Gnatus-Screw 601006820 |  |  | A Class | NOS | NOS | I-Inventory | FG-Finish Good |  | Spares | Dental Chair-Spares | Dental Equiment | Main Location | 90330000 |  |  | Gnatus | [8 empty] | 0 | 0 | 0 | 1 | 0 | [10 empty] | Gn/Sp/Screw 601006820
IM02875 | Dental Chair Spares-Gnatus-Screw 609000032 |  |  | A Class | NOS | NOS | I-Inventory | FG-Finish Good |  | Spares | Dental Chair-Spares | Dental Equiment | Main Location | 90330000 |  |  | Gnatus | [8 empty] | 0 | 0 | 0 | 1 | 0 | [10 empty] | Gn/Sp/Screw 609000032
IM02876 | Dental Chair Spares-Gnatus-Screw Cap 365002589 |  |  | A Class | NOS | NOS | I-Inventory | FG-Finish Good |  | Spares | Dental Chair-Spares | Dental Equiment | Main Location | 90330000 |  |  | Gnatus | [8 empty] | 0 | 0 | 0 | 1 | 0 | [10 empty] | Gn/Sp/Screw Cap 365002589
IM02877 | Dental Chair Spares-Gnatus-Screw Steel Philiphs Flat Mitop Head 2,2 X 8Mm 233000110 |  |  | A Class | NOS | NOS | I-Inventory | FG-Finish Good |  | Spares | Dental Chair-Spares | Dental Equiment | Main Location | 90330000 |  |  | Gnatus | [8 empty] | 0 | 0 | 0 | 1 | 0 | [10 empty] | Gn/dc/Sp/Screw Steel Philiphs Flat Mitop Head 2,2 x 8mm 233000110
IM02878 | Dental Chair Spares-Gnatus-Screw Steel Philiphs Flmiopl. Head 3,5 X 16Mm 233000230 |  |  | A Class | NOS | NOS | I-Inventory | FG-Finish Good |  | Spares | Dental Chair-Spares | Dental Equiment | Main Location | 90330000 |  |  | Gnatus | [8 empty] | 0 | 0 | 0 | 1 | 0 | [10 empty] | Gn/dc/Sp/Screw Steel Philiphs Flmiopl. Head 3,5 x 16mm 233000230
IM02879 | Dental Chair Spares-Gnatus-Screw Steel Phill Flat Head 230000730 |  |  | A Class | NOS | NOS | I-Inventory | FG-Finish Good |  | Spares | Dental Chair-Spares | Dental Equiment | Main Location | 90330000 |  |  | Gnatus | [8 empty] | 0 | 0 | 0 | 1 | 0 | [10 empty] | GN/DC/SP/SCREW STEEL PHILL FLAT HEAD 230000730
IM02880 | Dental Chair Spares-Gnatus-Screw Steel Phill Flat Mitop Head 4X16Mm 233000100 |  |  | A Class | NOS | NOS | I-Inventory | FG-Finish Good |  | Spares | Dental Chair-Spares | Dental Equiment | Main Location | 90330000 |  |  | Gnatus | [8 empty] | 0 | 0 | 0 | 1 | 0 | [10 empty] | GN/DC/SP/SCREW STEEL PHILL FLAT MITOP HEAD 4X16MM 233000100
IM02881 | Dental Chair Spares-Gnatus-Seat Bearing Ii Cover Syncrus G8 Dent Ch 601000330 |  |  | A Class | NOS | NOS | I-Inventory | FG-Finish Good |  | Spares | Dental Chair-Spares | Dental Equiment | Main Location | 90330000 |  |  | Gnatus | [8 empty] | 0 | 0 | 0 | 1 | 0 | [10 empty] | GN/SP/SEAT BEARING II COVER SYNCRUS G8 DENT CH 601000330
IM02882 | Dental Chair Spares-Gnatus-Seat Massager Subset 40901008509 |  |  | A Class | NOS | NOS | I-Inventory | FG-Finish Good |  | Spares | Dental Chair-Spares | Dental Equiment | Main Location | 90330000 |  |  | Gnatus | [8 empty] | 0 | 0 | 0 | 1 | 0 | [10 empty] | GN/SP/SEAT MASSAGER SUBSET 40901008509
IM02883 | Dental Chair Spares-Gnatus-Seat Massager With Harness 40901008621 |  |  | A Class | NOS | NOS | I-Inventory | FG-Finish Good |  | Spares | Dental Chair-Spares | Dental Equiment | Main Location | 90330000 |  |  | Gnatus | [8 empty] | 0 | 0 | 0 | 1 | 0 | [10 empty] | GN/SP/SEAT MASSAGER WITH HARNESS 40901008621
IM02884 | Dental Chair Spares-Gnatus-Seat Uphols Wat Green-17At |  |  | A Class | NOS | NOS | I-Inventory | FG-Finish Good |  | Spares | Dental Chair-Spares | Dental Equiment | Main Location | 90330000 |  |  | Gnatus | [8 empty] | 0 | 0 | 0 | 1 | 0 | [10 empty] | GN/SP/SEAT UPHOLS WAT GREEN-17AT
IM02885 | Dental Chair Spares-Gnatus-Seat Upholsery With Backrest 16000000816 |  |  | A Class | NOS | NOS | I-Inventory | FG-Finish Good |  | Spares | Dental Chair-Spares | Dental Equiment | Main Location | 90330000 |  |  | Gnatus | [8 empty] | 0 | 0 | 0 | 1 | 0 | [10 empty] | GN/SP/SEAT UPHOLSERY WITH BACKREST 16000000816
IM02886 | Dental Chair Spares-Gnatus-Sensor Printed Circuit Board Sirius Sensor Dental Light 300055011 |  |  | A Class | NOS | NOS | I-Inventory | FG-Finish Good |  | Spares | Dental Chair-Spares | Dental Equiment | Main Location | 90330000 |  |  | Gnatus | [8 empty] | 0 | 0 | 0 | 1 | 0 | [10 empty] | Gn/Sp/Sensor Printed Circuit Board Sirius Sensor Dental Light 300055011
IM02887 | Dental Chair Spares-Gnatus-Set Back Trim Torax Syn. Gl Gel Metal Red Plastic 901008338 |  |  | A Class | NOS | NOS | I-Inventory | FG-Finish Good |  | Spares | Dental Chair-Spares | Dental Equiment | Main Location | 90330000 |  |  | Gnatus | [8 empty] | 0 | 0 | 0 | 1 | 0 | [10 empty] | Gn/Sp/Set back Trim Torax Syn. GL Gel Metal Red Plastic 901008338
IM02888 | Dental Chair Spares-Gnatus-Set Seat Trim Syncrus Gl Blue Soft Cel Plast 901008357 |  |  | A Class | NOS | NOS | I-Inventory | FG-Finish Good |  | Spares | Dental Chair-Spares | Dental Equiment | Main Location | 90330000 |  |  | Gnatus | [8 empty] | 0 | 0 | 0 | 1 | 0 | [10 empty] | GN/SP/SET SEAT TRIM SYNCRUS GL BLUE SOFT CEL PLAST 901008357
IM02889 | Dental Chair Spares-Gnatus-Set Seat Trim Syncrus Metal Red Plastic 901008336 |  |  | A Class | NOS | NOS | I-Inventory | FG-Finish Good |  | Spares | Dental Chair-Spares | Dental Equiment | Main Location | 90330000 |  |  | Gnatus | [8 empty] | 0 | 0 | 0 | 1 | 0 | [10 empty] | Gn/SP/SET SEAT TRIM SYNCRUS METAL RED PLASTIC 901008336
IM02890 | Dental Chair Spares-Gnatus-Delivery Unit-Water Unit Nut/Lock 607002340 |  |  | A Class | NOS | NOS | I-Inventory | FG-Finish Good |  | Spares | Dental Chair-Spares | Dental Equiment | Main Location | 90330000 |  |  | Gnatus | [8 empty] | 0 | 0 | 0 | 1 | 0 | [10 empty] | Gn/Du/Sp/Water Unit Nut/Lock 607002340
IM02891 | Dental Chair Spares-GnatusDental Chair Retractable Arm Kit Top/S-Gold 991003895 |  |  | A Class | NOS | NOS | I-Inventory | FG-Finish Good |  | Spares | Dental Chair-Spares | Dental Equiment | Main Location | 90330000 |  |  | Gnatus | [8 empty] | 0 | 0 | 0 | 1 | 0 | [10 empty] | Gn/Ba/Sp/Dental Chair Retractable Arm Kit Top/S-Gold 991003895
IM02892 | Dental Chair Spares-Gnatus-Sirius G8 Dent Lig Head Set Sensor 3 Led 993001167 |  |  | A Class | NOS | NOS | I-Inventory | FG-Finish Good |  | Spares | Dental Chair-Spares | Dental Equiment | Main Location | 90330000 |  |  | Gnatus | [8 empty] | 0 | 0 | 0 | 1 | 0 | [10 empty] | GN/SP/SIRIUS G8 DENT LIG HEAD SET SENSOR 3 LED 993001167
IM02893 | Dental Chair Spares-Gnatus-Sj5027 P 3M Rubber Foot 300009291 |  |  | A Class | NOS | NOS | I-Inventory | FG-Finish Good |  | Spares | Dental Chair-Spares | Dental Equiment | Main Location | 90330000 |  |  | Gnatus | [8 empty] | 0 | 0 | 0 | 1 | 0 | [10 empty] | GN/DC/SP/SJ5027 P 3M RUBBER FOOT 300009291
IM02894 | Dental Chair Spares-Gnatus-Sliding Bushing Top Delivery Unit Column 300054291 |  |  | A Class | NOS | NOS | I-Inventory | FG-Finish Good |  | Spares | Dental Chair-Spares | Dental Equiment | Main Location | 90330000 |  |  | Gnatus | [8 empty] | 0 | 0 | 0 | 1 | 0 | [10 empty] | Gn/Sp/Sliding Bushing Top Delivery Unit Column 300054291
IM02895 | Dental Chair Spares-Gnatus-Sliding Plate Guide Backrest I Sync Ch 365004331 |  |  | A Class | NOS | NOS | I-Inventory | FG-Finish Good |  | Spares | Dental Chair-Spares | Dental Equiment | Main Location | 90330000 |  |  | Gnatus | [8 empty] | 0 | 0 | 0 | 1 | 0 | [10 empty] | GN/SP/SLIDING PLATE GUIDE BACKREST I SYNC CH 365004331
IM02896 | Dental Chair Spares-Gnatus-Small O Ring 355000052 |  |  | A Class | NOS | NOS | I-Inventory | FG-Finish Good |  | Spares | Dental Chair-Spares | Dental Equiment | Main Location | 90330000 |  |  | Gnatus | [8 empty] | 0 | 0 | 0 | 1 | 0 | [10 empty] | Gn/Sp/Small O Ring 355000052
IM02897 | Dental Chair Spares-Gnatus-Female Connection W/Thread Panel For Hose 3,4Mm 365004722 |  |  | A Class | NOS | NOS | I-Inventory | FG-Finish Good |  | Spares | Dental Chair-Spares | Dental Equiment | Main Location | 90330000 |  |  | Gnatus | [8 empty] | 0 | 0 | 0 | 1 | 0 | [10 empty] | Gn/Sp/Female Connection W/Thread Panel for Hose 3,4mm 365004722
IM02898 | Dental Chair Spares-GnatusFixed Arm Syncrus Glx/Gl (Gray) Dental Chair Left Arm 991004087 |  |  | A Class | NOS | NOS | I-Inventory | FG-Finish Good |  | Spares | Dental Chair-Spares | Dental Equiment | Main Location | 90330000 |  |  | Gnatus | [8 empty] | 0 | 0 | 0 | 1 | 0 | [10 empty] | Gn/Ba/Sp/Fixed Arm Syncrus GLX/GL (Gray) Dental Chair Left Arm 991004087
IM02899 | Dental Chair Spares-Gnatus-Spitoon Body 365004702 |  |  | A Class | NOS | NOS | I-Inventory | FG-Finish Good |  | Spares | Dental Chair-Spares | Dental Equiment | Main Location | 90330000 |  |  | Gnatus | [8 empty] | 0 | 0 | 0 | 1 | 0 | [10 empty] | Gn/Sp/Spitoon Body 365004702
IM02900 | Dental Chair Spares-Gnatus-Spitoon O Ring 365002105 |  |  | A Class | NOS | NOS | I-Inventory | FG-Finish Good |  | Spares | Dental Chair-Spares | Dental Equiment | Main Location | 90330000 |  |  | Gnatus | [8 empty] | 0 | 0 | 0 | 1 | 0 | [10 empty] | Gn/Sp/Spitoon O Ring 365002105
IM02901 | Dental Chair Spares-Gnatus-Spray Tip Subset Injected Syringe 604006408 |  |  | A Class | NOS | NOS | I-Inventory | FG-Finish Good |  | Spares | Dental Chair-Spares | Dental Equiment | Main Location | 90330000 |  |  | Gnatus | [8 empty] | 0 | 0 | 0 | 1 | 0 | [10 empty] | Gn/Sp/Spray Tip Subset Injected Syringe 604006408
IM02902 | Dental Chair Spares-Gnatus-Spring Pin Activater Syringe Ii 385001242 |  |  | A Class | NOS | NOS | I-Inventory | FG-Finish Good |  | Spares | Dental Chair-Spares | Dental Equiment | Main Location | 90330000 |  |  | Gnatus | [8 empty] | 0 | 0 | 0 | 1 | 0 | [10 empty] | Gn/Sp/Spring Pin Activater Syringe II 385001242
IM02903 | Dental Chair Spares-Gnatus-S-Series Chair Main PCB Metal Cover-41000003587 |  |  | A Class | NOS | NOS | I-Inventory | FG-Finish Good |  | Spares | Dental Chair-Spares | Dental Equiment | Main Location | 90330000 |  |  | Gnatus | [8 empty] | 0 | 0 | 0 | 1 | 0 | [10 empty] | Gn/Sp/S-SERIES CHAIR MAIN PCB METAL COVER-41000003587
IM02904 | Dental Chair Spares-Gnatus-S-Series Chair Suction Holder With Suction Switch-31000002666 |  |  | A Class | NOS | NOS | I-Inventory | FG-Finish Good |  | Spares | Dental Chair-Spares | Dental Equiment | Main Location | 90330000 |  |  | Gnatus | [8 empty] | 0 | 0 | 0 | 1 | 0 | [10 empty] | GN/DC/SP/S-SERIES CHAIR SUCTION HOLDER WITH SUCTION SWITCH-31000002666
IM02905 | Dental Chair Spares-Gnatus-S-Series Chair Up Down Motor 41000003080 |  |  | A Class | NOS | NOS | I-Inventory | FG-Finish Good |  | Spares | Dental Chair-Spares | Dental Equiment | Main Location | 90330000 |  |  | Gnatus | [8 empty] | 0 | 0 | 0 | 1 | 0 | [10 empty] | Gn/Sp/S-SERIES CHAIR Up Down Motor 41000003080
IM02906 | Dental Chair Spares-Gnatus-Foot Control Spring 385000130/385001210 |  |  | A Class | NOS | NOS | I-Inventory | FG-Finish Good |  | Spares | Dental Chair-Spares | Dental Equiment | Main Location | 90330000 |  |  | Gnatus | [8 empty] | 0 | 0 | 0 | 1 | 0 | [10 empty] | Gn/Sp/Foot Control Spring 385000130/385001210
IM02907 | Dental Chair Spares-Gnatus-St. Nozzle 300020493 |  |  | A Class | NOS | NOS | I-Inventory | FG-Finish Good |  | Spares | Dental Chair-Spares | Dental Equiment | Main Location | 90330000 |  |  | Gnatus | [8 empty] | 0 | 0 | 0 | 1 | 0 | [10 empty] | GN/DC/SP/ST. NOZZLE 300020493
IM02908 | Dental Chair Spares-Gnatus-Sticker Curing Light Ld Max 300051068 |  |  | A Class | NOS | NOS | I-Inventory | FG-Finish Good |  | Spares | Dental Chair-Spares | Dental Equiment | Main Location | 90330000 |  |  | Gnatus | [8 empty] | 0 | 0 | 0 | 1 | 0 | [10 empty] | Gn/Ld/Sp/Sticker Curing Light Ld Max 300051068
IM02909 | Dental Chair Spares-Gnatus-Stool Back Upholsery Backrest Accessories |  |  | A Class | NOS | NOS | I-Inventory | FG-Finish Good |  | Spares | Dental Chair-Spares | Dental Equiment | Main Location | 90330000 |  |  | Gnatus | [8 empty] | 0 | 0 | 0 | 1 | 0 | [10 empty] | GN/ST/SP/STOOL BACK UPHOLSERY BACKREST ACCESSORIES
IM02910 | Dental Chair Spares-Gnatus-Stool Backrest Soft Mtx Silver-30 At 16000000951 |  |  | A Class | NOS | NOS | I-Inventory | FG-Finish Good |  | Spares | Dental Chair-Spares | Dental Equiment | Main Location | 90330000 |  |  | Gnatus | [8 empty] | 0 | 0 | 0 | 1 | 0 | [10 empty] | GN/ST/SP STOOL BACKREST SOFT MTX SILVER-30 AT 16000000951
IM02911 | Dental Chair Spares-Gnatus-Stool Backrest Upholsery 41000000668 |  |  | A Class | NOS | NOS | I-Inventory | FG-Finish Good |  | Spares | Dental Chair-Spares | Dental Equiment | Main Location | 90330000 |  |  | Gnatus | [8 empty] | 0 | 0 | 0 | 1 | 0 | [10 empty] | GN/ST/SP/STOOL BACKREST UPHOLSERY 41000000668
IM02912 | Dental Chair Spares-Gnatus-Straight Connection For Hose 1.6Mm 365004593 |  |  | A Class | NOS | NOS | I-Inventory | FG-Finish Good |  | Spares | Dental Chair-Spares | Dental Equiment | Main Location | 90330000 |  |  | Gnatus | [8 empty] | 0 | 0 | 0 | 1 | 0 | [10 empty] | Gn/Sp/Straight Connection for Hose 1.6mm 365004593
IM02913 | Dental Chair Spares-Gnatus-G3- Gnatus Chair Backrest Uphl G3 New/G3 Plus L . Green 36 |  |  | A Class | NOS | NOS | I-Inventory | FG-Finish Good |  | Spares | Dental Chair-Spares | Dental Equiment | Main Location | 90330000 |  |  | Gnatus | [8 empty] | 0 | 0 | 0 | 1 | 0 | [10 empty] | GN/DC/UP/G3/ GNATUS CHAIR BACKREST UPHL G3 NEW/G3 PLUS L . GREEN 36
IM02914 | Dental Chair Spares-Gnatus-Subassemb Supp Fixing Syncrus L Alcance 40702001964 |  |  | A Class | NOS | NOS | I-Inventory | FG-Finish Good |  | Spares | Dental Chair-Spares | Dental Equiment | Main Location | 90330000 |  |  | Gnatus | [8 empty] | 0 | 0 | 0 | 1 | 0 | [10 empty] | GN/SP/SUBASSEMB SUPP FIXING SYNCRUS L ALCANCE 40702001964
IM02915 | Dental Chair Spares-Gnatus-Subassembly Electro Valve 904004620 |  |  | A Class | NOS | NOS | I-Inventory | FG-Finish Good |  | Spares | Dental Chair-Spares | Dental Equiment | Main Location | 90330000 |  |  | Gnatus | [8 empty] | 0 | 0 | 0 | 1 | 0 | [10 empty] | Gn/Sp/Subassembly Electro Valve 904004620
IM02916 | Dental Chair Spares-Gnatus-G3- Gnatus Chair Headrest Uphl G3 New/G3 Plus L . Green 36 |  |  | A Class | NOS | NOS | I-Inventory | FG-Finish Good |  | Spares | Dental Chair-Spares | Dental Equiment | Main Location | 90330000 |  |  | Gnatus | [8 empty] | 0 | 0 | 0 | 1 | 0 | [10 empty] | GN/DC/UP/G3/ GNATUS CHAIR HEADREST UPHL G3 NEW/G3 PLUS L . GREEN 36
IM02917 | Dental Chair Spares-Gnatus-Subset Microcontroler Pic 40906000191 |  |  | A Class | NOS | NOS | I-Inventory | FG-Finish Good |  | Spares | Dental Chair-Spares | Dental Equiment | Main Location | 90330000 |  |  | Gnatus | [8 empty] | 0 | 0 | 0 | 1 | 0 | [10 empty] | GN/SP/SUBSET MICROCONTROLER PIC 40906000191
IM02918 | Dental Chair Spares-Gnatus-Subset Microcontroller Pic 40906000145 |  |  | A Class | NOS | NOS | I-Inventory | FG-Finish Good |  | Spares | Dental Chair-Spares | Dental Equiment | Main Location | 90330000 |  |  | Gnatus | [8 empty] | 0 | 0 | 0 | 1 | 0 | [10 empty] | GN/DC/SP/SUBSET MICROCONTROLLER PIC 40906000145
IM02919 | Dental Chair Spares-Gnatus-Subset Suctorian Body Ii Without Regulations-902003298 |  |  | A Class | NOS | NOS | I-Inventory | FG-Finish Good |  | Spares | Dental Chair-Spares | Dental Equiment | Main Location | 90330000 |  |  | Gnatus | [8 empty] | 0 | 0 | 0 | 1 | 0 | [10 empty] | Gn/SP/Subset Suctorian Body Ii Without Regulations-902003298
IM02920 | Dental Chair Spares-Gnatus-Suction Assembly 365003830 |  |  | A Class | NOS | NOS | I-Inventory | FG-Finish Good |  | Spares | Dental Chair-Spares | Dental Equiment | Main Location | 90330000 |  |  | Gnatus | [8 empty] | 0 | 0 | 0 | 1 | 0 | [10 empty] | GN/DC/SP/SUCTION ASSEMBLY 365003830
IM02921 | Dental Chair Spares-Gnatus-Suction Block 365004679 |  |  | A Class | NOS | NOS | I-Inventory | FG-Finish Good |  | Spares | Dental Chair-Spares | Dental Equiment | Main Location | 90330000 |  |  | Gnatus | [8 empty] | 0 | 0 | 0 | 1 | 0 | [10 empty] | Gn/Sp/Suction Block 365004679
IM02922 | Dental Chair Spares-Gnatus-Suction Nozzel Assembly 6.5Mm 365003560 |  |  | A Class | NOS | NOS | I-Inventory | FG-Finish Good |  | Spares | Dental Chair-Spares | Dental Equiment | Main Location | 90330000 |  |  | Gnatus | [8 empty] | 0 | 0 | 0 | 1 | 0 | [10 empty] | GN/DC/SP/SUCTION NOZZEL ASSEMBLY 6.5MM 365003560
IM02923 | Dental Chair Spares-Gnatus-Suction Venturi 902003316 |  |  | A Class | NOS | NOS | I-Inventory | FG-Finish Good |  | Spares | Dental Chair-Spares | Dental Equiment | Main Location | 90330000 |  |  | Gnatus | [8 empty] | 0 | 0 | 0 | 1 | 0 | [10 empty] | Gn/Sp/Suction Venturi 902003316
IM02924 | Dental Chair Spares-Gnatus-Switch Panel 601005814 |  |  | A Class | NOS | NOS | I-Inventory | FG-Finish Good |  | Spares | Dental Chair-Spares | Dental Equiment | Main Location | 90330000 |  |  | Gnatus | [8 empty] | 0 | 0 | 0 | 1 | 0 | [10 empty] | Gn/Sp/Switch Panel 601005814
IM02925 | Dental Chair Spares-Gnatus-Syncrus G4 Reach Unit Panel Lexan Vacum Pump 300054876 |  |  | A Class | NOS | NOS | I-Inventory | FG-Finish Good |  | Spares | Dental Chair-Spares | Dental Equiment | Main Location | 90330000 |  |  | Gnatus | [8 empty] | 0 | 0 | 0 | 1 | 0 | [10 empty] | Gn/Sp/Syncrus G4 Reach Unit Panel Lexan Vacum Pump 300054876
IM02926 | Dental Chair Spares-Gnatus-Syncrus G4 Unit Side Cover 365004783 |  |  | A Class | NOS | NOS | I-Inventory | FG-Finish Good |  | Spares | Dental Chair-Spares | Dental Equiment | Main Location | 90330000 |  |  | Gnatus | [8 empty] | 0 | 0 | 0 | 1 | 0 | [10 empty] | GN/DC/SP/SYNCRUS G4 UNIT SIDE COVER 365004783
IM02927 | Dental Chair Spares-Gnatus-Syncrus G4 Water Unit Printed Circuit Board-601000089 |  |  | A Class | NOS | NOS | I-Inventory | FG-Finish Good |  | Spares | Dental Chair-Spares | Dental Equiment | Main Location | 90330000 |  |  | Gnatus | [8 empty] | 0 | 0 | 0 | 1 | 0 | [10 empty] | Gn/SP/Syncrus G4 Water Unit Printed Circuit Board-601000089
IM02928 | Dental Chair Spares-Gnatus-G3-Gnatus Chair Backrest Uphl G3 New/G3 Plus L. Blue 43 |  |  | A Class | NOS | NOS | I-Inventory | FG-Finish Good |  | Spares | Dental Chair-Spares | Dental Equiment | Main Location | 90330000 |  |  | Gnatus | [8 empty] | 0 | 0 | 0 | 1 | 0 | [10 empty] | GN/DC/UP/G3/GNATUS CHAIR BACKREST UPHL G3 NEW/G3 PLUS L. BLUE 43
IM02929 | Dental Chair Spares-Gnatus-Syncrus G8 Chair Left Side Cover 40601001281 |  |  | A Class | NOS | NOS | I-Inventory | FG-Finish Good |  | Spares | Dental Chair-Spares | Dental Equiment | Main Location | 90330000 |  |  | Gnatus | [8 empty] | 0 | 0 | 0 | 1 | 0 | [10 empty] | GN/SP/SYNCRUS G8 CHAIR LEFT SIDE COVER 40601001281
IM02930 | Dental Chair Spares-Gnatus-Syncrus G8 Chair Outlet Harness 300054406 |  |  | A Class | NOS | NOS | I-Inventory | FG-Finish Good |  | Spares | Dental Chair-Spares | Dental Equiment | Main Location | 90330000 |  |  | Gnatus | [8 empty] | 0 | 0 | 0 | 1 | 0 | [10 empty] | Gn/Sp/Syncrus G8 Chair Outlet Harness 300054406
IM02931 | Dental Chair Spares-Gnatus-Syncrus G8 Chair Seat Bearing Cover 40601001279 |  |  | A Class | NOS | NOS | I-Inventory | FG-Finish Good |  | Spares | Dental Chair-Spares | Dental Equiment | Main Location | 90330000 |  |  | Gnatus | [8 empty] | 0 | 0 | 0 | 1 | 0 | [10 empty] | GN/SP/SYNCRUS G8 CHAIR SEAT BEARING COVER 40601001279
IM02932 | Dental Chair Spares-Gnatus-Syncrus G8 Chair Seat Frontal Cover 40601001282 |  |  | A Class | NOS | NOS | I-Inventory | FG-Finish Good |  | Spares | Dental Chair-Spares | Dental Equiment | Main Location | 90330000 |  |  | Gnatus | [8 empty] | 0 | 0 | 0 | 1 | 0 | [10 empty] | GN/SP/SYNCRUS G8 CHAIR SEAT FRONTAL COVER 40601001282
IM02933 | Dental Chair Spares-Gnatus-Syncrus G8 Opti Kit 902003343 |  |  | A Class | NOS | NOS | I-Inventory | FG-Finish Good |  | Spares | Dental Chair-Spares | Dental Equiment | Main Location | 90330000 |  |  | Gnatus | [8 empty] | 0 | 0 | 0 | 1 | 0 | [10 empty] | Gn/Sp/Syncrus G8 Opti Kit 902003343
IM02934 | Dental Chair Spares-Gnatus-Syncrus Hlx-Main Foot Control 904005020 |  |  | A Class | NOS | NOS | I-Inventory | FG-Finish Good |  | Spares | Dental Chair-Spares | Dental Equiment | Main Location | 90330000 |  |  | Gnatus | [8 empty] | 0 | 0 | 0 | 1 | 0 | [10 empty] | Gn/Dc/Mc/Syncrus HLX-Main Foot Control 904005020
IM02935 | Dental Chair Spares-Gnatus-Syncrus Hlx-Main Foot Control Only Cord |  |  | A Class | NOS | NOS | I-Inventory | FG-Finish Good |  | Spares | Dental Chair-Spares | Dental Equiment | Main Location | 90330000 |  |  | Gnatus | [8 empty] | 0 | 0 | 0 | 1 | 0 | [10 empty] | GN/DC/MC/SYNCRUS HLX-MAIN FOOT CONTROL ONLY CORD
IM02936 | Dental Chair Spares-Gnatus-Syncrus Hlx-Main Foot Control Without Cord |  |  | A Class | NOS | NOS | I-Inventory | FG-Finish Good |  | Spares | Dental Chair-Spares | Dental Equiment | Main Location | 90330000 |  |  | Gnatus | [8 empty] | 0 | 0 | 0 | 1 | 0 | [10 empty] | Gn/Dc/Sp/Syncrus HLX-Main Foot Control Without Cord
IM02937 | Dental Chair Spares-Gnatus-Syncrus Hlx-Main Foot Control Without Cord And Handle |  |  | A Class | NOS | NOS | I-Inventory | FG-Finish Good |  | Spares | Dental Chair-Spares | Dental Equiment | Main Location | 90330000 |  |  | Gnatus | [8 empty] | 0 | 0 | 0 | 1 | 0 | [10 empty] | GN/DC/SP/SYNCRUS HLX-MAIN FOOT CONTROL WITHOUT CORD AND HANDLE
IM02938 | Dental Chair Spares-Gnatus-Syncrus Top Delivery Unit Pci Controlled 604009376 |  |  | A Class | NOS | NOS | I-Inventory | FG-Finish Good |  | Spares | Dental Chair-Spares | Dental Equiment | Main Location | 90330000 |  |  | Gnatus | [8 empty] | 0 | 0 | 0 | 1 | 0 | [10 empty] | Gn/Sp/Syncrus Top Delivery Unit PCI Controlled 604009376
IM02939 | Dental Chair Spares-Gnatus-Syncrus Top Delivery Unit Pci Keyboard 604009375 |  |  | A Class | NOS | NOS | I-Inventory | FG-Finish Good |  | Spares | Dental Chair-Spares | Dental Equiment | Main Location | 90330000 |  |  | Gnatus | [8 empty] | 0 | 0 | 0 | 1 | 0 | [10 empty] | Gn/Sp/Syncrus Top Delivery Unit PCI Keyboard 604009375
IM02940 | Dental Chair Spares-Gnatus-Syringe Forward Cover Ii 365004377 |  |  | A Class | NOS | NOS | I-Inventory | FG-Finish Good |  | Spares | Dental Chair-Spares | Dental Equiment | Main Location | 90330000 |  |  | Gnatus | [8 empty] | 0 | 0 | 0 | 1 | 0 | [10 empty] | Gn/Sp/Syringe Forward Cover II 365004377
IM02941 | Dental Chair Spares-Gnatus-Syringe Handwheel Subset Ii 365004431 |  |  | A Class | NOS | NOS | I-Inventory | FG-Finish Good |  | Spares | Dental Chair-Spares | Dental Equiment | Main Location | 90330000 |  |  | Gnatus | [8 empty] | 0 | 0 | 0 | 1 | 0 | [10 empty] | Gn/Sp/Syringe Handwheel Subset II 365004431
IM02942 | Dental Chair Spares-Gnatus-Syringe Ii Left Activating Butt (Green) 365004422 |  |  | A Class | NOS | NOS | I-Inventory | FG-Finish Good |  | Spares | Dental Chair-Spares | Dental Equiment | Main Location | 90330000 |  |  | Gnatus | [8 empty] | 0 | 0 | 0 | 1 | 0 | [10 empty] | GN/SP/SYRINGE II LEFT ACTIVATING BUTT (GREEN) 365004422
IM02943 | Dental Chair Spares-Gnatus-Tampa Filtro Detritos Unidade Agua 365004751 |  |  | A Class | NOS | NOS | I-Inventory | FG-Finish Good |  | Spares | Dental Chair-Spares | Dental Equiment | Main Location | 90330000 |  |  | Gnatus | [8 empty] | 0 | 0 | 0 | 1 | 0 | [10 empty] | GN/SP/TAMPA FILTRO DETRITOS UNIDADE AGUA 365004751
IM02944 | Dental Chair Spares-Gnatus-Term Fem Conect Rtv Nextron Wp3000T-S-St 31000000420 |  |  | A Class | NOS | NOS | I-Inventory | FG-Finish Good |  | Spares | Dental Chair-Spares | Dental Equiment | Main Location | 90330000 |  |  | Gnatus | [8 empty] | 0 | 0 | 0 | 1 | 0 | [10 empty] | GN/SP/TERM FEM CONECT RTV NEXTRON WP3000T-S-ST 31000000420
IM02945 | Dental Chair Spares-Gnatus-Terminal Box Body, Bigger 40604005530 |  |  | A Class | NOS | NOS | I-Inventory | FG-Finish Good |  | Spares | Dental Chair-Spares | Dental Equiment | Main Location | 90330000 |  |  | Gnatus | [8 empty] | 0 | 0 | 0 | 1 | 0 | [10 empty] | GN/SP/TERMINAL BOX BODY, BIGGER 40604005530
IM02946 | Dental Chair Spares-Gnatus-Timex 70 E Arm Side Cover-365004387 |  |  | A Class | NOS | NOS | I-Inventory | FG-Finish Good |  | Spares | Dental Chair-Spares | Dental Equiment | Main Location | 90330000 |  |  | Gnatus | [8 empty] | 0 | 0 | 0 | 1 | 0 | [10 empty] | Gn/SP/Timex 70 E Arm Side Cover-365004387
IM02947 | Dental Chair Spares-Gnatus-Top Delivery Unit Inclining Lid 365004710 |  |  | A Class | NOS | NOS | I-Inventory | FG-Finish Good |  | Spares | Dental Chair-Spares | Dental Equiment | Main Location | 90330000 |  |  | Gnatus | [8 empty] | 0 | 0 | 0 | 1 | 0 | [10 empty] | GN/SP/TOP DELIVERY UNIT INCLINING LID 365004710
IM02948 | Dental Chair Spares-Gnatus-Top H Delivery Unit Inclining Cover 40604006419 |  |  | A Class | NOS | NOS | I-Inventory | FG-Finish Good |  | Spares | Dental Chair-Spares | Dental Equiment | Main Location | 90330000 |  |  | Gnatus | [8 empty] | 0 | 0 | 0 | 1 | 0 | [10 empty] | GN/DC/SP/TOP H DELIVERY UNIT INCLINING COVER 40604006419
IM02949 | Dental Chair Spares-Gnatus-Top Led Head Dental Light Puller 365004724 |  |  | A Class | NOS | NOS | I-Inventory | FG-Finish Good |  | Spares | Dental Chair-Spares | Dental Equiment | Main Location | 90330000 |  |  | Gnatus | [8 empty] | 0 | 0 | 0 | 1 | 0 | [10 empty] | GN/SP/TOP LED HEAD DENTAL LIGHT PULLER 365004724
IM02950 | Dental Chair Spares-Gnatus-Top Lid Arm Chair 365004747 |  |  | A Class | NOS | NOS | I-Inventory | FG-Finish Good |  | Spares | Dental Chair-Spares | Dental Equiment | Main Location | 90330000 |  |  | Gnatus | [8 empty] | 0 | 0 | 0 | 1 | 0 | [10 empty] | GN/SP/TOP LID ARM CHAIR 365004747
IM02951 | Dental Chair Spares-Gnatus-Top Line Delivery Unit Gl Box 604006397 |  |  | A Class | NOS | NOS | I-Inventory | FG-Finish Good |  | Spares | Dental Chair-Spares | Dental Equiment | Main Location | 90330000 |  |  | Gnatus | [8 empty] | 0 | 0 | 0 | 1 | 0 | [10 empty] | Gn/Sp/Top Line Delivery Unit GL BOX 604006397
IM02952 | Dental Chair Spares-GnatusTransfer Subset Syncrus G4 Dental Chair 901008553 |  |  | A Class | NOS | NOS | I-Inventory | FG-Finish Good |  | Spares | Dental Chair-Spares | Dental Equiment | Main Location | 90330000 |  |  | Gnatus | [8 empty] | 0 | 0 | 0 | 1 | 0 | [10 empty] | GN/SP/TRANSFER SUBSET SYNCRUS G4 DENTAL CHAIR 901008553
IM02953 | Dental Chair Spares-Gnatus-Transformer 302001930 |  |  | A Class | NOS | NOS | I-Inventory | FG-Finish Good |  | Spares | Dental Chair-Spares | Dental Equiment | Main Location | 90330000 |  |  | Gnatus | [8 empty] | 0 | 0 | 0 | 1 | 0 | [10 empty] | Gn/Sp/Transformer 302001930
IM02954 | Dental Chair Spares-Gnatus-Transformer 302003126 |  |  | A Class | NOS | NOS | I-Inventory | FG-Finish Good |  | Spares | Dental Chair-Spares | Dental Equiment | Main Location | 90330000 |  |  | Gnatus | [8 empty] | 0 | 0 | 0 | 1 | 0 | [10 empty] | Gn/Sp/Transformer 302003126
IM02955 | Dental Chair Spares-Gnatus-Triple Syringe Ii Set 994004629 |  |  | A Class | NOS | NOS | I-Inventory | FG-Finish Good |  | Spares | Dental Chair-Spares | Dental Equiment | Main Location | 90330000 |  |  | Gnatus | [8 empty] | 0 | 0 | 0 | 1 | 0 | [10 empty] | GN/SP/TRIPLE SYRINGE II SET 994004629
IM02956 | Dental Chair Spares-Gnatus-Ultra Sonic Bp Pci 40607002574 |  |  | A Class | NOS | NOS | I-Inventory | FG-Finish Good |  | Spares | Dental Chair-Spares | Dental Equiment | Main Location | 90330000 |  |  | Gnatus | [8 empty] | 0 | 0 | 0 | 1 | 0 | [10 empty] | GN/SP/ULTRA SONIC BP PCI 40607002574
IM02957 | Dental Chair Spares-Gnatus-Up Down Motor Without Bush |  |  | A Class | NOS | NOS | I-Inventory | FG-Finish Good |  | Spares | Dental Chair-Spares | Dental Equiment | Main Location | 90330000 |  |  | Gnatus | [8 empty] | 0 | 0 | 0 | 1 | 0 | [10 empty] | GN/DC//SP/GNATUS/UP DOWN MOTOR WITHOUT BUSH
IM02958 | Dental Chair Spares-Gnatus-Upholsery Of Dentist Asst. Chair Backrest Silver |  |  | A Class | NOS | NOS | I-Inventory | FG-Finish Good |  | Spares | Dental Chair-Spares | Dental Equiment | Main Location | 90330000 |  |  | Gnatus | [8 empty] | 0 | 0 | 0 | 1 | 0 | [10 empty] | GN/ST/SP/UPHOLSERY OF DENTIST ASST. CHAIR BACKREST SILVER
IM02959 | Dental Chair Spares-Gnatus-Upholsery Of Stool Seat Silver |  |  | A Class | NOS | NOS | I-Inventory | FG-Finish Good |  | Spares | Dental Chair-Spares | Dental Equiment | Main Location | 90330000 |  |  | Gnatus | [8 empty] | 0 | 0 | 0 | 1 | 0 | [10 empty] | GN/ST/SP/UPHOLSERY OF STOOL SEAT SILVER
IM02960 | Dental Chair Spares-Gnatus-Valve Subset Syringe Ii 604006410 |  |  | A Class | NOS | NOS | I-Inventory | FG-Finish Good |  | Spares | Dental Chair-Spares | Dental Equiment | Main Location | 90330000 |  |  | Gnatus | [8 empty] | 0 | 0 | 0 | 1 | 0 | [10 empty] | GN/SP/VALVE SUBSET SYRINGE II 604006410
IM02961 | Dental Chair Spares-Gnatus-Valvula Solenoid Equip G8 604009441 |  |  | A Class | NOS | NOS | I-Inventory | FG-Finish Good |  | Spares | Dental Chair-Spares | Dental Equiment | Main Location | 90330000 |  |  | Gnatus | [8 empty] | 0 | 0 | 0 | 1 | 0 | [10 empty] | GN/SP/VALVULA SOLENOID EQUIP G8 604009441
IM02962 | Dental Chair Spares-Gnatus-Venturi Adaptation Bushing 365004437 |  |  | A Class | NOS | NOS | I-Inventory | FG-Finish Good |  | Spares | Dental Chair-Spares | Dental Equiment | Main Location | 90330000 |  |  | Gnatus | [8 empty] | 0 | 0 | 0 | 1 | 0 | [10 empty] | Gn/Sp/Venturi Adaptation bushing 365004437
IM02963 | Dental Chair Spares-Gnatus-G3-Gnatus Chair Backrest Uphol G3 New/G3 Plus Silver 30 |  |  | A Class | NOS | NOS | I-Inventory | FG-Finish Good |  | Spares | Dental Chair-Spares | Dental Equiment | Main Location | 90330000 |  |  | Gnatus | [8 empty] | 0 | 0 | 0 | 1 | 0 | [10 empty] | GN/DC/UP/G3/GNATUS CHAIR BACKREST UPHOL G3 NEW/G3 PLUS SILVER 30
IM02964 | Dental Chair Spares-Gnatus-Waste Filter Support Vacuum Bomb-602009792 |  |  | A Class | NOS | NOS | I-Inventory | FG-Finish Good |  | Spares | Dental Chair-Spares | Dental Equiment | Main Location | 90330000 |  |  | Gnatus | [8 empty] | 0 | 0 | 0 | 1 | 0 | [10 empty] | Gn/SP/Waste Filter Support Vacuum Bomb-602009792
IM02965 | Dental Chair Spares-Gnatus-Water Heater Syringe Set 904005220 |  |  | A Class | NOS | NOS | I-Inventory | FG-Finish Good |  | Spares | Dental Chair-Spares | Dental Equiment | Main Location | 90330000 |  |  | Gnatus | [8 empty] | 0 | 0 | 0 | 1 | 0 | [10 empty] | GN/SP/WATER HEATER SYRINGE SET 904005220
IM02966 | Dental Chair Spares-Gnatus-Water Nozzle 365004746 |  |  | A Class | NOS | NOS | I-Inventory | FG-Finish Good |  | Spares | Dental Chair-Spares | Dental Equiment | Main Location | 90330000 |  |  | Gnatus | [8 empty] | 0 | 0 | 0 | 1 | 0 | [10 empty] | Gn/Sp/Water Nozzle 365004746
IM02967 | Dental Chair Spares-Gnatus-Water Unit Faucet Cover 365004705 |  |  | A Class | NOS | NOS | I-Inventory | FG-Finish Good |  | Spares | Dental Chair-Spares | Dental Equiment | Main Location | 90330000 |  |  | Gnatus | [8 empty] | 0 | 0 | 0 | 1 | 0 | [10 empty] | Gn/Sp/Water Unit Faucet Cover 365004705
IM02968 | Dental Chair Spares-Gnatus-Water Unit G4 Pad Pass Box Set 902003352 |  |  | A Class | NOS | NOS | I-Inventory | FG-Finish Good |  | Spares | Dental Chair-Spares | Dental Equiment | Main Location | 90330000 |  |  | Gnatus | [8 empty] | 0 | 0 | 0 | 1 | 0 | [10 empty] | GN/SP/WATER UNIT G4 PAD PASS BOX SET 902003352
IM02969 | Dental Chair Spares-Gnatus-Water Unit Nozzle 365004720 |  |  | A Class | NOS | NOS | I-Inventory | FG-Finish Good |  | Spares | Dental Chair-Spares | Dental Equiment | Main Location | 90330000 |  |  | Gnatus | [8 empty] | 0 | 0 | 0 | 1 | 0 | [10 empty] | Gn/Sp/Water Unit Nozzle 365004720
IM02970 | Dental Chair Spares-Gnatus-Water Unit Nozzle 365004721 |  |  | A Class | NOS | NOS | I-Inventory | FG-Finish Good |  | Spares | Dental Chair-Spares | Dental Equiment | Main Location | 90330000 |  |  | Gnatus | [8 empty] | 0 | 0 | 0 | 1 | 0 | [10 empty] | Gn/Sp/Water Unit Nozzle 365004721
IM02971 | Dental Chair Spares-Gnatus-Water Unit Nozzle 365004745 |  |  | A Class | NOS | NOS | I-Inventory | FG-Finish Good |  | Spares | Dental Chair-Spares | Dental Equiment | Main Location | 90330000 |  |  | Gnatus | [8 empty] | 0 | 0 | 0 | 1 | 0 | [10 empty] | Gn/Sp/Water Unit Nozzle 365004745
IM02972 | Dental Chair Spares-Gnatus-Water Unit Sticker 902003309 |  |  | A Class | NOS | NOS | I-Inventory | FG-Finish Good |  | Spares | Dental Chair-Spares | Dental Equiment | Main Location | 90330000 |  |  | Gnatus | [8 empty] | 0 | 0 | 0 | 1 | 0 | [10 empty] | GN/SP/WATER UNIT STICKER 902003309
IM02973 | Dental Chair Spares-Gnatus-Water Unit Waste Filter 365004723 |  |  | A Class | NOS | NOS | I-Inventory | FG-Finish Good |  | Spares | Dental Chair-Spares | Dental Equiment | Main Location | 90330000 |  |  | Gnatus | [8 empty] | 0 | 0 | 0 | 1 | 0 | [10 empty] | Gn/Sp/Water Unit Waste Filter 365004723
IM02974 | Dental Chair Spares-Gnatus-Whip Hose Return Spring 385001245 |  |  | A Class | NOS | NOS | I-Inventory | FG-Finish Good |  | Spares | Dental Chair-Spares | Dental Equiment | Main Location | 90330000 |  |  | Gnatus | [8 empty] | 0 | 0 | 0 | 1 | 0 | [10 empty] | GN/DC/SP/WHIP HOSE RETURN SPRING 385001245
IM02975 | Dental Chair Spares-Gnatus-Whipset Water Unit-Equipo With Basin Key Drive 602006414 |  |  | A Class | NOS | NOS | I-Inventory | FG-Finish Good |  | Spares | Dental Chair-Spares | Dental Equiment | Main Location | 90330000 |  |  | Gnatus | [8 empty] | 0 | 0 | 0 | 1 | 0 | [10 empty] | Gn/Sp/Whipset Water Unit-Equipo With Basin Key Drive 602006414
IM02976 | Dental Chair Spares-Gnatus-White Connector For Wire 10Mm 302000265 |  |  | A Class | NOS | NOS | I-Inventory | FG-Finish Good |  | Spares | Dental Chair-Spares | Dental Equiment | Main Location | 90330000 |  |  | Gnatus | [8 empty] | 0 | 0 | 0 | 1 | 0 | [10 empty] | Gn/Sp/white Connector For Wire 10mm 302000265
IM02977 | Dental Chair Spares-Gnatus-Wire Sleeve 300018970 |  |  | A Class | NOS | NOS | I-Inventory | FG-Finish Good |  | Spares | Dental Chair-Spares | Dental Equiment | Main Location | 90330000 |  |  | Gnatus | [8 empty] | 0 | 0 | 0 | 1 | 0 | [10 empty] | GN/DC/SP/WIRE SLEEVE 300018970
IM02978 | Dental Chair Spares-Gnatus-Xpress Gold Remote |  |  | A Class | NOS | NOS | I-Inventory | FG-Finish Good |  | Spares | Dental Chair-Spares | Dental Equiment | Main Location | 90330000 |  |  | Gnatus | [8 empty] | 0 | 0 | 0 | 1 | 0 | [10 empty] | GN/DC/REMOT/XPRESS GOLD REMOTE
IM02979 | Dental Chair Spares-Gnatus-G3-Gnatus Chair Headrest Uphl G3 New/G3 Plus L. Blue 43 |  |  | A Class | NOS | NOS | I-Inventory | FG-Finish Good |  | Spares | Dental Chair-Spares | Dental Equiment | Main Location | 90330000 |  |  | Gnatus | [8 empty] | 0 | 0 | 0 | 1 | 0 | [10 empty] | GN/DC/UP/G3/GNATUS CHAIR HEADREST UPHL G3 NEW/G3 PLUS L. BLUE 43
IM02980 | Dental Chair Spares-Gnatus-Xrays Scissors Arm Swiv Arm Gray Lft Cov 365004386 |  |  | A Class | NOS | NOS | I-Inventory | FG-Finish Good |  | Spares | Dental Chair-Spares | Dental Equiment | Main Location | 90330000 |  |  | Gnatus | [8 empty] | 0 | 0 | 0 | 1 | 0 | [10 empty] | GN/SP/XRAYS SCISSORS ARM SWIV ARM GRAY LFT COV 365004386
IM02981 | Dental Chair Spares-Gnatus-Y Connection 365004700 |  |  | A Class | NOS | NOS | I-Inventory | FG-Finish Good |  | Spares | Dental Chair-Spares | Dental Equiment | Main Location | 90330000 |  |  | Gnatus | [8 empty] | 0 | 0 | 0 | 1 | 0 | [10 empty] | Gn/Sp/Y Connection 365004700
IM02982 | Dental Chair Spares-Over Hanging Delivery Unit Upper Cover 31000000145 |  |  | A Class | NOS | NOS | I-Inventory | FG-Finish Good |  | Spares | Dental Chair-Spares | Dental Equiment | Main Location | 90330000 |  |  | Gnatus | [8 empty] | 0 | 0 | 0 | 1 | 0 | [10 empty] | GN/DC/SPG3 Over Hanging Delivery Unit Upper Cover 31000000145
IM02983 | Dental Chair Spares-Gnatus-Water Unit Drainage Tee 3 Way 365001957 |  |  | A Class | NOS | NOS | I-Inventory | FG-Finish Good |  | Spares | Dental Chair-Spares | Dental Equiment | Main Location | 90330000 |  |  | Gnatus | [8 empty] | 0 | 0 | 0 | 1 | 0 | [10 empty] | Gn/Wu/Sp Drainage Tee 3 Way 365001957
IM02984 | Dental Chair Spares-Gnatus-Water Unit- Muffer Without Venturi |  |  | A Class | NOS | NOS | I-Inventory | FG-Finish Good |  | Spares | Dental Chair-Spares | Dental Equiment | Main Location | 90330000 |  |  | Gnatus | [8 empty] | 0 | 0 | 0 | 1 | 0 | [10 empty] | GN/WU/SP/ MUFFER WITHOUT VENTURI
IM02985 | Dental Chair Spares-Gnatus-Water Unit- Sink Connection 365002614 |  |  | A Class | NOS | NOS | I-Inventory | FG-Finish Good |  | Spares | Dental Chair-Spares | Dental Equiment | Main Location | 90330000 |  |  | Gnatus | [8 empty] | 0 | 0 | 0 | 1 | 0 | [10 empty] | GN/WU/SP/ SINK CONNECTION 365002614
IM02986 | Dental Chair Spares-Gnatus-Water Unit-Adp For Cattani Suctorian 16Mm 30602009794 |  |  | A Class | NOS | NOS | I-Inventory | FG-Finish Good |  | Spares | Dental Chair-Spares | Dental Equiment | Main Location | 90330000 |  |  | Gnatus | [8 empty] | 0 | 0 | 0 | 1 | 0 | [10 empty] | GN/WU/SP/ADP FOR CATTANI SUCTORIAN 16MM 30602009794
IM02987 | Dental Chair Spares-Gnatus-Water Unit-Assistant Water Unit Body 602002220 |  |  | A Class | NOS | NOS | I-Inventory | FG-Finish Good |  | Spares | Dental Chair-Spares | Dental Equiment | Main Location | 90330000 |  |  | Gnatus | [8 empty] | 0 | 0 | 0 | 1 | 0 | [10 empty] | Gn/Wu/Sp/Assistant Water Unit Body 602002220
IM02988 | Dental Chair Spares-Gnatus-Water Unit-Balloon Filter Tube Connector 365003650 |  |  | A Class | NOS | NOS | I-Inventory | FG-Finish Good |  | Spares | Dental Chair-Spares | Dental Equiment | Main Location | 90330000 |  |  | Gnatus | [8 empty] | 0 | 0 | 0 | 1 | 0 | [10 empty] | Gn/Wu/Sp/Balloon Filter Tube Connector 365003650
IM02989 | Dental Chair Spares-Gnatus-Water Unit-Baloon Filter Net 365003670 |  |  | A Class | NOS | NOS | I-Inventory | FG-Finish Good |  | Spares | Dental Chair-Spares | Dental Equiment | Main Location | 90330000 |  |  | Gnatus | [8 empty] | 0 | 0 | 0 | 1 | 0 | [10 empty] | Gn/Wu/Sp/Baloon Filter Net 365003670
IM02990 | Dental Chair Spares-Gnatus-Water Unit-Bio Vac Suction Holder Upper Cover Only- 365004398 |  |  | A Class | NOS | NOS | I-Inventory | FG-Finish Good |  | Spares | Dental Chair-Spares | Dental Equiment | Main Location | 90330000 |  |  | Gnatus | [8 empty] | 0 | 0 | 0 | 1 | 0 | [10 empty] | GN/WU/SP/BIO VAC SUCTION HOLDER UPPER COVER ONLY- 365004398
IM02991 | Dental Chair Spares-Gnatus-Water Unit-Block Cap Base Plate Gold 702001870 |  |  | A Class | NOS | NOS | I-Inventory | FG-Finish Good |  | Spares | Dental Chair-Spares | Dental Equiment | Main Location | 90330000 |  |  | Gnatus | [8 empty] | 0 | 0 | 0 | 1 | 0 | [10 empty] | Gn/Wu/Sp/Block Cap Base Plate Gold 702001870
IM02992 | Dental Chair Spares-Gnatus-Water Unit-Body Water Unit Syncrus L Pop 602009754 |  |  | A Class | NOS | NOS | I-Inventory | FG-Finish Good |  | Spares | Dental Chair-Spares | Dental Equiment | Main Location | 90330000 |  |  | Gnatus | [8 empty] | 0 | 0 | 0 | 1 | 0 | [10 empty] | GN/WU/SP/BODY WATER UNIT SYNCRUS L POP 602009754
IM02993 | Dental Chair Spares-Gnatus-Water Unit-Bush Unit 300051002 |  |  | A Class | NOS | NOS | I-Inventory | FG-Finish Good |  | Spares | Dental Chair-Spares | Dental Equiment | Main Location | 90330000 |  |  | Gnatus | [8 empty] | 0 | 0 | 0 | 1 | 0 | [10 empty] | GN/WU/SP/BUSH UNIT 300051002
IM02994 | Dental Chair Spares-Gnatus-Water Unit-Chorinated Water 1:500 Adhensive Tag 300014370 |  |  | A Class | NOS | NOS | I-Inventory | FG-Finish Good |  | Spares | Dental Chair-Spares | Dental Equiment | Main Location | 90330000 |  |  | Gnatus | [8 empty] | 0 | 0 | 0 | 1 | 0 | [10 empty] | Gn/Wu/Sp/Chorinated Water 1:500 Adhensive Tag 300014370
IM02995 | Dental Chair Spares-Gnatus-Water Unit-Cup Filler Cannula 602001377 |  |  | A Class | NOS | NOS | I-Inventory | FG-Finish Good |  | Spares | Dental Chair-Spares | Dental Equiment | Main Location | 90330000 |  |  | Gnatus | [8 empty] | 0 | 0 | 0 | 1 | 0 | [10 empty] | Gn/Wu/Sp/Cup Filler Cannula 602001377
IM02996 | Dental Chair Spares-Gnatus-Water Unit-Cup Filler Cannulas 502001430 |  |  | A Class | NOS | NOS | I-Inventory | FG-Finish Good |  | Spares | Dental Chair-Spares | Dental Equiment | Main Location | 90330000 |  |  | Gnatus | [8 empty] | 0 | 0 | 0 | 1 | 0 | [10 empty] | Gn/Wu/Sp/Cup Filler Cannulas 502001430
IM02997 | Dental Chair Spares-Gnatus-Water Unit-Cup Filler Lock 902001152 |  |  | A Class | NOS | NOS | I-Inventory | FG-Finish Good |  | Spares | Dental Chair-Spares | Dental Equiment | Main Location | 90330000 |  |  | Gnatus | [8 empty] | 0 | 0 | 0 | 1 | 0 | [10 empty] | Gn/Wu/Sp/Cup Filler Lock 902001152
IM02998 | Dental Chair Spares-Gnatus-Water Unit-Cup Holder Drain Screw 602002050 |  |  | A Class | NOS | NOS | I-Inventory | FG-Finish Good |  | Spares | Dental Chair-Spares | Dental Equiment | Main Location | 90330000 |  |  | Gnatus | [8 empty] | 0 | 0 | 0 | 1 | 0 | [10 empty] | Gn/Wu/Sp/Cup Holder Drain Screw 602002050
IM02999 | Dental Chair Spares-Gnatus-G3-Gnatus Chair Headrest Uphl G3 New/G3 Plus Orange#41 |  |  | A Class | NOS | NOS | I-Inventory | FG-Finish Good |  | Spares | Dental Chair-Spares | Dental Equiment | Main Location | 90330000 |  |  | Gnatus | [8 empty] | 0 | 0 | 0 | 1 | 0 | [10 empty] | GN/DC/UP/G3/GNATUS CHAIR HEADREST UPHL G3 NEW/G3 PLUS ORANGE#41
IM03000 | Dental Chair Spares-Gnatus-G3-Gnatus Chair Headrest Uphol G3 New/G3 Plus Silver 30 |  |  | A Class | NOS | NOS | I-Inventory | FG-Finish Good |  | Spares | Dental Chair-Spares | Dental Equiment | Main Location | 90330000 |  |  | Gnatus | [8 empty] | 0 | 0 | 0 | 1 | 0 | [10 empty] | GN/DC/UP/G3/GNATUS CHAIR HEADREST UPHOL G3 NEW/G3 PLUS SILVER 30
IM03001 | Dental Chair Spares-Gnatus-Water Unit-Double Solenoid Valve 902003185 |  |  | A Class | NOS | NOS | I-Inventory | FG-Finish Good |  | Spares | Dental Chair-Spares | Dental Equiment | Main Location | 90330000 |  |  | Gnatus | [8 empty] | 0 | 0 | 0 | 1 | 0 | [10 empty] | Gn/Wu/Sp/Double Solenoid Valve 902003185
IM03002 | Dental Chair Spares-Gnatus-Water Unit-Drain Nozzle Glass 902002650 |  |  | A Class | NOS | NOS | I-Inventory | FG-Finish Good |  | Spares | Dental Chair-Spares | Dental Equiment | Main Location | 90330000 |  |  | Gnatus | [8 empty] | 0 | 0 | 0 | 1 | 0 | [10 empty] | Gn/Wu/Sp/Drain Nozzle Glass 902002650
IM03003 | Dental Chair Spares-Gnatus-Water Unit-Drain Tubing Pipe 361000510 |  |  | A Class | NOS | NOS | I-Inventory | FG-Finish Good |  | Spares | Dental Chair-Spares | Dental Equiment | Main Location | 90330000 |  |  | Gnatus | [8 empty] | 0 | 0 | 0 | 1 | 0 | [10 empty] | GN/WU/SP/DRAIN TUBING PIPE 361000510
IM03004 | Dental Chair Spares-Gnatus-Water Unit-Ejector Connection 6.5Mm 365003590 |  |  | A Class | NOS | NOS | I-Inventory | FG-Finish Good |  | Spares | Dental Chair-Spares | Dental Equiment | Main Location | 90330000 |  |  | Gnatus | [8 empty] | 0 | 0 | 0 | 1 | 0 | [10 empty] | GN/WU/SP/EJECTOR CONNECTION 6.5MM 365003590
IM03005 | Dental Chair Spares-Gnatus-Water Unit-Ejector Swvel Connection 365003570 |  |  | A Class | NOS | NOS | I-Inventory | FG-Finish Good |  | Spares | Dental Chair-Spares | Dental Equiment | Main Location | 90330000 |  |  | Gnatus | [8 empty] | 0 | 0 | 0 | 1 | 0 | [10 empty] | GN/WU/SP/EJECTOR SWVEL CONNECTION 365003570
IM03006 | Dental Chair Spares-Gnatus-Water Unit-Fixing Support For Syn Alcane 300044840 |  |  | A Class | NOS | NOS | I-Inventory | FG-Finish Good |  | Spares | Dental Chair-Spares | Dental Equiment | Main Location | 90330000 |  |  | Gnatus | [8 empty] | 0 | 0 | 0 | 1 | 0 | [10 empty] | GN/WU/SP/FIXING SUPPORT FOR SYN ALCANE 300044840
IM03007 | Dental Chair Spares-Gnatus-Water Unit-G3 Cj Patola Sensor-41000000097 |  |  | A Class | NOS | NOS | I-Inventory | FG-Finish Good |  | Spares | Dental Chair-Spares | Dental Equiment | Main Location | 90330000 |  |  | Gnatus | [8 empty] | 0 | 0 | 0 | 1 | 0 | [10 empty] | GN/WU/SP/G3 CJ PATOLA SENSOR-41000000097
IM03008 | Dental Chair Spares-Gnatus-Water Unit-G3 Plus Chair Tumbler Sensor-41000000028 |  |  | A Class | NOS | NOS | I-Inventory | FG-Finish Good |  | Spares | Dental Chair-Spares | Dental Equiment | Main Location | 90330000 |  |  | Gnatus | [8 empty] | 0 | 0 | 0 | 1 | 0 | [10 empty] | GN/WU/SP/G3 PLUS CHAIR TUMBLER SENSOR-41000000028
IM03009 | Dental Chair Spares-Gnatus-Water Unit-G3 Plus Chair Water Unit PCB- 31000000749 |  |  | A Class | NOS | NOS | I-Inventory | FG-Finish Good |  | Spares | Dental Chair-Spares | Dental Equiment | Main Location | 90330000 |  |  | Gnatus | [8 empty] | 0 | 0 | 0 | 1 | 0 | [10 empty] | GN/WU/SP/G3 PLUS CHAIR WATER UNIT PCB- 31000000749
IM03010 | Dental Chair Spares-Gnatus-Water Unit-G3 Plus Chair Water Unit Tumbler Sensor-41000000128 |  |  | A Class | NOS | NOS | I-Inventory | FG-Finish Good |  | Spares | Dental Chair-Spares | Dental Equiment | Main Location | 90330000 |  |  | Gnatus | [8 empty] | 0 | 0 | 0 | 1 | 0 | [10 empty] | GN/WU/SP/G3 PLUS CHAIR WATER UNIT TUMBLER SENSOR-41000000128
IM03011 | Dental Chair Spares-Gnatus-Water Unit-G8 Chair Water Bottle Transparent Hidden Cover-602009802 |  |  | A Class | NOS | NOS | I-Inventory | FG-Finish Good |  | Spares | Dental Chair-Spares | Dental Equiment | Main Location | 90330000 |  |  | Gnatus | [8 empty] | 0 | 0 | 0 | 1 | 0 | [10 empty] | GN/WU/SP/G8 CHAIR WATER BOTTLE TRANSPARENT HIDDEN COVER-602009802
IM03012 | Dental Chair Spares-Gnatus-Water Unit-G-8 Choromo Thearpy PCB- 300054239 |  |  | A Class | NOS | NOS | I-Inventory | FG-Finish Good |  | Spares | Dental Chair-Spares | Dental Equiment | Main Location | 90330000 |  |  | Gnatus | [8 empty] | 0 | 0 | 0 | 1 | 0 | [10 empty] | GN/WU/SP/G-8 CHOROMO THEARPY PCB- 300054239
IM03013 | Dental Chair Spares-Gnatus-Water UnitGlx Asistant Body 365004040 |  |  | A Class | NOS | NOS | I-Inventory | FG-Finish Good |  | Spares | Dental Chair-Spares | Dental Equiment | Main Location | 90330000 |  |  | Gnatus | [8 empty] | 0 | 0 | 0 | 1 | 0 | [10 empty] | Gn/Wu/Glx Asistant Body 365004040
IM03014 | Dental Chair Spares-Gnatus-Water Unit-Gnatus 3 Way Syringe Repair Kit Std-Cont-16000002069 |  |  | A Class | NOS | NOS | I-Inventory | FG-Finish Good |  | Spares | Dental Chair-Spares | Dental Equiment | Main Location | 90330000 |  |  | Gnatus | [8 empty] | 0 | 0 | 0 | 1 | 0 | [10 empty] | GN/WU/SP/GNATUS 3 WAY SYRINGE REPAIR KIT STD-CONT-16000002069
IM03015 | Dental Chair Spares-Gnatus-Water Unit-Gnatus S-500 Chair Assit.Side Upper Cover-31000002642 |  |  | A Class | NOS | NOS | I-Inventory | FG-Finish Good |  | Spares | Dental Chair-Spares | Dental Equiment | Main Location | 90330000 |  |  | Gnatus | [8 empty] | 0 | 0 | 0 | 1 | 0 | [10 empty] | GN/WU/SP/GNATUS S-500 CHAIR ASSIT.SIDE UPPER COVER-31000002642
IM03016 | Dental Chair Spares-Gnatus-Water Unit-Gnatus S-500 Chair Water Unit Upper Cover-31000002729 |  |  | A Class | NOS | NOS | I-Inventory | FG-Finish Good |  | Spares | Dental Chair-Spares | Dental Equiment | Main Location | 90330000 |  |  | Gnatus | [8 empty] | 0 | 0 | 0 | 1 | 0 | [10 empty] | GN/WU/SP/GNATUS S-500 CHAIR WATER UNIT UPPER COVER-31000002729
IM03017 | Dental Chair Spares-Gnatus-Water Unit-Gnatus S-Series Hose Big Multipale Tubing Pipe-30361000751 |  |  | A Class | NOS | NOS | I-Inventory | FG-Finish Good |  | Spares | Dental Chair-Spares | Dental Equiment | Main Location | 90330000 |  |  | Gnatus | [8 empty] | 0 | 0 | 0 | 1 | 0 | [10 empty] | GN/WU/SP/GNATUS S-SERIES HOSE BIG MULTIPALE TUBING PIPE-30361000751
IM03018 | Dental Chair Spares-Gnatus-Water Unit-GnatusãÂ S-500 Chair Low Suction Cannula Tubing-31000000617 |  |  | A Class | NOS | NOS | I-Inventory | FG-Finish Good |  | Spares | Dental Chair-Spares | Dental Equiment | Main Location | 90330000 |  |  | Gnatus | [8 empty] | 0 | 0 | 0 | 1 | 0 | [10 empty] | GN/WU/SP/GNATUSÃÂ S-500 CHAIR LOW SUCTION CANNULA TUBING-31000000617
IM03019 | Dental Chair Spares-Gnatus-G3-Gnatus Chair Seat Uphl G3 New/G3 Plus L. Blue 43 |  |  | A Class | NOS | NOS | I-Inventory | FG-Finish Good |  | Spares | Dental Chair-Spares | Dental Equiment | Main Location | 90330000 |  |  | Gnatus | [8 empty] | 0 | 0 | 0 | 1 | 0 | [10 empty] | GN/DC/UP/G3/GNATUS CHAIR SEAT UPHL G3 NEW/G3 PLUS L. BLUE 43
IM03020 | Dental Chair Spares-Gnatus-Water Unit-High Suction Cannula Tip 365004322 |  |  | A Class | NOS | NOS | I-Inventory | FG-Finish Good |  | Spares | Dental Chair-Spares | Dental Equiment | Main Location | 90330000 |  |  | Gnatus | [8 empty] | 0 | 0 | 0 | 1 | 0 | [10 empty] | GN/WU/SP/HIGH SUCTION CANNULA TIP 365004322
IM03021 | Dental Chair Spares-Gnatus-Water Unit-High Suction Cannula Tip Reducer 602002517 |  |  | A Class | NOS | NOS | I-Inventory | FG-Finish Good |  | Spares | Dental Chair-Spares | Dental Equiment | Main Location | 90330000 |  |  | Gnatus | [8 empty] | 0 | 0 | 0 | 1 | 0 | [10 empty] | GN/WU/SP/HIGH SUCTION CANNULA TIP REDUCER 602002517
IM03022 | Dental Chair Spares-Gnatus-Water Unit-Hose Pvc 16 Mm Ice Write 361000788 |  |  | A Class | NOS | NOS | I-Inventory | FG-Finish Good |  | Spares | Dental Chair-Spares | Dental Equiment | Main Location | 90330000 |  |  | Gnatus | [8 empty] | 0 | 0 | 0 | 1 | 0 | [10 empty] | GN/WU/SP/HOSE PVC 16 MM ICE WRITE 361000788
IM03023 | Dental Chair Spares-Gnatus-Water Unit-Inova Pad Water Unit Upper Cover 802000880 |  |  | A Class | NOS | NOS | I-Inventory | FG-Finish Good |  | Spares | Dental Chair-Spares | Dental Equiment | Main Location | 90330000 |  |  | Gnatus | [8 empty] | 0 | 0 | 0 | 1 | 0 | [10 empty] | Gn/Wu/Sp/Inova Pad Water Unit Upper Cover 802000880
IM03024 | Dental Chair Spares-Gnatus-Water Unit-Inova Star Assistande Side Lower Metal Base 702001950 |  |  | A Class | NOS | NOS | I-Inventory | FG-Finish Good |  | Spares | Dental Chair-Spares | Dental Equiment | Main Location | 90330000 |  |  | Gnatus | [8 empty] | 0 | 0 | 0 | 1 | 0 | [10 empty] | Gn/Wu/Sp/Inova star Assistande Side Lower Metal Base 702001950
IM03025 | Dental Chair Spares-Gnatus-Water Unit-Landus Chair Lower Cover 602001640 |  |  | A Class | NOS | NOS | I-Inventory | FG-Finish Good |  | Spares | Dental Chair-Spares | Dental Equiment | Main Location | 90330000 |  |  | Gnatus | [8 empty] | 0 | 0 | 0 | 1 | 0 | [10 empty] | GN/WU/SP/LANDUS CHAIR LOWER COVER 602001640
IM03026 | Dental Chair Spares-Gnatus-Water Unit-Landus Water Unit Upper Cover 902001790 |  |  | A Class | NOS | NOS | I-Inventory | FG-Finish Good |  | Spares | Dental Chair-Spares | Dental Equiment | Main Location | 90330000 |  |  | Gnatus | [8 empty] | 0 | 0 | 0 | 1 | 0 | [10 empty] | GN/WU/SP/LANDUS WATER UNIT UPPER COVER 902001790
IM03027 | Dental Chair Spares-Gnatus-G3-Gnatus Chair Seat Uphol G3 New/G3 Plus Silver 30 |  |  | A Class | NOS | NOS | I-Inventory | FG-Finish Good |  | Spares | Dental Chair-Spares | Dental Equiment | Main Location | 90330000 |  |  | Gnatus | [8 empty] | 0 | 0 | 0 | 1 | 0 | [10 empty] | GN/DC/UP/G3/GNATUS CHAIR SEAT UPHOL G3 NEW/G3 PLUS SILVER 30
IM03028 | Dental Chair Spares-Gnatus-Water Unit-Low Suction Nozzle O-Ring 355000102 |  |  | A Class | NOS | NOS | I-Inventory | FG-Finish Good |  | Spares | Dental Chair-Spares | Dental Equiment | Main Location | 90330000 |  |  | Gnatus | [8 empty] | 0 | 0 | 0 | 1 | 0 | [10 empty] | GN/WU/SP/LOW SUCTION NOZZLE O-RING 355000102
IM03029 | Dental Chair Spares-Gnatus-Water Unit-Muffer 902001177 |  |  | A Class | NOS | NOS | I-Inventory | FG-Finish Good |  | Spares | Dental Chair-Spares | Dental Equiment | Main Location | 90330000 |  |  | Gnatus | [8 empty] | 0 | 0 | 0 | 1 | 0 | [10 empty] | GN/WU/SP/MUFFER 902001177
IM03030 | Dental Chair Spares-Gnatus-Water Unit-Muffer Subset Ii With 1 Ejector 902003203 |  |  | A Class | NOS | NOS | I-Inventory | FG-Finish Good |  | Spares | Dental Chair-Spares | Dental Equiment | Main Location | 90330000 |  |  | Gnatus | [8 empty] | 0 | 0 | 0 | 1 | 0 | [10 empty] | Gn/Wu/Sp/Muffer Subset Ii With 1 Ejector 902003203
IM03031 | Dental Chair Spares-Gnatus-G4/G8 Chair Water Bottle 1000Ml 365004620 |  |  | A Class | NOS | NOS | I-Inventory | FG-Finish Good |  | Spares | Dental Chair-Spares | Dental Equiment | Main Location | 90330000 |  |  | Gnatus | [8 empty] | 0 | 0 | 0 | 1 | 0 | [10 empty] | GN/SP/G4/G8 CHAIR WATER BOTTLE 1000ML 365004620
IM03032 | Dental Chair Spares-Gnatus-Water Unit-O Ring Water Unit 300019128 |  |  | A Class | NOS | NOS | I-Inventory | FG-Finish Good |  | Spares | Dental Chair-Spares | Dental Equiment | Main Location | 90330000 |  |  | Gnatus | [8 empty] | 0 | 0 | 0 | 1 | 0 | [10 empty] | Gn/Wu/Sp/O Ring Water Unit 300019128
IM03033 | Dental Chair Spares-Gnatus-Water Unit-Old Syn. Suction Switch 904002910 |  |  | A Class | NOS | NOS | I-Inventory | FG-Finish Good |  | Spares | Dental Chair-Spares | Dental Equiment | Main Location | 90330000 |  |  | Gnatus | [8 empty] | 0 | 0 | 0 | 1 | 0 | [10 empty] | GN/WU/SP/OLD SYN. SUCTION SWITCH 904002910
IM03034 | Dental Chair Spares-Gnatus-Water Unit-Oring 2-019-30355001300 |  |  | A Class | NOS | NOS | I-Inventory | FG-Finish Good |  | Spares | Dental Chair-Spares | Dental Equiment | Main Location | 90330000 |  |  | Gnatus | [8 empty] | 0 | 0 | 0 | 1 | 0 | [10 empty] | GN/WU/SP/ORING 2-019-30355001300
IM03035 | Dental Chair Spares-Gnatus-Water Unit-Oring 2-019-30355001300 |  |  | A Class | NOS | NOS | I-Inventory | FG-Finish Good |  | Spares | Dental Chair-Spares | Dental Equiment | Main Location | 90330000 |  |  | Gnatus | [8 empty] | 0 | 0 | 0 | 1 | 0 | [10 empty] | GN/WU/SP/ORING 2-019-30355001300
IM03036 | Dental Chair Spares-Gnatus-Water Unit-Patola Box Water Unit 41000001534 |  |  | A Class | NOS | NOS | I-Inventory | FG-Finish Good |  | Spares | Dental Chair-Spares | Dental Equiment | Main Location | 90330000 |  |  | Gnatus | [8 empty] | 0 | 0 | 0 | 1 | 0 | [10 empty] | GN/WU/SP/PATOLA BOX WATER UNIT 41000001534
IM03037 | Dental Chair Spares-Gnatus-Water Unit-Plan Low Suction Tubing10X7-31000001269 |  |  | A Class | NOS | NOS | I-Inventory | FG-Finish Good |  | Spares | Dental Chair-Spares | Dental Equiment | Main Location | 90330000 |  |  | Gnatus | [8 empty] | 0 | 0 | 0 | 1 | 0 | [10 empty] | GN/WU/SP/PLAN LOW SUCTION TUBING10X7-31000001269
IM03038 | Dental Chair Spares-Gnatus-Water Unit-Regulating Brass Knob 602002060 |  |  | A Class | NOS | NOS | I-Inventory | FG-Finish Good |  | Spares | Dental Chair-Spares | Dental Equiment | Main Location | 90330000 |  |  | Gnatus | [8 empty] | 0 | 0 | 0 | 1 | 0 | [10 empty] | GN/WU/SP/REGULATING BRASS KNOB 602002060
IM03039 | Dental Chair Spares-Gnatus-Water Unit-S200 And S300 Chair Water Unit Base Plate-41000003066 |  |  | A Class | NOS | NOS | I-Inventory | FG-Finish Good |  | Spares | Dental Chair-Spares | Dental Equiment | Main Location | 90330000 |  |  | Gnatus | [8 empty] | 0 | 0 | 0 | 1 | 0 | [10 empty] | GN/WU/SP/S200 AND S300 CHAIR WATER UNIT BASE PLATE-41000003066
IM03040 | Dental Chair Spares-Gnatus-Water Unit-S-200 Chair Water Unit Upper Cover 31000002579 |  |  | A Class | NOS | NOS | I-Inventory | FG-Finish Good |  | Spares | Dental Chair-Spares | Dental Equiment | Main Location | 90330000 |  |  | Gnatus | [8 empty] | 0 | 0 | 0 | 1 | 0 | [10 empty] | GN/WU/SP/S-200 CHAIR WATER UNIT UPPER COVER 31000002579
IM03041 | Dental Chair Spares-Gnatus-Water Unit-S-200 Spittoon And Tumber Water Controller |  |  | A Class | NOS | NOS | I-Inventory | FG-Finish Good |  | Spares | Dental Chair-Spares | Dental Equiment | Main Location | 90330000 |  |  | Gnatus | [8 empty] | 0 | 0 | 0 | 1 | 0 | [10 empty] | GN/WU/SP/S-200 SPITTOON AND TUMBER WATER CONTROLLER
IM03042 | Dental Chair Spares-Gnatus-Water Unit-S200 Tumbler Cupfiler Body |  |  | A Class | NOS | NOS | I-Inventory | FG-Finish Good |  | Spares | Dental Chair-Spares | Dental Equiment | Main Location | 90330000 |  |  | Gnatus | [8 empty] | 0 | 0 | 0 | 1 | 0 | [10 empty] | GN/WU/SP/S200 TUMBLER CUPFILER BODY
IM03043 | Dental Chair Spares-Gnatus-Water Unit-S200 Water Controller Valve |  |  | A Class | NOS | NOS | I-Inventory | FG-Finish Good |  | Spares | Dental Chair-Spares | Dental Equiment | Main Location | 90330000 |  |  | Gnatus | [8 empty] | 0 | 0 | 0 | 1 | 0 | [10 empty] | GN/WU/SP/S200 WATER CONTROLLER VALVE
IM03044 | Dental Chair Spares-Gnatus-Water Unit-S-200Ribbon Jack Pin With Wire |  |  | A Class | NOS | NOS | I-Inventory | FG-Finish Good |  | Spares | Dental Chair-Spares | Dental Equiment | Main Location | 90330000 |  |  | Gnatus | [8 empty] | 0 | 0 | 0 | 1 | 0 | [10 empty] | GN/WU/SP/S-200RIBBON JACK PIN WITH WIRE
IM03045 | Dental Chair Spares-Gnatus-G4/G8 Spitoon 300054203 |  |  | A Class | NOS | NOS | I-Inventory | FG-Finish Good |  | Spares | Dental Chair-Spares | Dental Equiment | Main Location | 90330000 |  |  | Gnatus | [8 empty] | 0 | 0 | 0 | 1 | 0 | [10 empty] | Gn/Sp/G4/G8 Spitoon 300054203
IM03046 | Dental Chair Spares-Gnatus-G8 Fe/G8 He-Delivery Unit Lexan Frontal Panel 300054275 |  |  | A Class | NOS | NOS | I-Inventory | FG-Finish Good |  | Spares | Dental Chair-Spares | Dental Equiment | Main Location | 90330000 |  |  | Gnatus | [8 empty] | 0 | 0 | 0 | 1 | 0 | [10 empty] | Gn/SP/G8 Fe/G8 He-Delivery Unit Lexan Frontal Panel 300054275
IM03047 | Dental Chair Spares-Gnatus-Water Unit-S400 Amd S500 Water Unit Waste Filter -31000002133 |  |  | A Class | NOS | NOS | I-Inventory | FG-Finish Good |  | Spares | Dental Chair-Spares | Dental Equiment | Main Location | 90330000 |  |  | Gnatus | [8 empty] | 0 | 0 | 0 | 1 | 0 | [10 empty] | GN/WU/SP/S400 amd S500 WATER UNIT WASTE FILTER -31000002133
IM03048 | Dental Chair Spares-Gnatus-Water Unit-S400 Ands500 Water Unit Waste Filter Cap 31000001846 |  |  | A Class | NOS | NOS | I-Inventory | FG-Finish Good |  | Spares | Dental Chair-Spares | Dental Equiment | Main Location | 90330000 |  |  | Gnatus | [8 empty] | 0 | 0 | 0 | 1 | 0 | [10 empty] | GN/WU/SP/S400 andS500 WATER UNIT WASTE FILTER CAP 31000001846
IM03049 | Dental Chair Spares-Gnatus-Water Unit-S-400 Chair Water Unit Upper Cover-31000002587 |  |  | A Class | NOS | NOS | I-Inventory | FG-Finish Good |  | Spares | Dental Chair-Spares | Dental Equiment | Main Location | 90330000 |  |  | Gnatus | [8 empty] | 0 | 0 | 0 | 1 | 0 | [10 empty] | GN/WU/SP/S-400 CHAIR WATER UNIT UPPER COVER-31000002587
IM03050 | Dental Chair Spares-Gnatus-Water Unit-S-400 Series Water Unit Lower Cover-41000003204 |  |  | A Class | NOS | NOS | I-Inventory | FG-Finish Good |  | Spares | Dental Chair-Spares | Dental Equiment | Main Location | 90330000 |  |  | Gnatus | [8 empty] | 0 | 0 | 0 | 1 | 0 | [10 empty] | GN/WU/SP/S-400 SERIES WATER UNIT LOWER COVER-41000003204
IM03051 | Dental Chair Spares-Gnatus-Water Unit-S400Spittoon & Tumbler Sticker-31000002519 |  |  | A Class | NOS | NOS | I-Inventory | FG-Finish Good |  | Spares | Dental Chair-Spares | Dental Equiment | Main Location | 90330000 |  |  | Gnatus | [8 empty] | 0 | 0 | 0 | 1 | 0 | [10 empty] | GN/WU/SP/S400SPITTOON & TUMBLER STICKER-31000002519
IM03052 | Dental Chair Spares-Gnatus-Water Unit-S500 Assistance Side PCB-41000002872 |  |  | A Class | NOS | NOS | I-Inventory | FG-Finish Good |  | Spares | Dental Chair-Spares | Dental Equiment | Main Location | 90330000 |  |  | Gnatus | [8 empty] | 0 | 0 | 0 | 1 | 0 | [10 empty] | GN/WU/SP/S500 ASSISTANCE SIDE PCB-41000002872
IM03053 | Dental Chair Spares-Gnatus-Water Unit-S-500 Assistance Side Sticker-31000002513 |  |  | A Class | NOS | NOS | I-Inventory | FG-Finish Good |  | Spares | Dental Chair-Spares | Dental Equiment | Main Location | 90330000 |  |  | Gnatus | [8 empty] | 0 | 0 | 0 | 1 | 0 | [10 empty] | GN/WU/SP/S-500 ASSISTANCE SIDE STICKER-31000002513
IM03054 | Dental Chair Spares-Gnatus-Water Unit-S-500 Chair Spitton Lower Cover-31000002732 |  |  | A Class | NOS | NOS | I-Inventory | FG-Finish Good |  | Spares | Dental Chair-Spares | Dental Equiment | Main Location | 90330000 |  |  | Gnatus | [8 empty] | 0 | 0 | 0 | 1 | 0 | [10 empty] | GN/WU/SP/S-500 CHAIR SPITTON LOWER COVER-31000002732
IM03055 | Dental Chair Spares-Gnatus-Water Unit-Screw Inlet 6*8 Half Inch Nozzle 365001940 |  |  | A Class | NOS | NOS | I-Inventory | FG-Finish Good |  | Spares | Dental Chair-Spares | Dental Equiment | Main Location | 90330000 |  |  | Gnatus | [8 empty] | 0 | 0 | 0 | 1 | 0 | [10 empty] | GN/WU/SP/SCREW INLET 6*8 HALF INCH NOZZLE 365001940
IM03056 | Dental Chair Spares-Gnatus-Water Unit-Selection G8 Valve Subset- 902003378 |  |  | A Class | NOS | NOS | I-Inventory | FG-Finish Good |  | Spares | Dental Chair-Spares | Dental Equiment | Main Location | 90330000 |  |  | Gnatus | [8 empty] | 0 | 0 | 0 | 1 | 0 | [10 empty] | GN/WU/SP/SELECTION G8 VALVE SUBSET- 902003378
IM03057 | Dental Chair Spares-Gnatus-Water Unit-Side Cap 300051001 |  |  | A Class | NOS | NOS | I-Inventory | FG-Finish Good |  | Spares | Dental Chair-Spares | Dental Equiment | Main Location | 90330000 |  |  | Gnatus | [8 empty] | 0 | 0 | 0 | 1 | 0 | [10 empty] | GN/WU/SP/SIDE CAP 300051001
IM03058 | Dental Chair Spares-Gnatus-Water Unit-Side Cap 365003620 |  |  | A Class | NOS | NOS | I-Inventory | FG-Finish Good |  | Spares | Dental Chair-Spares | Dental Equiment | Main Location | 90330000 |  |  | Gnatus | [8 empty] | 0 | 0 | 0 | 1 | 0 | [10 empty] | Gn/Wu/Sp/Side Cap 365003620
IM03059 | Dental Chair Spares-Gnatus-Water Unit-Simplex Cup Filler 300042590 |  |  | A Class | NOS | NOS | I-Inventory | FG-Finish Good |  | Spares | Dental Chair-Spares | Dental Equiment | Main Location | 90330000 |  |  | Gnatus | [8 empty] | 0 | 0 | 0 | 1 | 0 | [10 empty] | Gn/Wu/Sp/Simplex Cup Filler 300042590
IM03060 | Dental Chair Spares-Gnatus-Water Unit-Simplex Hand Piece Holder 300015795 |  |  | A Class | NOS | NOS | I-Inventory | FG-Finish Good |  | Spares | Dental Chair-Spares | Dental Equiment | Main Location | 90330000 |  |  | Gnatus | [8 empty] | 0 | 0 | 0 | 1 | 0 | [10 empty] | GN/WU/SP/SIMPLEX HAND PIECE HOLDER 300015795
IM03061 | Dental Chair Spares-Gnatus-Water Unit-Simplex Spitoon Water Control 992000096 |  |  | A Class | NOS | NOS | I-Inventory | FG-Finish Good |  | Spares | Dental Chair-Spares | Dental Equiment | Main Location | 90330000 |  |  | Gnatus | [8 empty] | 0 | 0 | 0 | 1 | 0 | [10 empty] | Gn/Wu/Sp/Simplex Spitoon Water Control 992000096
IM03062 | Dental Chair Spares-Gnatus-Water Unit-Single Solenoid Valve 300051454 |  |  | A Class | NOS | NOS | I-Inventory | FG-Finish Good |  | Spares | Dental Chair-Spares | Dental Equiment | Main Location | 90330000 |  |  | Gnatus | [8 empty] | 0 | 0 | 0 | 1 | 0 | [10 empty] | Gn/Wu/Sp/Single Solenoid Valve 300051454
IM03063 | Dental Chair Spares-Gnatus-Water Unit-Solenoid Valve 30004350 |  |  | A Class | NOS | NOS | I-Inventory | FG-Finish Good |  | Spares | Dental Chair-Spares | Dental Equiment | Main Location | 90330000 |  |  | Gnatus | [8 empty] | 0 | 0 | 0 | 1 | 0 | [10 empty] | GN/WU/SP/SOLENOID VALVE 30004350
IM03064 | Dental Chair Spares-Gnatus-Water Unit-Solenoid Valve Nozzle 300043520 |  |  | A Class | NOS | NOS | I-Inventory | FG-Finish Good |  | Spares | Dental Chair-Spares | Dental Equiment | Main Location | 90330000 |  |  | Gnatus | [8 empty] | 0 | 0 | 0 | 1 | 0 | [10 empty] | Gn/Wu/Sp/Solenoid Valve Nozzle 300043520
IM03065 | Dental Chair Spares-Gnatus-Water Unit-Spitoon 300047350 |  |  | A Class | NOS | NOS | I-Inventory | FG-Finish Good |  | Spares | Dental Chair-Spares | Dental Equiment | Main Location | 90330000 |  |  | Gnatus | [8 empty] | 0 | 0 | 0 | 1 | 0 | [10 empty] | GN/WU/SP/SPITOON 300047350
IM03066 | Dental Chair Spares-Gnatus-Water Unit-Spitoon Cannulas 802000870 |  |  | A Class | NOS | NOS | I-Inventory | FG-Finish Good |  | Spares | Dental Chair-Spares | Dental Equiment | Main Location | 90330000 |  |  | Gnatus | [8 empty] | 0 | 0 | 0 | 1 | 0 | [10 empty] | Gn/Wu/Sp/Spitoon Cannulas 802000870
IM03067 | Dental Chair Spares-Gnatus-Water Unit-Spitoon Filter 365003180 |  |  | A Class | NOS | NOS | I-Inventory | FG-Finish Good |  | Spares | Dental Chair-Spares | Dental Equiment | Main Location | 90330000 |  |  | Gnatus | [8 empty] | 0 | 0 | 0 | 1 | 0 | [10 empty] | Gn/Wu/Sp/Spitoon Filter 365003180
IM03068 | Dental Chair Spares-Gnatus-Water Unit-Spitoon Filter Cap 365003190 |  |  | A Class | NOS | NOS | I-Inventory | FG-Finish Good |  | Spares | Dental Chair-Spares | Dental Equiment | Main Location | 90330000 |  |  | Gnatus | [8 empty] | 0 | 0 | 0 | 1 | 0 | [10 empty] | Gn/Wu/Sp/Spitoon Filter Cap 365003190
IM03069 | Dental Chair Spares-Gnatus-Water Unit-Spitoon Water Unit On-Off Switch 302002850 |  |  | A Class | NOS | NOS | I-Inventory | FG-Finish Good |  | Spares | Dental Chair-Spares | Dental Equiment | Main Location | 90330000 |  |  | Gnatus | [8 empty] | 0 | 0 | 0 | 1 | 0 | [10 empty] | Gn/Wu/Sp/Spitoon Water Unit On-Off Switch 302002850
IM03070 | Dental Chair Spares-Gnatus-Water Unit-S-Series Air Regulator-31000002607 |  |  | A Class | NOS | NOS | I-Inventory | FG-Finish Good |  | Spares | Dental Chair-Spares | Dental Equiment | Main Location | 90330000 |  |  | Gnatus | [8 empty] | 0 | 0 | 0 | 1 | 0 | [10 empty] | GN/WU/SP/S-SERIES AIR REGULATOR-31000002607
IM03071 | Dental Chair Spares-Gnatus-H/Gl Delivery Unit Frontal Panel 365004712 |  |  | A Class | NOS | NOS | I-Inventory | FG-Finish Good |  | Spares | Dental Chair-Spares | Dental Equiment | Main Location | 90330000 |  |  | Gnatus | [8 empty] | 0 | 0 | 0 | 1 | 0 | [10 empty] | Gn/Sp/H/GL Delivery Unit Frontal Panel 365004712
IM03072 | Dental Chair Spares-Gnatus-Water Unit-S-Series Chair Finish Rubber New Versa W. Unit Bowl 31000001570 |  |  | A Class | NOS | NOS | I-Inventory | FG-Finish Good |  | Spares | Dental Chair-Spares | Dental Equiment | Main Location | 90330000 |  |  | Gnatus | [8 empty] | 0 | 0 | 0 | 1 | 0 | [10 empty] | GN/WU/SP/S-SERIES CHAIR FINISH RUBBER NEW VERSA W. UNIT BOWL 31000001570
IM03073 | Dental Chair Spares-Gnatus-Water Unit-S-Series Chair Spittoon Sensor-41000003138 |  |  | A Class | NOS | NOS | I-Inventory | FG-Finish Good |  | Spares | Dental Chair-Spares | Dental Equiment | Main Location | 90330000 |  |  | Gnatus | [8 empty] | 0 | 0 | 0 | 1 | 0 | [10 empty] | GN/WU/SP/S-SERIES CHAIR SPITTOON SENSOR-41000003138
IM03074 | Dental Chair Spares-Gnatus-Water Unit-S-Series Chair Water Bottle-26739-231 |  |  | A Class | NOS | NOS | I-Inventory | FG-Finish Good |  | Spares | Dental Chair-Spares | Dental Equiment | Main Location | 90330000 |  |  | Gnatus | [8 empty] | 0 | 0 | 0 | 1 | 0 | [10 empty] | GN/WU/SP/S-SERIES CHAIR WATER BOTTLE-26739-231
IM03075 | Dental Chair Spares-Gnatus-Water Unit-S-Series Chair Water Unit Bush-31000000692 |  |  | A Class | NOS | NOS | I-Inventory | FG-Finish Good |  | Spares | Dental Chair-Spares | Dental Equiment | Main Location | 90330000 |  |  | Gnatus | [8 empty] | 0 | 0 | 0 | 1 | 0 | [10 empty] | GN/WU/SP/S-SERIES CHAIR WATER UNIT BUSH-31000000692
IM03076 | Dental Chair Spares-Gnatus-Water Unit-S-Series Main PCB To Sensor Connecting Wire- 31000002541 |  |  | A Class | NOS | NOS | I-Inventory | FG-Finish Good |  | Spares | Dental Chair-Spares | Dental Equiment | Main Location | 90330000 |  |  | Gnatus | [8 empty] | 0 | 0 | 0 | 1 | 0 | [10 empty] | GN/WU/SP/S-SERIES MAIN PCB TO SENSOR CONNECTING WIRE- 31000002541
IM03077 | Dental Chair Spares-Gnatus-Water Unit-Storus Water Unit Lower Body |  |  | A Class | NOS | NOS | I-Inventory | FG-Finish Good |  | Spares | Dental Chair-Spares | Dental Equiment | Main Location | 90330000 |  |  | Gnatus | [8 empty] | 0 | 0 | 0 | 1 | 0 | [10 empty] | GN/WU/SP/STORUS WATER UNIT LOWER BODY
IM03078 | Dental Chair Spares-Gnatus-Water Unit-Subass. Regulating Rod Knob 902002640 |  |  | A Class | NOS | NOS | I-Inventory | FG-Finish Good |  | Spares | Dental Chair-Spares | Dental Equiment | Main Location | 90330000 |  |  | Gnatus | [8 empty] | 0 | 0 | 0 | 1 | 0 | [10 empty] | Gn/Wu/Sp/Subass. Regulating Rod Knob 902002640
IM03079 | Dental Chair Spares-Gnatus-Water Unit-Subassembly, Syncrus Water Unit Valve-40902003000 |  |  | A Class | NOS | NOS | I-Inventory | FG-Finish Good |  | Spares | Dental Chair-Spares | Dental Equiment | Main Location | 90330000 |  |  | Gnatus | [8 empty] | 0 | 0 | 0 | 1 | 0 | [10 empty] | GN/WU/SP/SUBASSEMBLY, SYNCRUS WATER UNIT VALVE-40902003000
IM03080 | Dental Chair Spares-Gnatus-Head 5Led-Gnatus D/Light Head 5 Led(Spair) |  |  | A Class | NOS | NOS | I-Inventory | FG-Finish Good |  | Spares | Dental Chair-Spares | Dental Equiment | Main Location | 90184900 |  |  | Gnatus | [8 empty] | 0 | 0 | 0 | 1 | 0 | [10 empty] | GN/DL/AC/HEAD 5LED-GNATUS D/LIGHT HEAD 5 LED(SPAIR)
IM03081 | Dental Chair Spares-Gnatus-Water Unit-Suction Assembly 365000190 |  |  | A Class | NOS | NOS | I-Inventory | FG-Finish Good |  | Spares | Dental Chair-Spares | Dental Equiment | Main Location | 90330000 |  |  | Gnatus | [8 empty] | 0 | 0 | 0 | 1 | 0 | [10 empty] | Gn/Wu/Sp/Suction Assembly 365000190
IM03082 | Dental Chair Spares-Gnatus-Water Unit-Suction Baloon Filter 300051590 |  |  | A Class | NOS | NOS | I-Inventory | FG-Finish Good |  | Spares | Dental Chair-Spares | Dental Equiment | Main Location | 90330000 |  |  | Gnatus | [8 empty] | 0 | 0 | 0 | 1 | 0 | [10 empty] | Gn/Wu/Sp/Suction Baloon Filter 300051590
IM03083 | Dental Chair Spares-Gnatus-Water Unit-Suction Filter 902000965 |  |  | A Class | NOS | NOS | I-Inventory | FG-Finish Good |  | Spares | Dental Chair-Spares | Dental Equiment | Main Location | 90330000 |  |  | Gnatus | [8 empty] | 0 | 0 | 0 | 1 | 0 | [10 empty] | Gn/Wu/Sp/Suction Filter 902000965
IM03084 | Dental Chair Spares-Gnatus-Water Unit-Suction Filter 902002980 |  |  | A Class | NOS | NOS | I-Inventory | FG-Finish Good |  | Spares | Dental Chair-Spares | Dental Equiment | Main Location | 90330000 |  |  | Gnatus | [8 empty] | 0 | 0 | 0 | 1 | 0 | [10 empty] | GN/WU/SP/SUCTION FILTER 902002980
IM03085 | Dental Chair Spares-Gnatus-Water Unit-Suction Filter Cover 365002436 |  |  | A Class | NOS | NOS | I-Inventory | FG-Finish Good |  | Spares | Dental Chair-Spares | Dental Equiment | Main Location | 90330000 |  |  | Gnatus | [8 empty] | 0 | 0 | 0 | 1 | 0 | [10 empty] | Gn/Wu/Sp/Suction Filter Cover 365002436
IM03086 | Dental Chair Spares-Gnatus-Water Unit-Suction Filter Jali 365002429 |  |  | A Class | NOS | NOS | I-Inventory | FG-Finish Good |  | Spares | Dental Chair-Spares | Dental Equiment | Main Location | 90330000 |  |  | Gnatus | [8 empty] | 0 | 0 | 0 | 1 | 0 | [10 empty] | Gn/Wu/Sp/Suction Filter Jali 365002429
IM03087 | Dental Chair Spares-Gnatus-Water Unit-Suction Holder Full White Body 300044340 |  |  | A Class | NOS | NOS | I-Inventory | FG-Finish Good |  | Spares | Dental Chair-Spares | Dental Equiment | Main Location | 90330000 |  |  | Gnatus | [8 empty] | 0 | 0 | 0 | 1 | 0 | [10 empty] | Gn/Wu/Sp/Suction Holder Full White Body 300044340
IM03088 | Dental Chair Spares-Gnatus-Water Unit-Suction Holder Upper Cap (Gray) 365004395 |  |  | A Class | NOS | NOS | I-Inventory | FG-Finish Good |  | Spares | Dental Chair-Spares | Dental Equiment | Main Location | 90330000 |  |  | Gnatus | [8 empty] | 0 | 0 | 0 | 1 | 0 | [10 empty] | Gn/Wu/Sp/Suction Holder Upper Cap (Gray) 365004395
IM03089 | Dental Chair Spares-Gnatus-Water Unit-Suction Nozzal 902001920 |  |  | A Class | NOS | NOS | I-Inventory | FG-Finish Good |  | Spares | Dental Chair-Spares | Dental Equiment | Main Location | 90330000 |  |  | Gnatus | [8 empty] | 0 | 0 | 0 | 1 | 0 | [10 empty] | Gn/Wu/Sp/Suction Nozzal 902001920
IM03090 | Dental Chair Spares-Gnatus-Water Unit-Suction Nozzle Old 365000702 |  |  | A Class | NOS | NOS | I-Inventory | FG-Finish Good |  | Spares | Dental Chair-Spares | Dental Equiment | Main Location | 90330000 |  |  | Gnatus | [8 empty] | 0 | 0 | 0 | 1 | 0 | [10 empty] | Gn/Wu/Sp/Suction Nozzle Old 365000702
IM03091 | Dental Chair Spares-Gnatus-Water Unit-Suction Switch 4 Pin 300051719 |  |  | A Class | NOS | NOS | I-Inventory | FG-Finish Good |  | Spares | Dental Chair-Spares | Dental Equiment | Main Location | 90330000 |  |  | Gnatus | [8 empty] | 0 | 0 | 0 | 1 | 0 | [10 empty] | Gn/Wu/Sp/Suction Switch 4 Pin 300051719
IM03092 | Dental Chair Spares-Gnatus-Inova Pad/S-Gold/Aqua Chair Headrest Upholstery Light Blue 13 |  |  | A Class | NOS | NOS | I-Inventory | FG-Finish Good |  | Spares | Dental Chair-Spares | Dental Equiment | Main Location | 90330000 |  |  | Gnatus | [8 empty] | 0 | 0 | 0 | 1 | 0 | [10 empty] | GN/DC/SP/INOVA PAD/S-GOLD/AQUA CHAIR HEADREST UPHOLSTERY LIGHT BLUE 13
IM03093 | Dental Chair Spares-Gnatus-Water Unit-Suction Venturi Without Thread 902003200 |  |  | A Class | NOS | NOS | I-Inventory | FG-Finish Good |  | Spares | Dental Chair-Spares | Dental Equiment | Main Location | 90330000 |  |  | Gnatus | [8 empty] | 0 | 0 | 0 | 1 | 0 | [10 empty] | Gn/Wu/SP/Suction Venturi Without Thread 902003200
IM03094 | Dental Chair Spares-Gnatus-Water Unit-Super Gold Lower Body 802000920 |  |  | A Class | NOS | NOS | I-Inventory | FG-Finish Good |  | Spares | Dental Chair-Spares | Dental Equiment | Main Location | 90330000 |  |  | Gnatus | [8 empty] | 0 | 0 | 0 | 1 | 0 | [10 empty] | Gn/Wu/Sp/Super Gold Lower Body 802000920
IM03095 | Dental Chair Spares-Gnatus-Inova Pad/Sgold/Aqua Dentist Asst. Chair Backrest Upholstery Light Blue 15 |  |  | A Class | NOS | NOS | I-Inventory | FG-Finish Good |  | Spares | Dental Chair-Spares | Dental Equiment | Main Location | 90330000 |  |  | Gnatus | [8 empty] | 0 | 0 | 0 | 1 | 0 | [10 empty] | GN/DS/SP/INOVA PAD/SGOLD/AQUA DENTIST ASST. CHAIR BACKREST UPHOLSTERY LIGHT BLUE 15
IM03096 | Dental Chair Spares-Gnatus-Water Unit-Super Gold Waterunit Upper Cover 802000890 |  |  | A Class | NOS | NOS | I-Inventory | FG-Finish Good |  | Spares | Dental Chair-Spares | Dental Equiment | Main Location | 90330000 |  |  | Gnatus | [8 empty] | 0 | 0 | 0 | 1 | 0 | [10 empty] | GN/WU/SP/SUPER GOLD WATERUNIT UPPER COVER 802000890
IM03097 | Dental Chair Spares-Gnatus-Water Unit-Swivel Coupling For 16Mm Suctor-Cattani-30365003800 |  |  | A Class | NOS | NOS | I-Inventory | FG-Finish Good |  | Spares | Dental Chair-Spares | Dental Equiment | Main Location | 90330000 |  |  | Gnatus | [8 empty] | 0 | 0 | 0 | 1 | 0 | [10 empty] | GN/WU/SP/SWIVEL COUPLING FOR 16MM SUCTOR-CATTANI-30365003800
IM03098 | Dental Chair Spares-Gnatus-Water Unit-Sy Solenoid Valve 902002590 |  |  | A Class | NOS | NOS | I-Inventory | FG-Finish Good |  | Spares | Dental Chair-Spares | Dental Equiment | Main Location | 90330000 |  |  | Gnatus | [8 empty] | 0 | 0 | 0 | 1 | 0 | [10 empty] | Gn/Wu/Sp/Sy Solenoid Valve 902002590
IM03099 | Dental Chair Spares-Gnatus-Water Unit-Syn Water Unit PCB 300043070 |  |  | A Class | NOS | NOS | I-Inventory | FG-Finish Good |  | Spares | Dental Chair-Spares | Dental Equiment | Main Location | 90330000 |  |  | Gnatus | [8 empty] | 0 | 0 | 0 | 1 | 0 | [10 empty] | Gn/Wu/Sp/Syn Water Unit Pcb 300043070
IM03100 | Dental Chair Spares-Gnatus-Water Unit-Syn. Suction Switch 300044290 |  |  | A Class | NOS | NOS | I-Inventory | FG-Finish Good |  | Spares | Dental Chair-Spares | Dental Equiment | Main Location | 90330000 |  |  | Gnatus | [8 empty] | 0 | 0 | 0 | 1 | 0 | [10 empty] | Gn/Wu/Sp/Syn. Suction Switch 300044290
IM03101 | Dental Chair Spares-Gnatus-Water Unit-Syn.Tumbler Water Control 302002820 |  |  | A Class | NOS | NOS | I-Inventory | FG-Finish Good |  | Spares | Dental Chair-Spares | Dental Equiment | Main Location | 90330000 |  |  | Gnatus | [8 empty] | 0 | 0 | 0 | 1 | 0 | [10 empty] | Gn/Wu/Sp/Syn.Tumbler Water Control 302002820
IM03102 | Dental Chair Spares-Gnatus-Water Unit-Tee Joint 365001918 |  |  | A Class | NOS | NOS | I-Inventory | FG-Finish Good |  | Spares | Dental Chair-Spares | Dental Equiment | Main Location | 90330000 |  |  | Gnatus | [8 empty] | 0 | 0 | 0 | 1 | 0 | [10 empty] | Gn/Wu/Sp/Tee Joint 365001918
IM03103 | Dental Chair Spares-Gnatus-Water Unit-Top Assembly Water Unit Bottle Cover 602002523 |  |  | A Class | NOS | NOS | I-Inventory | FG-Finish Good |  | Spares | Dental Chair-Spares | Dental Equiment | Main Location | 90330000 |  |  | Gnatus | [8 empty] | 0 | 0 | 0 | 1 | 0 | [10 empty] | Gn/Wu/Sp/Top Assembly Water Unit Bottle Cover 602002523
IM03104 | Dental Chair Spares-Gnatus-Inova Pad/Sgold/Aqua Dentist Asst. Chair Seat Upholstery Dark Green 17 |  |  | A Class | NOS | NOS | I-Inventory | FG-Finish Good |  | Spares | Dental Chair-Spares | Dental Equiment | Main Location | 90330000 |  |  | Gnatus | [8 empty] | 0 | 0 | 0 | 1 | 0 | [10 empty] | GN/DS/SP/INOVA PAD/SGOLD/AQUA DENTIST ASST. CHAIR SEAT UPHOLSTERY DARK GREEN 17
IM03105 | Dental Chair Spares-Gnatus-Inova Pad/Sgold-Aqua Chair Backrest Upholstery Pink 09 |  |  | A Class | NOS | NOS | I-Inventory | FG-Finish Good |  | Spares | Dental Chair-Spares | Dental Equiment | Main Location | 90330000 |  |  | Gnatus | [8 empty] | 0 | 0 | 0 | 1 | 0 | [10 empty] | GN/DC/SP/INOVA PAD/SGOLD-AQUA CHAIR BACKREST UPHOLSTERY PINK 09
IM03106 | Dental Chair Spares-Gnatus-Water Unit-Water Nozzle Screw 300021232 |  |  | A Class | NOS | NOS | I-Inventory | FG-Finish Good |  | Spares | Dental Chair-Spares | Dental Equiment | Main Location | 90330000 |  |  | Gnatus | [8 empty] | 0 | 0 | 0 | 1 | 0 | [10 empty] | Gn/Wu/Sp/Water Nozzle Screw 300021232
IM03107 | Dental Chair Spares-Gnatus-Water Unit-Water Sensor 300026760 |  |  | A Class | NOS | NOS | I-Inventory | FG-Finish Good |  | Spares | Dental Chair-Spares | Dental Equiment | Main Location | 90330000 |  |  | Gnatus | [8 empty] | 0 | 0 | 0 | 1 | 0 | [10 empty] | Gn/Wu/Sp/Water Sensor 300026760
IM03108 | Dental Chair Spares-Gnatus-Water Unit-Water Sensor Control 300026800 |  |  | A Class | NOS | NOS | I-Inventory | FG-Finish Good |  | Spares | Dental Chair-Spares | Dental Equiment | Main Location | 90330000 |  |  | Gnatus | [8 empty] | 0 | 0 | 0 | 1 | 0 | [10 empty] | Gn/Wu/Sp/Water Sensor Control 300026800
IM03109 | Dental Chair Spares-Gnatus-Water Unit-Water Sensor Support 702001120 |  |  | A Class | NOS | NOS | I-Inventory | FG-Finish Good |  | Spares | Dental Chair-Spares | Dental Equiment | Main Location | 90330000 |  |  | Gnatus | [8 empty] | 0 | 0 | 0 | 1 | 0 | [10 empty] | Gn/Wu/Sp/Water Sensor Support 702001120
IM03110 | Dental Chair Spares-Gnatus-Water Unit-Water Sensor Transformer 302001790 |  |  | A Class | NOS | NOS | I-Inventory | FG-Finish Good |  | Spares | Dental Chair-Spares | Dental Equiment | Main Location | 90330000 |  |  | Gnatus | [8 empty] | 0 | 0 | 0 | 1 | 0 | [10 empty] | Gn/Wu/Sp/Water Sensor Transformer 302001790
IM03111 | Dental Chair Spares-Gnatus-Water Unit-Water Tubing 361000384 |  |  | A Class | NOS | NOS | I-Inventory | FG-Finish Good |  | Spares | Dental Chair-Spares | Dental Equiment | Main Location | 90330000 |  |  | Gnatus | [8 empty] | 0 | 0 | 0 | 1 | 0 | [10 empty] | Gn/Wu/Sp/Water Tubing 361000384
IM03112 | Dental Chair Spares-Gnatus-Water Unit-Water Unit Frontal Panel 365004697 |  |  | A Class | NOS | NOS | I-Inventory | FG-Finish Good |  | Spares | Dental Chair-Spares | Dental Equiment | Main Location | 90330000 |  |  | Gnatus | [8 empty] | 0 | 0 | 0 | 1 | 0 | [10 empty] | Gn/Wu/Sp/Water Unit Frontal Panel 365004697
IM03113 | Dental Chair Spares-Gnatus-Water Unit-Water Unit G3 New Fit 16000000564 |  |  | A Class | NOS | NOS | I-Inventory | FG-Finish Good |  | Spares | Dental Chair-Spares | Dental Equiment | Main Location | 90330000 |  |  | Gnatus | [8 empty] | 0 | 0 | 0 | 1 | 0 | [10 empty] | GN/WU/SP/WATER UNIT G3 NEW FIT 16000000564
IM03114 | Dental Chair Spares-Gnatus-Water Unit-Water Unit Hose With Tubing 41000003135 |  |  | A Class | NOS | NOS | I-Inventory | FG-Finish Good |  | Spares | Dental Chair-Spares | Dental Equiment | Main Location | 90330000 |  |  | Gnatus | [8 empty] | 0 | 0 | 0 | 1 | 0 | [10 empty] | GN/WU/SP/WATER UNIT HOSE WITH TUBING 41000003135
IM03115 | Dental Chair Spares-Gnatus-Water Unit-Water Unit Kit G3 Tv 66000000002 |  |  | A Class | NOS | NOS | I-Inventory | FG-Finish Good |  | Spares | Dental Chair-Spares | Dental Equiment | Main Location | 90330000 |  |  | Gnatus | [8 empty] | 0 | 0 | 0 | 1 | 0 | [10 empty] | GN/WU/SP/WATER UNIT KIT G3 TV 66000000002
IM03116 | Dental Chair Spares-Gnatus-Water Unit-Water Unit Lid 365004695 |  |  | A Class | NOS | NOS | I-Inventory | FG-Finish Good |  | Spares | Dental Chair-Spares | Dental Equiment | Main Location | 90330000 |  |  | Gnatus | [8 empty] | 0 | 0 | 0 | 1 | 0 | [10 empty] | Gn/Wu/Sp/Water Unit Lid 365004695
IM03117 | Dental Chair Spares-Gnatus-Water Unit-Water Unit Main Tubing |  |  | A Class | NOS | NOS | I-Inventory | FG-Finish Good |  | Spares | Dental Chair-Spares | Dental Equiment | Main Location | 90330000 |  |  | Gnatus | [8 empty] | 0 | 0 | 0 | 1 | 0 | [10 empty] | Gn/Wu/Sp/Water Unit Main Tubing
IM03118 | Dental Chair Spares-Gnatus-Water Unit-Water Unit Solenoid Coil 300043510 |  |  | A Class | NOS | NOS | I-Inventory | FG-Finish Good |  | Spares | Dental Chair-Spares | Dental Equiment | Main Location | 90330000 |  |  | Gnatus | [8 empty] | 0 | 0 | 0 | 1 | 0 | [10 empty] | Gn/Wu/Sp/Water Unit Solenoid Coil 300043510
IM03119 | Dental Chair Spares-Gnatus-Water Unit-Watercontrol Knob-300044030 |  |  | A Class | NOS | NOS | I-Inventory | FG-Finish Good |  | Spares | Dental Chair-Spares | Dental Equiment | Main Location | 90330000 |  |  | Gnatus | [8 empty] | 0 | 0 | 0 | 1 | 0 | [10 empty] | Gn/Wu/Sp/Watercontrol Knob-300044030
IM03120 | Articulator Spares-Gnatus-Articulator Bite Fork |  |  | A Class | NOS | NOS | I-Inventory | FG-Finish Good |  | Spares | Dental Chair-Spares | Dental Equiment | Main Location | 90330000 |  |  | Gnatus | [8 empty] | 0 | 0 | 0 | 1 | 0 | [10 empty] | Gnatus Articulator Bite Fork
IM03121 | Articulator Spares-Gnatus-Articulator Face Bow Sub Assembly Left |  |  | A Class | NOS | NOS | I-Inventory | FG-Finish Good |  | Spares | Dental Chair-Spares | Dental Equiment | Main Location | 90330000 |  |  | Gnatus | [8 empty] | 0 | 0 | 0 | 1 | 0 | [10 empty] | Gnatus Articulator Face Bow Sub Assembly Left
IM03122 | Aritculator Spares-Gnatus-Articulator Face Bow Sub Assembly Right |  |  | A Class | NOS | NOS | I-Inventory | FG-Finish Good |  | Spares | Dental Chair-Spares | Dental Equiment | Main Location | 90330000 |  |  | Gnatus | [8 empty] | 0 | 0 | 0 | 1 | 0 | [10 empty] | Gnatus Articulator Face Bow Sub Assembly Right
IM03123 | Aritcuatlro Spares-Gnatus-Face Bow Support Sub Assembly |  |  | A Class | NOS | NOS | I-Inventory | FG-Finish Good |  | Spares | Dental Chair-Spares | Dental Equiment | Main Location | 90330000 |  |  | Gnatus | [8 empty] | 0 | 0 | 0 | 1 | 0 | [10 empty] | Gnatus Articulator Face Bow Support Sub Assembly
IM03124 | Aritcuatlro Spares-Gnatus-Upper Frame Shaft |  |  | A Class | NOS | NOS | I-Inventory | FG-Finish Good |  | Spares | Dental Chair-Spares | Dental Equiment | Main Location | 90330000 |  |  | Gnatus | [8 empty] | 0 | 0 | 0 | 1 | 0 | [10 empty] | Gnatus Articulator Upper Frame Shaft
IM03125 | Dental Chair Spares-Gnatus-Base Headrest Cover 601008870 (S Gold, I-Pad, I-St) |  |  | A Class | NOS | NOS | I-Inventory | FG-Finish Good |  | Spares | Dental Chair-Spares | Dental Equiment | Main Location | 90330000 |  |  | Gnatus | [8 empty] | 0 | 0 | 0 | 1 | 0 | [10 empty] | Gnatus Base Headrest Cover 601008870 (S GOLD, I-Pad, I-ST)
IM03126 | Dental Chair Spares-Gnatus-Delivery Unit Inova Delivery Unit Lower Cover 604006060 |  |  | A Class | NOS | NOS | I-Inventory | FG-Finish Good |  | Spares | Dental Chair-Spares | Dental Equiment | Main Location | 90330000 |  |  | Gnatus | [8 empty] | 0 | 0 | 0 | 1 | 0 | [10 empty] | Gnatus Delivery Unit Inova Delivery Unit Lower Cover 604006060
IM03127 | Dental Chair Spares-Gnatus-Delivery Unit Solenoid Valve 300047770 |  |  | A Class | NOS | NOS | I-Inventory | FG-Finish Good |  | Spares | Dental Chair-Spares | Dental Equiment | Main Location | 90330000 |  |  | Gnatus | [8 empty] | 0 | 0 | 0 | 1 | 0 | [10 empty] | Gnatus Delivery Unit Solenoid Valve 300047770
IM03128 | Dental Chair Spares-Gnatus-Delivery Unit-Injected Tray 365004744 |  |  | A Class | NOS | NOS | I-Inventory | FG-Finish Good |  | Spares | Dental Chair-Spares | Dental Equiment | Main Location | 90330000 |  |  | Gnatus | [8 empty] | 0 | 0 | 0 | 1 | 0 | [10 empty] | Gnatus Delivery Unit-Injected Tray 365004744
IM03129 | Dental Chair Spares-Gnatus-G4 Water Unit Upper Cover 365004785 |  |  | A Class | NOS | NOS | I-Inventory | FG-Finish Good |  | Spares | Dental Chair-Spares | Dental Equiment | Main Location | 90330000 |  |  | Gnatus | [8 empty] | 0 | 0 | 0 | 1 | 0 | [10 empty] | Gnatus G4 Water Unit Upper Cover 365004785
IM03130 | Dental Chair Spares-Gnatus-Head Dent Lig Bicon Opt Subset 3 Led Without Sensor |  |  | A Class | NOS | NOS | I-Inventory | FG-Finish Good |  | Spares | Dental Chair-Spares | Dental Equiment | Main Location | 90330000 |  |  | Gnatus | [8 empty] | 0 | 0 | 0 | 1 | 0 | [10 empty] | Gnatus Head Dent Lig Bicon Opt Subset 3 Led Without Sensor
IM03131 | Dental Chair Spares-Gnatus-Oring 2-214 355000216 |  |  | A Class | NOS | NOS | I-Inventory | FG-Finish Good |  | Spares | Dental Chair-Spares | Dental Equiment | Main Location | 90330000 |  |  | Gnatus | [8 empty] | 0 | 0 | 0 | 1 | 0 | [10 empty] | Gnatus Spare-ORing 2-214 355000216
IM03132 | Dental Chair Spares-Gnatus-Support Body Bite Fork 365004060 |  |  | A Class | NOS | NOS | I-Inventory | FG-Finish Good |  | Spares | Dental Chair-Spares | Dental Equiment | Main Location | 90330000 |  |  | Gnatus | [8 empty] | 0 | 0 | 0 | 1 | 0 | [10 empty] | Gnatus Spare-Support Body Bite Fork 365004060
IM03133 | Dental Chair Spares-Gnatus-Water Unit Whole Body Holding Assembly 702001988 |  |  | A Class | NOS | NOS | I-Inventory | FG-Finish Good |  | Spares | Dental Chair-Spares | Dental Equiment | Main Location | 90330000 |  |  | Gnatus | [8 empty] | 0 | 0 | 0 | 1 | 0 | [10 empty] | Gnatus Spare-Water Unit Whole Body Holding Assembly 702001988
IM03134 | Dental Chair Spares-Gnatus-Inova Pad/Xpress Gold Headrest Upholstey Laminated Green |  |  | A Class | NOS | NOS | I-Inventory | FG-Finish Good |  | Spares | Dental Chair-Spares | Dental Equiment | Main Location | 90330000 |  |  | Gnatus | [8 empty] | 0 | 0 | 0 | 1 | 0 | [10 empty] | GN/DC/SP/INOVA PAD/XPRESS GOLD HEADREST UPHOLSTEY LAMINATED GREEN
IM03135 | Dental Chair Spares-Gnatus-Inova Pad/Xpress Gold Headrest Upholstey Metallic Sky Blue |  |  | A Class | NOS | NOS | I-Inventory | FG-Finish Good |  | Spares | Dental Chair-Spares | Dental Equiment | Main Location | 90330000 |  |  | Gnatus | [8 empty] | 0 | 0 | 0 | 1 | 0 | [10 empty] | GN/DC/SP/INOVA PAD/XPRESS GOLD HEADREST UPHOLSTEY METALLIC SKY BLUE
IM03136 | Dental Chair Spares-Gnatus-Interconn Harness Dent Ch/Wat Ug8 Lig 300054577 |  |  | A Class | NOS | NOS | I-Inventory | FG-Finish Good |  | Spares | Dental Chair-Spares | Dental Equiment | Main Location | 90330000 |  |  | Gnatus | [8 empty] | 0 | 0 | 0 | 1 | 0 | [10 empty] | GN/SP/INTERCONN HARNESS DENT CH/WAT UG8 LIG 300054577
IM03137 | Dental Chair Spares-Gnatus-Interconn Harness Wat U Board/Deliv U G4 300054938 |  |  | A Class | NOS | NOS | I-Inventory | FG-Finish Good |  | Spares | Dental Chair-Spares | Dental Equiment | Main Location | 90330000 |  |  | Gnatus | [8 empty] | 0 | 0 | 0 | 1 | 0 | [10 empty] | GN/SP/INTERCONN HARNESS WAT U BOARD/DELIV U G4 300054938
IM03138 | Dental Chair Spares-Gnatus-Landus Foot Control Wire 300030030/300015998 |  |  | A Class | NOS | NOS | I-Inventory | FG-Finish Good |  | Spares | Dental Chair-Spares | Dental Equiment | Main Location | 90330000 |  |  | Gnatus | [8 empty] | 0 | 0 | 0 | 1 | 0 | [10 empty] | GN/DC/SP/LANDUS FOOT CONTROL WIRE 300030030/300015998
IM03139 | Dental Chair Spares-Gnatus-Lexan Water Unit G4 Cup Holder/Basin 300054889 |  |  | A Class | NOS | NOS | I-Inventory | FG-Finish Good |  | Spares | Dental Chair-Spares | Dental Equiment | Main Location | 90330000 |  |  | Gnatus | [8 empty] | 0 | 0 | 0 | 1 | 0 | [10 empty] | Gn/Sp/Lexan Water Unit G4 Cup Holder/Basin 300054889
IM03140 | Dental Chair Spares-Gnatus-Lid W/Thread For Canula Diam. 6,5Mm Suctor Ii-365004677 |  |  | A Class | NOS | NOS | I-Inventory | FG-Finish Good |  | Spares | Dental Chair-Spares | Dental Equiment | Main Location | 90330000 |  |  | Gnatus | [8 empty] | 0 | 0 | 0 | 1 | 0 | [10 empty] | Gn/SP/Lid W/Thread For Canula Diam. 6,5Mm Suctor Ii-365004677
IM03141 | Dental Chair Spares-Gnatus-LU- Inova Pad/Super Gold Reflector Cover Back 365004352 |  |  | A Class | NOS | NOS | I-Inventory | FG-Finish Good |  | Spares | Dental Chair-Spares | Dental Equiment | Main Location | 90330000 |  |  | Gnatus | [8 empty] | 0 | 0 | 0 | 1 | 0 | [10 empty] | Gn/Lu/Inova Pad/Super Gold Reflector Cover Back 365004352
IM03142 | Dental Chair Spares-Gnatus-LU-3 Led Sensor Light W/O Oval Shape Cover |  |  | A Class | NOS | NOS | I-Inventory | FG-Finish Good |  | Spares | Dental Chair-Spares | Dental Equiment | Main Location | 90330000 |  |  | Gnatus | [8 empty] | 0 | 0 | 0 | 1 | 0 | [10 empty] | Gn/Lu/Sp/3 Led Sensor Light w/o Oval Shape Cover
IM03143 | Dental Chair Spares-Gnatus-LU-3 Led Sensor Light W/O Oval Shape Light Body Lower Cover |  |  | A Class | NOS | NOS | I-Inventory | FG-Finish Good |  | Spares | Dental Chair-Spares | Dental Equiment | Main Location | 90330000 |  |  | Gnatus | [8 empty] | 0 | 0 | 0 | 1 | 0 | [10 empty] | Gn/Lu/Sp/3 Led Sensor Light w/o Oval Shape Light Body Lower Cover
IM03144 | Dental Chair Spares-Gnatus-LU-5 Led Sensor Light W/O Oval Shape Cover |  |  | A Class | NOS | NOS | I-Inventory | FG-Finish Good |  | Spares | Dental Chair-Spares | Dental Equiment | Main Location | 90330000 |  |  | Gnatus | [8 empty] | 0 | 0 | 0 | 1 | 0 | [10 empty] | Gn/Lu/Sp/5 Led Sensor Light w/o Oval Shape Cover
IM03145 | Dental Chair Spares-Gnatus-LU-Inova Pad/Super Gold Reflector Cover 365004351 |  |  | A Class | NOS | NOS | I-Inventory | FG-Finish Good |  | Spares | Dental Chair-Spares | Dental Equiment | Main Location | 90330000 |  |  | Gnatus | [8 empty] | 0 | 0 | 0 | 1 | 0 | [10 empty] | Gn/Lu/Sp/Inova Pad/Super Gold Reflector Cover 365004351
IM03146 | Dental Chair Spares-Gnatus-LU-Led Adaptor 300053732/41000005625 |  |  | A Class | NOS | NOS | I-Inventory | FG-Finish Good |  | Spares | Dental Chair-Spares | Dental Equiment | Main Location | 90330000 |  |  | Gnatus | [8 empty] | 0 | 0 | 0 | 1 | 0 | [10 empty] | GN/LU/SP/LED ADAPTOR 300053732/41000005625
IM03147 | Dental Chair Spares-Gnatus-LU-Led Light Bulb Only 300051679/300051821 |  |  | A Class | NOS | NOS | I-Inventory | FG-Finish Good |  | Spares | Dental Chair-Spares | Dental Equiment | Main Location | 90330000 |  |  | Gnatus | [8 empty] | 0 | 0 | 0 | 1 | 0 | [10 empty] | Gn/Lu/Sp/Led Light Bulb Only 300051679/300051821
IM03148 | Dental Chair Spares-Gnatus-LU-Resistor 2R7/10W 8888800250 |  |  | A Class | NOS | NOS | I-Inventory | FG-Finish Good |  | Spares | Dental Chair-Spares | Dental Equiment | Main Location | 90330000 |  |  | Gnatus | [8 empty] | 0 | 0 | 0 | 1 | 0 | [10 empty] | Gn/Lu/Sp/Resistor 2R7/10W 8888800250
IM03149 | Dental Chair Spares-Gnatus-LU-S200/300 Light Arm L Ploe-41000004927 |  |  | A Class | NOS | NOS | I-Inventory | FG-Finish Good |  | Spares | Dental Chair-Spares | Dental Equiment | Main Location | 90330000 |  |  | Gnatus | [8 empty] | 0 | 0 | 0 | 1 | 0 | [10 empty] | GN/LU/SP/S200/300 LIGHT ARM L PLOE-41000004927
IM03150 | Dental Chair Spares-Gnatus-LU-S200/S300 Oval Shape Cover Side Cap-31000002592 |  |  | A Class | NOS | NOS | I-Inventory | FG-Finish Good |  | Spares | Dental Chair-Spares | Dental Equiment | Main Location | 90330000 |  |  | Gnatus | [8 empty] | 0 | 0 | 0 | 1 | 0 | [10 empty] | GN/LU/SP/S200/S300 OVAL SHAPE COVER SIDE CAP-31000002592
IM03151 | Dental Chair Spares-Gnatus-LU-S200/S300Column Fixing Set Dental Light-30300054949 |  |  | A Class | NOS | NOS | I-Inventory | FG-Finish Good |  | Spares | Dental Chair-Spares | Dental Equiment | Main Location | 90330000 |  |  | Gnatus | [8 empty] | 0 | 0 | 0 | 1 | 0 | [10 empty] | GN/LU/SP/S200/S300COLUMN FIXING SET DENTAL LIGHT-30300054949
IM03152 | Dental Chair Spares-Gnatus-LU-S200/S300Column Fixing Set Dental Light-30300054949 |  |  | A Class | NOS | NOS | I-Inventory | FG-Finish Good |  | Spares | Dental Chair-Spares | Dental Equiment | Main Location | 90330000 |  |  | Gnatus | [8 empty] | 0 | 0 | 0 | 1 | 0 | [10 empty] | GN/LU/SP/S200/S300COLUMN FIXING SET DENTAL LIGHT-30300054949
IM03153 | Dental Chair Spares-Gnatus-LU-S500-Series Foot Control Light On/Off Rubber Cap-26073-102 |  |  | A Class | NOS | NOS | I-Inventory | FG-Finish Good |  | Spares | Dental Chair-Spares | Dental Equiment | Main Location | 90330000 |  |  | Gnatus | [8 empty] | 0 | 0 | 0 | 1 | 0 | [10 empty] | GN/LU/SP/S500-SERIES FOOT CONTROL LIGHT ON/OFF RUBBER CAP-26073-102
IM03154 | Dental Chair Spares-Gnatus-LU-Top Chair Refl Handle Right 300026390/300026380 |  |  | A Class | NOS | NOS | I-Inventory | FG-Finish Good |  | Spares | Dental Chair-Spares | Dental Equiment | Main Location | 90330000 |  |  | Gnatus | [8 empty] | 0 | 0 | 0 | 1 | 0 | [10 empty] | Gn/Lu/Sp/Top Chair Refl Handle Right 300026390/300026380
IM03155 | Dental Chair Spares-Gnatus-Pino Regulagem Bucha Ii Axis/Bush 40 Un-31000000667 |  |  | A Class | NOS | NOS | I-Inventory | FG-Finish Good |  | Spares | Dental Chair-Spares | Dental Equiment | Main Location | 90330000 |  |  | Gnatus | [8 empty] | 0 | 0 | 0 | 1 | 0 | [10 empty] | GN/DC/SP/PINO REGULAGEM BUCHA II AXIS/BUSH 40 UN-31000000667
IM03156 | Dental Chair Spares-Gnatus-Power Supply Source Ii 5V-1A J4 W/Lock 300052949 |  |  | A Class | NOS | NOS | I-Inventory | FG-Finish Good |  | Spares | Dental Chair-Spares | Dental Equiment | Main Location | 90330000 |  |  | Gnatus | [8 empty] | 0 | 0 | 0 | 1 | 0 | [10 empty] | Gn/Sp/Power Supply Source II 5V-1A J4 W/Lock 300052949
IM03157 | Dental Chair Spares-Gnatus-Processed Internal Polythylehne Junction 3/4 X 3/4 607002639 |  |  | A Class | NOS | NOS | I-Inventory | FG-Finish Good |  | Spares | Dental Chair-Spares | Dental Equiment | Main Location | 90330000 |  |  | Gnatus | [8 empty] | 0 | 0 | 0 | 1 | 0 | [10 empty] | Gn/Sp/Processed Internal polythylehne Junction 3/4 x 3/4 607002639
IM03158 | Dental Chair Spares-Gnatus-Record Lever On/Off Sds 300053947 |  |  | A Class | NOS | NOS | I-Inventory | FG-Finish Good |  | Spares | Dental Chair-Spares | Dental Equiment | Main Location | 90330000 |  |  | Gnatus | [8 empty] | 0 | 0 | 0 | 1 | 0 | [10 empty] | Gn/Sp/Record Lever On/Off SDS 300053947
IM03159 | Dental Chair Spares-GnatusRetractable Arm Kit Syn Glx/Gl Gray Dental Chair Right Arm 991004088 |  |  | A Class | NOS | NOS | I-Inventory | FG-Finish Good |  | Spares | Dental Chair-Spares | Dental Equiment | Main Location | 90330000 |  |  | Gnatus | [8 empty] | 0 | 0 | 0 | 1 | 0 | [10 empty] | GN/BA/SP/RETRACTABLE ARM KIT SYN GLX/GL GRAY DENTAL CHAIR RIGHT ARM 991004088
IM03160 | Dental Chair Spares-Gnatus-S/C Adaptador Cadeira/Ua G3 Acab 41000000043 |  |  | A Class | NOS | NOS | I-Inventory | FG-Finish Good |  | Spares | Dental Chair-Spares | Dental Equiment | Main Location | 90330000 |  |  | Gnatus | [8 empty] | 0 | 0 | 0 | 1 | 0 | [10 empty] | GN/SP/S/C ADAPTADOR CADEIRA/UA G3 ACAB 41000000043
IM03161 | Dental Chair Spares-Gnatus-S/C Braco Aux Unid Syncrus Alcance G4 702002175 |  |  | A Class | NOS | NOS | I-Inventory | FG-Finish Good |  | Spares | Dental Chair-Spares | Dental Equiment | Main Location | 90330000 |  |  | Gnatus | [8 empty] | 0 | 0 | 0 | 1 | 0 | [10 empty] | GN/SP/S/C BRACO AUX UNID SYNCRUS ALCANCE G4 702002175
IM03162 | Dental Chair Spares-Gnatus-S/C Capa Traseira Base Cad Syncrus G8 40901008678 |  |  | A Class | NOS | NOS | I-Inventory | FG-Finish Good |  | Spares | Dental Chair-Spares | Dental Equiment | Main Location | 90330000 |  |  | Gnatus | [8 empty] | 0 | 0 | 0 | 1 | 0 | [10 empty] | GN/SP/S/C CAPA TRASEIRA BASE CAD SYNCRUS G8 40901008678
IM03163 | Dental Chair Spares-Gnatus-S/C Modulo Massageador 40901008673 |  |  | A Class | NOS | NOS | I-Inventory | FG-Finish Good |  | Spares | Dental Chair-Spares | Dental Equiment | Main Location | 90330000 |  |  | Gnatus | [8 empty] | 0 | 0 | 0 | 1 | 0 | [10 empty] | GN/SP/S/C MODULO MASSAGEADOR 40901008673
IM03164 | Dental Chair Spares-Gnatus-S/C Tampa Eq Hs Special C/ Tecla S/ Neg 40804001793 |  |  | A Class | NOS | NOS | I-Inventory | FG-Finish Good |  | Spares | Dental Chair-Spares | Dental Equiment | Main Location | 90330000 |  |  | Gnatus | [8 empty] | 0 | 0 | 0 | 1 | 0 | [10 empty] | GN/DC/SP/S/C TAMPA EQ HS SPECIAL C/ TECLA S/ NEG 40804001793
IM03165 | Dental Chair Spares-Gnatus-S/C Valvula Dupla Unidade Agua G8 902003308 |  |  | A Class | NOS | NOS | I-Inventory | FG-Finish Good |  | Spares | Dental Chair-Spares | Dental Equiment | Main Location | 90330000 |  |  | Gnatus | [8 empty] | 0 | 0 | 0 | 1 | 0 | [10 empty] | GN/SP/S/C VALVULA DUPLA UNIDADE AGUA G8 902003308
IM03166 | Dental Chair Spares-Gnatus-S200 Delivery Unit Air/Water Distributor-41000003206 |  |  | A Class | NOS | NOS | I-Inventory | FG-Finish Good |  | Spares | Dental Chair-Spares | Dental Equiment | Main Location | 90330000 |  |  | Gnatus | [8 empty] | 0 | 0 | 0 | 1 | 0 | [10 empty] | GN/DC/SP/S200 DELIVERY UNIT AIR/WATER DISTRIBUTOR-41000003206
IM03167 | Dental Chair Spares-Gnatus-Sg/Or/Aq/Ipp Gnatus Uphol Metallic Green 12 |  |  | A Class | NOS | NOS | I-Inventory | FG-Finish Good |  | Spares | Dental Chair-Spares | Dental Equiment | Main Location | 90184900 |  |  | Gnatus | [8 empty] | 0 | 0 | 0 | 1 | 0 | [10 empty] | GN/DC/UP/SG/OR/AQ/IPP GNATUS UPHOL METALLIC GREEN 12
IM03168 | Dental Chair Spares-Gnatus-Shaft/Valve Int Eq Syn Hlx Full 904005024 |  |  | A Class | NOS | NOS | I-Inventory | FG-Finish Good |  | Spares | Dental Chair-Spares | Dental Equiment | Main Location | 90330000 |  |  | Gnatus | [8 empty] | 0 | 0 | 0 | 1 | 0 | [10 empty] | Gn/Sp/Shaft/Valve Int Eq Syn Hlx Full 904005024
IM03169 | Dental Chair Spares-Gnatus-Sp/Seat Upholsery Metalic Blue Headrest 16000000814 |  |  | A Class | NOS | NOS | I-Inventory | FG-Finish Good |  | Spares | Dental Chair-Spares | Dental Equiment | Main Location | 90330000 |  |  | Gnatus | [8 empty] | 0 | 0 | 0 | 1 | 0 | [10 empty] | GN/UP/SP/SEAT UPHOLSERY METALIC BLUE HEADREST 16000000814
IM03170 | Dental Chair Spares-Gnatus-Sp/Seat Upholsery Metalic Copper 901008240 |  |  | A Class | NOS | NOS | I-Inventory | FG-Finish Good |  | Spares | Dental Chair-Spares | Dental Equiment | Main Location | 90330000 |  |  | Gnatus | [8 empty] | 0 | 0 | 0 | 1 | 0 | [10 empty] | Gn/Up/Sp/Seat Upholsery Metalic Copper 901008240
IM03171 | Dental Chair Spares-Gnatus-S-Series PCB Multilink Universal Debug/Program Tool-86000003469 |  |  | A Class | NOS | NOS | I-Inventory | FG-Finish Good |  | Spares | Dental Chair-Spares | Dental Equiment | Main Location | 90330000 |  |  | Gnatus | [8 empty] | 0 | 0 | 0 | 1 | 0 | [10 empty] | GN/DC/SP/S-SERIES PCB MULTILINK UNIVERSAL DEBUG/PROGRAM TOOL-86000003469
IM03172 | Dental Chair Spares-Gnatus-Sub Water Unit Lid, A/P/L With Wedg 902001780 |  |  | A Class | NOS | NOS | I-Inventory | FG-Finish Good |  | Spares | Dental Chair-Spares | Dental Equiment | Main Location | 90330000 |  |  | Gnatus | [8 empty] | 0 | 0 | 0 | 1 | 0 | [10 empty] | GN/SP/SUB WATER UNIT LID, A/P/L WITH WEDG 902001780
IM03173 | Dental Chair Spares-Gnatus-Subset Cover Equipment Syncrus Ls/S Inova Plus With Button 804001789 |  |  | A Class | NOS | NOS | I-Inventory | FG-Finish Good |  | Spares | Dental Chair-Spares | Dental Equiment | Main Location | 90330000 |  |  | Gnatus | [8 empty] | 0 | 0 | 0 | 1 | 0 | [10 empty] | GN/DC/SP/SUBSET COVER EQUIPMENT SYNCRUS LS/S INOVA PLUS WITH BUTTON 804001789
IM03174 | Dental Chair Spares-Gnatus-Syncrus G8 Chair Base Cover S/C 601001353 |  |  | A Class | NOS | NOS | I-Inventory | FG-Finish Good |  | Spares | Dental Chair-Spares | Dental Equiment | Main Location | 90330000 |  |  | Gnatus | [8 empty] | 0 | 0 | 0 | 1 | 0 | [10 empty] | GN/SP/SYNCRUS G8 CHAIR BASE COVER S/C 601001353
IM03175 | Dental Chair Spares-Gnatus-Washer, Steel 5/32 Ext. Diam. 10Mm 30280000135 |  |  | A Class | NOS | NOS | I-Inventory | FG-Finish Good |  | Spares | Dental Chair-Spares | Dental Equiment | Main Location | 90330000 |  |  | Gnatus | [8 empty] | 0 | 0 | 0 | 1 | 0 | [10 empty] | GN/SP/WASHER, STEEL 5/32 EXT. DIAM. 10MM 30280000135
IM03176 | Dental Chair Spares-Gnatus-Xpress-Ip Gold/Gnatus Chair Uphl/Gold 31(Complete) |  |  | A Class | NOS | NOS | I-Inventory | FG-Finish Good |  | Spares | Dental Chair-Spares | Dental Equiment | Main Location | 90330000 |  |  | Gnatus | [8 empty] | 0 | 0 | 0 | 1 | 0 | [10 empty] | GN/DC/UP/XPRESS-IP GOLD/GNATUS CHAIR UPHL/GOLD 31(complete)
IM03177 | Dental Chair Spares-Gnatus-Water UnitDental Cattani Suction Kit 16Mm G3/G4 Water-16000002822 |  |  | A Class | NOS | NOS | I-Inventory | FG-Finish Good |  | Spares | Dental Chair-Spares | Dental Equiment | Main Location | 90330000 |  |  | Gnatus | [8 empty] | 0 | 0 | 0 | 1 | 0 | [10 empty] | GN/WU/SP DENTAL CATTANI SUCTION KIT 16MM G3/G4 WATER-16000002822
IM03178 | Dental Chair Spares-Gnatus-Water Unit-Double Solenoid Valve 300051428/300051470/41000002734 |  |  | A Class | NOS | NOS | I-Inventory | FG-Finish Good |  | Spares | Dental Chair-Spares | Dental Equiment | Main Location | 90330000 |  |  | Gnatus | [8 empty] | 0 | 0 | 0 | 1 | 0 | [10 empty] | GN/WU/SP/DOUBLE SOLENOID VALVE 300051428/300051470/41000002734
IM03179 | Dental Chair Spares-Gnatus-Water Unit-High Motorised Suction Nozzle 902002570/902003296 |  |  | A Class | NOS | NOS | I-Inventory | FG-Finish Good |  | Spares | Dental Chair-Spares | Dental Equiment | Main Location | 90330000 |  |  | Gnatus | [8 empty] | 0 | 0 | 0 | 1 | 0 | [10 empty] | GN/WU/SP/HIGH MOTORISED SUCTION NOZZLE 902002570/902003296
IM03180 | Dental Chair Spares-Gnatus-Water Unit-Low Motorise Suction Cannula 902002560/902003299 |  |  | A Class | NOS | NOS | I-Inventory | FG-Finish Good |  | Spares | Dental Chair-Spares | Dental Equiment | Main Location | 90330000 |  |  | Gnatus | [8 empty] | 0 | 0 | 0 | 1 | 0 | [10 empty] | GN/WU/SP/LOW MOTORISE SUCTION CANNULA 902002560/902003299
IM03181 | Dental Chair Spares-Gnatus-Water Unit-New Low Suction Cannula W/O Rubber Tip 365004675 |  |  | A Class | NOS | NOS | I-Inventory | FG-Finish Good |  | Spares | Dental Chair-Spares | Dental Equiment | Main Location | 90330000 |  |  | Gnatus | [8 empty] | 0 | 0 | 0 | 1 | 0 | [10 empty] | GN/WU/SP/NEW LOW SUCTION CANNULA W/O RUBBER TIP 365004675
IM03182 | Dental Chair Spares-Gnatus-Water Unit-S300/S200 Series Chair Sink Connection-31000002584 |  |  | A Class | NOS | NOS | I-Inventory | FG-Finish Good |  | Spares | Dental Chair-Spares | Dental Equiment | Main Location | 90330000 |  |  | Gnatus | [8 empty] | 0 | 0 | 0 | 1 | 0 | [10 empty] | GN/WU/SP/S300/S200 SERIES CHAIR SINK CONNECTION-31000002584
IM03183 | Dental Chair Spares-Gnatus-Water Unit-S300/S200 Tumbler & Spittoon Button Sticker-31000002518 |  |  | A Class | NOS | NOS | I-Inventory | FG-Finish Good |  | Spares | Dental Chair-Spares | Dental Equiment | Main Location | 90330000 |  |  | Gnatus | [8 empty] | 0 | 0 | 0 | 1 | 0 | [10 empty] | GN/WU/SP/S300/S200 TUMBLER & SPITTOON BUTTON STICKER-31000002518
IM03184 | Dental Chair Spares-Gnatus-Water Unit-S-Series Chair Bottle Holder-31000002591/41000003198/31000002286/31000002286 |  |  | A Class | NOS | NOS | I-Inventory | FG-Finish Good |  | Spares | Dental Chair-Spares | Dental Equiment | Main Location | 90330000 |  |  | Gnatus | [8 empty] | 0 | 0 | 0 | 1 | 0 | [10 empty] | GN/WU/SP/S-SERIES CHAIR BOTTLE HOLDER-31000002591/41000003198/31000002286/31000002286
IM03185 | Dental Chair Spares-Gnatus-Water Unit-Subassy Bowl Water Conducer Tube W/U Syn Pop 702001985 |  |  | A Class | NOS | NOS | I-Inventory | FG-Finish Good |  | Spares | Dental Chair-Spares | Dental Equiment | Main Location | 90330000 |  |  | Gnatus | [8 empty] | 0 | 0 | 0 | 1 | 0 | [10 empty] | GN/WU/SP/SUBASSY BOWL WATER CONDUCER TUBE W/U SYN POP 702001985
IM03186 | Dental Chair Spares-Gnatus-Water Unit-Suction Valve/Venturi 300020785 |  |  | A Class | NOS | NOS | I-Inventory | FG-Finish Good |  | Spares | Dental Chair-Spares | Dental Equiment | Main Location | 90330000 |  |  | Gnatus | [8 empty] | 0 | 0 | 0 | 1 | 0 | [10 empty] | Gn/Wu/Sp/Suction Valve/Venturi 300020785
IM03187 | Dental Chair Spares-Gnatus-Water Unit-Super Gold W/U Sticker 300050603 |  |  | A Class | NOS | NOS | I-Inventory | FG-Finish Good |  | Spares | Dental Chair-Spares | Dental Equiment | Main Location | 90330000 |  |  | Gnatus | [8 empty] | 0 | 0 | 0 | 1 | 0 | [10 empty] | Gn/Wu/Sp/Super Gold W/U Sticker 300050603
IM03188 | Dental Chair Spares-Gnatus-Water Unit-Unit Body Syncrus Alcane/S-Gold 602002210 |  |  | A Class | NOS | NOS | I-Inventory | FG-Finish Good |  | Spares | Dental Chair-Spares | Dental Equiment | Main Location | 90330000 |  |  | Gnatus | [8 empty] | 0 | 0 | 0 | 1 | 0 | [10 empty] | Gn/Wu/Sp/Unit Body Syncrus Alcane/S-Gold 602002210
IM03189 | Dental Chair Spares-Gnatus-Water Unit-Venturi Terminal H/P Support Ii Subse 902003190 |  |  | A Class | NOS | NOS | I-Inventory | FG-Finish Good |  | Spares | Dental Chair-Spares | Dental Equiment | Main Location | 90330000 |  |  | Gnatus | [8 empty] | 0 | 0 | 0 | 1 | 0 | [10 empty] | Gn/Wu/Sp/Venturi Terminal H/P Support Ii Subse 902003190
IM03190 | Dental Chair Spares-Gnatus-Ejector Connection 11Mm 365003580/902003296 |  |  | A Class | NOS | NOS | I-Inventory | FG-Finish Good |  | Spares | Dental Chair-Spares | Dental Equiment | Main Location | 90330000 |  |  | Gnatus | [8 empty] | 0 | 0 | 0 | 1 | 0 | [10 empty] | Gnatus Water Unit Ejector Connection 11Mm 365003580/902003296
IM03191 | Dental Chair Spares-Local-Air Regulator For Chair |  |  | A Class | NOS | NOS | I-Inventory | FG-Finish Good |  | Spares | Dental Chair-Spares | Dental Equiment | Main Location | 90330000 |  |  | Indian Product | [8 empty] | 0 | 0 | 0 | 1 | 0 | [10 empty] | LP/DC/SP/AIR REGULATOR FOR CHAIR
IM03192 | Dental Chair Spares-Local-Cefla Adapter Of Barco 22Inch Screen |  |  | A Class | NOS | NOS | I-Inventory | FG-Finish Good |  | Spares | Dental Chair-Spares | Dental Equiment | Main Location | 90330000 |  |  | Indian Product | [8 empty] | 0 | 0 | 0 | 1 | 0 | [10 empty] | LP/DC/SP/CEFLA ADAPTER OF BARCO 22INCH SCREEN
IM03193 | Dental Chair Spares-Local-Excellence Feather Touch Pcb |  |  | A Class | NOS | NOS | I-Inventory | FG-Finish Good |  | Spares | Dental Chair-Spares | Dental Equiment | Main Location | 90330000 |  |  | Indian Product | [8 empty] | 0 | 0 | 0 | 1 | 0 | [10 empty] | LP/DC/SP/EXCELLENCE FEATHER TOUCH PCB
IM03194 | Dental Chair Spares-Local-Gnatus Chair Water Unit Movable Base Clamp |  |  | A Class | NOS | NOS | I-Inventory | FG-Finish Good |  | Spares | Dental Chair-Spares | Dental Equiment | Main Location | 90330000 |  |  | Indian Product | [8 empty] | 0 | 0 | 0 | 1 | 0 | [10 empty] | LP/DC/SP/GNATUS CHAIR WATER UNIT MOVABLE BASE CLAMP
IM03195 | Dental Chair Spares-Local-Ritter Chair Main Pcb |  |  | A Class | NOS | NOS | I-Inventory | FG-Finish Good |  | Spares | Dental Chair-Spares | Dental Equiment | Main Location | 90330000 |  |  | Indian Product | [8 empty] | 0 | 0 | 0 | 1 | 0 | [10 empty] | LP/DC/SP/RITTER CHAIR MAIN PCB
IM03196 | Dental Chair Spares-Local-Ritter Light Pcb |  |  | A Class | NOS | NOS | I-Inventory | FG-Finish Good |  | Spares | Dental Chair-Spares | Dental Equiment | Main Location | 90330000 |  |  | Indian Product | [8 empty] | 0 | 0 | 0 | 1 | 0 | [10 empty] | LP/DL/SP/RITTER LIGHT PCB
IM03197 | Dental Chair Spares-Join Champ- Champ Star Over Hanging Du PCB |  |  | A Class | NOS | NOS | I-Inventory | FG-Finish Good |  | Spares | Dental Chair-Spares | Dental Equiment | Main Location | 90330000 |  |  | Join Champ | [8 empty] | 0 | 0 | 0 | 1 | 0 | [10 empty] | CHAMP STAR OVER HANGING DU PCB
IM03198 | Dental Chair Spares-Join Champ- Champ Star Sensor Light |  |  | A Class | NOS | NOS | I-Inventory | FG-Finish Good |  | Spares | Dental Chair-Spares | Dental Equiment | Main Location | 90330000 |  |  | Join Champ | [8 empty] | 0 | 0 | 0 | 1 | 0 | [10 empty] | Champ Star Sensor Light
IM03199 | Dental Chair Spares-Join Champ- Champ Star Water Unit Connector Wire PCB |  |  | A Class | NOS | NOS | I-Inventory | FG-Finish Good |  | Spares | Dental Chair-Spares | Dental Equiment | Main Location | 90330000 |  |  | Join Champ | [8 empty] | 0 | 0 | 0 | 1 | 0 | [10 empty] | Champ Star Water Unit Connector Wire Pcb
IM03200 | Dental Chair Spares-Join Champ- Champ Star Assistance Side Cover Holder Box |  |  | A Class | NOS | NOS | I-Inventory | FG-Finish Good |  | Spares | Dental Chair-Spares | Dental Equiment | Main Location | 90330000 |  |  | Join Champ | [8 empty] | 0 | 0 | 0 | 1 | 0 | [10 empty] | Chc Spare - Champ Star Assistance Side Cover Holder Box
IM03201 | Dental Chair Spares-Join Champ- Galaxy Over Head Arm Air Switch |  |  | A Class | NOS | NOS | I-Inventory | FG-Finish Good |  | Spares | Dental Chair-Spares | Dental Equiment | Main Location | 90330000 |  |  | Join Champ | [8 empty] | 0 | 0 | 0 | 1 | 0 | [10 empty] | Chc Spare - Galaxy Over Head Arm Air Switch
IM03202 | Dental Chair Spares-Join Champ- Join Champ 92T Galaxy Delivery Unit PCB Jc-02-02-10-92T-01 |  |  | A Class | NOS | NOS | I-Inventory | FG-Finish Good |  | Spares | Dental Chair-Spares | Dental Equiment | Main Location | 90330000 |  |  | Join Champ | [8 empty] | 0 | 0 | 0 | 1 | 0 | [10 empty] | Chc Spare - Join Champ 92T Galaxy Delivery Unit Pcb Jc-02-02-10-92T-01
IM03203 | Dental Chair Spares-Join Champ- Join Champ Arm Cover |  |  | A Class | NOS | NOS | I-Inventory | FG-Finish Good |  | Spares | Dental Chair-Spares | Dental Equiment | Main Location | 90330000 |  |  | Join Champ | [8 empty] | 0 | 0 | 0 | 1 | 0 | [10 empty] | Chc Spare - Join Champ Arm Cover
IM03204 | Dental Chair Spares-Join Champ- Join Champ Cuspidor Launch |  |  | A Class | NOS | NOS | I-Inventory | FG-Finish Good |  | Spares | Dental Chair-Spares | Dental Equiment | Main Location | 90330000 |  |  | Join Champ | [8 empty] | 0 | 0 | 0 | 1 | 0 | [10 empty] | CHC SPARE - JOIN CHAMP CUSPIDOR LAUNCH
IM03205 | Dental Chair Spares-Join Champ- Join Champ Floor Box Metal Frame |  |  | A Class | NOS | NOS | I-Inventory | FG-Finish Good |  | Spares | Dental Chair-Spares | Dental Equiment | Main Location | 90330000 |  |  | Join Champ | [8 empty] | 0 | 0 | 0 | 1 | 0 | [10 empty] | CHC SPARE - JOIN CHAMP FLOOR BOX METAL FRAME
IM03206 | Dental Chair Spares-Join Champ- Join Champ Galaxy Instrument Tray Jc-02-08-01 |  |  | A Class | NOS | NOS | I-Inventory | FG-Finish Good |  | Spares | Dental Chair-Spares | Dental Equiment | Main Location | 90330000 |  |  | Join Champ | [8 empty] | 0 | 0 | 0 | 1 | 0 | [10 empty] | Chc Spare - Join Champ Galaxy Instrument Tray Jc-02-08-01
IM03207 | Dental Chair Spares-Join Champ- Join Champ Galaxy Overhead Wheel |  |  | A Class | NOS | NOS | I-Inventory | FG-Finish Good |  | Spares | Dental Chair-Spares | Dental Equiment | Main Location | 90330000 |  |  | Join Champ | [8 empty] | 0 | 0 | 0 | 1 | 0 | [10 empty] | Chc Spare - Join Champ Galaxy Overhead Wheel
IM03208 | Dental Chair Spares-Join Champ- Join Champ Headrest Cover-Jc-05-03-02 |  |  | A Class | NOS | NOS | I-Inventory | FG-Finish Good |  | Spares | Dental Chair-Spares | Dental Equiment | Main Location | 90330000 |  |  | Join Champ | [8 empty] | 0 | 0 | 0 | 1 | 0 | [10 empty] | Chc Spare - Join Champ Headrest Cover-Jc-05-03-02
IM03209 | Dental Chair Spares-Join Champ- Join Champ Light |  |  | A Class | NOS | NOS | I-Inventory | FG-Finish Good |  | Spares | Dental Chair-Spares | Dental Equiment | Main Location | 90330000 |  |  | Join Champ | [8 empty] | 0 | 0 | 0 | 1 | 0 | [10 empty] | CHC SPARE - JOIN CHAMP LIGHT
IM03210 | Dental Chair Spares-Join Champ- Join Champ Light Arm |  |  | A Class | NOS | NOS | I-Inventory | FG-Finish Good |  | Spares | Dental Chair-Spares | Dental Equiment | Main Location | 90330000 |  |  | Join Champ | [8 empty] | 0 | 0 | 0 | 1 | 0 | [10 empty] | Chc Spare - Join Champ Light Arm
IM03211 | Dental Chair Spares-Join Champ- Join Champ New Galaxy Chair Left Side Lower Cover |  |  | A Class | NOS | NOS | I-Inventory | FG-Finish Good |  | Spares | Dental Chair-Spares | Dental Equiment | Main Location | 90330000 |  |  | Join Champ | [8 empty] | 0 | 0 | 0 | 1 | 0 | [10 empty] | CHC SPARE - JOIN CHAMP NEW GALAXY CHAIR LEFT SIDE LOWER COVER
IM03212 | Dental Chair Spares-Join Champ- Join Champ New Galaxy Chair Right Side Lower Cover |  |  | A Class | NOS | NOS | I-Inventory | FG-Finish Good |  | Spares | Dental Chair-Spares | Dental Equiment | Main Location | 90330000 |  |  | Join Champ | [8 empty] | 0 | 0 | 0 | 1 | 0 | [10 empty] | CHC SPARE - JOIN CHAMP NEW GALAXY CHAIR RIGHT SIDE LOWER COVER
IM03213 | Dental Chair Spares-Join Champ- Join Champ Planet Chair Right Arm-Jc-05-02 |  |  | A Class | NOS | NOS | I-Inventory | FG-Finish Good |  | Spares | Dental Chair-Spares | Dental Equiment | Main Location | 90330000 |  |  | Join Champ | [8 empty] | 0 | 0 | 0 | 1 | 0 | [10 empty] | Chc Spare - Join Champ Planet Chair Right Arm-Jc-05-02
IM03214 | Dental Chair Spares-Join Champ- Join Champ Planet Delivery Unit Upper Cover 92A |  |  | A Class | NOS | NOS | I-Inventory | FG-Finish Good |  | Spares | Dental Chair-Spares | Dental Equiment | Main Location | 90330000 |  |  | Join Champ | [8 empty] | 0 | 0 | 0 | 1 | 0 | [10 empty] | Chc Spare - Join Champ Planet Delivery Unit Upper Cover 92A
IM03215 | Dental Chair Spares-Join Champ- Join Champ Rub 3 Way Jc-02-12-02 |  |  | A Class | NOS | NOS | I-Inventory | FG-Finish Good |  | Spares | Dental Chair-Spares | Dental Equiment | Main Location | 90330000 |  |  | Join Champ | [8 empty] | 0 | 0 | 0 | 1 | 0 | [10 empty] | Chc Spare - Join Champ Rub 3 Way Jc-02-12-02
IM03216 | Dental Chair Spares-Join Champ- Join Champ Star Chair Tissue |  |  | A Class | NOS | NOS | I-Inventory | FG-Finish Good |  | Spares | Dental Chair-Spares | Dental Equiment | Main Location | 90330000 |  |  | Join Champ | [8 empty] | 0 | 0 | 0 | 1 | 0 | [10 empty] | Chc Spare - Join Champ Star Chair Tissue
IM03217 | Dental Chair Spares-Join Champ- Join Champ Star Suction |  |  | A Class | NOS | NOS | I-Inventory | FG-Finish Good |  | Spares | Dental Chair-Spares | Dental Equiment | Main Location | 90330000 |  |  | Join Champ | [8 empty] | 0 | 0 | 0 | 1 | 0 | [10 empty] | Chc Spare - Join Champ Star Suction
IM03218 | Dental Chair Spares-Join Champ- Join Champ Star Upholstry Lower Cover |  |  | A Class | NOS | NOS | I-Inventory | FG-Finish Good |  | Spares | Dental Chair-Spares | Dental Equiment | Main Location | 90330000 |  |  | Join Champ | [8 empty] | 0 | 0 | 0 | 1 | 0 | [10 empty] | Chc Spare - Join Champ Star Upholstry Lower Cover
IM03219 | Dental Chair Spares-Join Champ- Planet Delivery Unit PCB(Jc-02-10-92-01) |  |  | A Class | NOS | NOS | I-Inventory | FG-Finish Good |  | Spares | Dental Chair-Spares | Dental Equiment | Main Location | 90330000 |  |  | Join Champ | [8 empty] | 0 | 0 | 0 | 1 | 0 | [10 empty] | CHC SPARE - PLANET DELIVERY UNIT PCB(JC-02-10-92-01)
IM03220 | Dental Chair Spares-Join Champ- Champ Star Light Head Handle |  |  | A Class | NOS | NOS | I-Inventory | FG-Finish Good |  | Spares | Dental Chair-Spares | Dental Equiment | Main Location | 90330000 |  |  | Join Champ | [8 empty] | 0 | 0 | 0 | 1 | 0 | [10 empty] | CHC SPARE –CHAMP STAR LIGHT HEAD HANDLE
IM03221 | Dental Chair Spares-Join Champ-Join Champ Ceramic Spitoon |  |  | A Class | NOS | NOS | I-Inventory | FG-Finish Good |  | Spares | Dental Chair-Spares | Dental Equiment | Main Location | 90330000 |  |  | Join Champ | [8 empty] | 0 | 0 | 0 | 1 | 0 | [10 empty] | CHC SPARE -JOIN CHAMP CERAMIC SPITOON
IM03222 | Dental Chair Spares-Join Champ-Join Champ Galaxy Chair Delivery Unit Upper Cover-Jc-02-27-01 |  |  | A Class | NOS | NOS | I-Inventory | FG-Finish Good |  | Spares | Dental Chair-Spares | Dental Equiment | Main Location | 90330000 |  |  | Join Champ | [8 empty] | 0 | 0 | 0 | 1 | 0 | [10 empty] | Chc Spare -Join Champ Galaxy Chair Delivery Unit Upper Cover-Jc-02-27-01
IM03223 | Dental Chair Spares-Join Champ- New Galaxy Chair Water Unit Body |  |  | A Class | NOS | NOS | I-Inventory | FG-Finish Good |  | Spares | Dental Chair-Spares | Dental Equiment | Main Location | 90330000 |  |  | Join Champ | [8 empty] | 0 | 0 | 0 | 1 | 0 | [10 empty] | CHC SPARE JOIN CHAMP NEW GALAXY CHAIR WATER UNIT BODY
IM03224 | Dental Chair Spares-Join Champ-Champ Star Light Head Body |  |  | A Class | NOS | NOS | I-Inventory | FG-Finish Good |  | Spares | Dental Chair-Spares | Dental Equiment | Main Location | 90330000 |  |  | Join Champ | [8 empty] | 0 | 0 | 0 | 1 | 0 | [10 empty] | CHC SPARE-CHAMP STAR LIGHT HEAD BODY
IM03225 | Dental Chair Spares-Join Champ-Champ Star Small Pressure Guage |  |  | A Class | NOS | NOS | I-Inventory | FG-Finish Good |  | Spares | Dental Chair-Spares | Dental Equiment | Main Location | 90330000 |  |  | Join Champ | [8 empty] | 0 | 0 | 0 | 1 | 0 | [10 empty] | CHC SPARE-CHAMP STAR SMALL PRESSURE GUAGE
IM03226 | Dental Chair Spares-Join Champ-Holder Box |  |  | A Class | NOS | NOS | I-Inventory | FG-Finish Good |  | Spares | Dental Chair-Spares | Dental Equiment | Main Location | 90330000 |  |  | Join Champ | [8 empty] | 0 | 0 | 0 | 1 | 0 | [10 empty] | Chc Spare-Holder Box
IM03227 | Dental Chair Spares-Join Champ- 3 Way Plunzer |  |  | A Class | NOS | NOS | I-Inventory | FG-Finish Good |  | Spares | Dental Chair-Spares | Dental Equiment | Main Location | 90330000 |  |  | Join Champ | [8 empty] | 0 | 0 | 0 | 1 | 0 | [10 empty] | Chc Spare-Join Champ 3 Way Plunzer
IM03228 | Dental Chair Spares-Join Champ- Galaxy Chair Paint Small Bottle |  |  | A Class | NOS | NOS | I-Inventory | FG-Finish Good |  | Spares | Dental Chair-Spares | Dental Equiment | Main Location | 90330000 |  |  | Join Champ | [8 empty] | 0 | 0 | 0 | 1 | 0 | [10 empty] | Chc Spare-Join Champ Galaxy Chair Paint Small Bottle
IM03229 | Dental Chair Spares-Join Champ- Galaxy Halogen Light |  |  | A Class | NOS | NOS | I-Inventory | FG-Finish Good |  | Spares | Dental Chair-Spares | Dental Equiment | Main Location | 90330000 |  |  | Join Champ | [8 empty] | 0 | 0 | 0 | 1 | 0 | [10 empty] | Chc Spare-Join Champ Galaxy Halogen Light
IM03230 | Dental Chair Spares-Join Champ- Galaxy Headrest Arm Right |  |  | A Class | NOS | NOS | I-Inventory | FG-Finish Good |  | Spares | Dental Chair-Spares | Dental Equiment | Main Location | 90330000 |  |  | Join Champ | [8 empty] | 0 | 0 | 0 | 1 | 0 | [10 empty] | Chc Spare-Join Champ Galaxy Headrest Arm Right
IM03231 | Dental Chair Spares-Join Champ- New Galaxy Chair Small Round Tray |  |  | A Class | NOS | NOS | I-Inventory | FG-Finish Good |  | Spares | Dental Chair-Spares | Dental Equiment | Main Location | 90330000 |  |  | Join Champ | [8 empty] | 0 | 0 | 0 | 1 | 0 | [10 empty] | CHC SPARE-JOIN CHAMP NEW GALAXY CHAIR SMALL ROUND TRAY
IM03232 | Dental Chair Spares-Join Champ- New Galaxy Chair Spitoon |  |  | A Class | NOS | NOS | I-Inventory | FG-Finish Good |  | Spares | Dental Chair-Spares | Dental Equiment | Main Location | 90330000 |  |  | Join Champ | [8 empty] | 0 | 0 | 0 | 1 | 0 | [10 empty] | Chc Spare-Join Champ New Galaxy Chair Spitoon
IM03233 | Dental Chair Spares-Join Champ- Pilow Support |  |  | A Class | NOS | NOS | I-Inventory | FG-Finish Good |  | Spares | Dental Chair-Spares | Dental Equiment | Main Location | 90330000 |  |  | Join Champ | [8 empty] | 0 | 0 | 0 | 1 | 0 | [10 empty] | CHC SPARE-JOIN CHAMP PILOW SUPPORT
IM03234 | Dental Chair Spares-Join Champ- Planet Chair Delivery Unit Handle |  |  | A Class | NOS | NOS | I-Inventory | FG-Finish Good |  | Spares | Dental Chair-Spares | Dental Equiment | Main Location | 90330000 |  |  | Join Champ | [8 empty] | 0 | 0 | 0 | 1 | 0 | [10 empty] | CHC SPARE-JOIN CHAMP PLANET CHAIR DELIVERY UNIT HANDLE
IM03235 | Dental Chair Spares-Join Champ- Planet Delivery Unit Foot Control Plunzer |  |  | A Class | NOS | NOS | I-Inventory | FG-Finish Good |  | Spares | Dental Chair-Spares | Dental Equiment | Main Location | 90330000 |  |  | Join Champ | [8 empty] | 0 | 0 | 0 | 1 | 0 | [10 empty] | Chc Spare-Join Champ Planet Delivery Unit Foot Control Plunzer
IM03236 | Dental Chair Spares-Join Champ- Planet Delivery Unit Foot Control Spring |  |  | A Class | NOS | NOS | I-Inventory | FG-Finish Good |  | Spares | Dental Chair-Spares | Dental Equiment | Main Location | 90330000 |  |  | Join Champ | [8 empty] | 0 | 0 | 0 | 1 | 0 | [10 empty] | Chc Spare-Join Champ Planet Delivery Unit Foot Control Spring
IM03237 | Dental Chair Spares-Join Champ- Reflector Cover |  |  | A Class | NOS | NOS | I-Inventory | FG-Finish Good |  | Spares | Dental Chair-Spares | Dental Equiment | Main Location | 90330000 |  |  | Join Champ | [8 empty] | 0 | 0 | 0 | 1 | 0 | [10 empty] | CHC SPARE-JOIN CHAMP REFLECTOR COVER
IM03238 | Dental Chair Spares-Join Champ- Star Main PCB |  |  | A Class | NOS | NOS | I-Inventory | FG-Finish Good |  | Spares | Dental Chair-Spares | Dental Equiment | Main Location | 90330000 |  |  | Join Champ | [8 empty] | 0 | 0 | 0 | 1 | 0 | [10 empty] | CHC SPARE-JOIN CHAMP STAR MAIN PCB
IM03239 | Dental Chair Spares-Join Champ-New Galaxy Chair Motor Hidden Cover |  |  | A Class | NOS | NOS | I-Inventory | FG-Finish Good |  | Spares | Dental Chair-Spares | Dental Equiment | Main Location | 90330000 |  |  | Join Champ | [8 empty] | 0 | 0 | 0 | 1 | 0 | [10 empty] | CHC SPARE-NEW GALAXY CHAIR MOTOR HIDDEN COVER
IM03240 | Dental Chair Spares-Join Champ-Planet Delivery Unit Arm Cap |  |  | A Class | NOS | NOS | I-Inventory | FG-Finish Good |  | Spares | Dental Chair-Spares | Dental Equiment | Main Location | 90330000 |  |  | Join Champ | [8 empty] | 0 | 0 | 0 | 1 | 0 | [10 empty] | Chc Spare-Planet Delivery Unit Arm Cap
IM03241 | Dental Chair Spares-Join Champ-Planet Delivery Unit PCB |  |  | A Class | NOS | NOS | I-Inventory | FG-Finish Good |  | Spares | Dental Chair-Spares | Dental Equiment | Main Location | 90330000 |  |  | Join Champ | [8 empty] | 0 | 0 | 0 | 1 | 0 | [10 empty] | CHC SPARE-PLANET DELIVERY UNIT PCB
IM03242 | Dental Chair Spares-Join Champ-Planet Headrest Upholsery Pink |  |  | A Class | NOS | NOS | I-Inventory | FG-Finish Good |  | Spares | Dental Chair-Spares | Dental Equiment | Main Location | 90330000 |  |  | Join Champ | [8 empty] | 0 | 0 | 0 | 1 | 0 | [10 empty] | Chc Spare-Planet Headrest Upholsery Pink
IM03243 | Dental Chair Spares-Join Champ-Upward Cover 92A Baket Jc-05-01-07 |  |  | A Class | NOS | NOS | I-Inventory | FG-Finish Good |  | Spares | Dental Chair-Spares | Dental Equiment | Main Location | 90330000 |  |  | Join Champ | [8 empty] | 0 | 0 | 0 | 1 | 0 | [10 empty] | Chc Spare-Upward Cover 92A Baket Jc-05-01-07
IM03244 | Dental Chair Spares-Join Champ-Champ Left Handrest Arm |  |  | A Class | NOS | NOS | I-Inventory | FG-Finish Good |  | Spares | Dental Chair-Spares | Dental Equiment | Main Location | 90330000 |  |  | Join Champ | [8 empty] | 0 | 0 | 0 | 1 | 0 | [10 empty] | CHC-SPARE-CHAMP LEFT HANDREST ARM
IM03245 | Dental Chair Spares-Join Champ-Champ Right Handrest Arm |  |  | A Class | NOS | NOS | I-Inventory | FG-Finish Good |  | Spares | Dental Chair-Spares | Dental Equiment | Main Location | 90330000 |  |  | Join Champ | [8 empty] | 0 | 0 | 0 | 1 | 0 | [10 empty] | CHC-SPARE-CHAMP RIGHT HANDREST ARM
IM03246 | Dental Chair Spares-Join Champ- Champ Star Low Suction Cannula |  |  | A Class | NOS | NOS | I-Inventory | FG-Finish Good |  | Spares | Dental Chair-Spares | Dental Equiment | Main Location | 90330000 |  |  | Join Champ | [8 empty] | 0 | 0 | 0 | 1 | 0 | [10 empty] | JC/BA/SP/ CHAMP STAR LOW SUCTION CANNULA
IM03247 | Dental Chair Spares-Join Champ- Foot Control Micro On Off Switch |  |  | A Class | NOS | NOS | I-Inventory | FG-Finish Good |  | Spares | Dental Chair-Spares | Dental Equiment | Main Location | 90330000 |  |  | Join Champ | [8 empty] | 0 | 0 | 0 | 1 | 0 | [10 empty] | JC/BA/SP/ FOOT CONTROL MICRO ON OFF SWITCH
IM03248 | Dental Chair Spares-Join Champ-Planet Floor Base Cover Jc-05-01-06 |  |  | A Class | NOS | NOS | I-Inventory | FG-Finish Good |  | Spares | Dental Chair-Spares | Dental Equiment | Main Location | 90330000 |  |  | Join Champ | [8 empty] | 0 | 0 | 0 | 1 | 0 | [10 empty] | JC/BA/SP/PLANET FLOOR BASE COVER JC-05-01-06
IM03249 | Dental Chair Spares-Join Champ-92T Galaxy Delivery Unit Cover Sticker Jc-02-10-92T-02 |  |  | A Class | NOS | NOS | I-Inventory | FG-Finish Good |  | Spares | Dental Chair-Spares | Dental Equiment | Main Location | 90330000 |  |  | Join Champ | [8 empty] | 0 | 0 | 0 | 1 | 0 | [10 empty] | JC/DU/SP/92T GALAXY DELIVERY UNIT COVER STICKER JC-02-10-92T-02
IM03250 | Dental Chair Spares-Join Champ-Champ Star Complete Delivery Unit |  |  | A Class | NOS | NOS | I-Inventory | FG-Finish Good |  | Spares | Dental Chair-Spares | Dental Equiment | Main Location | 90330000 |  |  | Join Champ | [8 empty] | 0 | 0 | 0 | 1 | 0 | [10 empty] | JC/DU/SP/CHAMP STAR COMPLETE DELIVERY UNIT
IM03251 | Dental Chair Spares-Join Champ-D-U Pcb Of Over Hanging Champ Star Chair |  |  | A Class | NOS | NOS | I-Inventory | FG-Finish Good |  | Spares | Dental Chair-Spares | Dental Equiment | Main Location | 90330000 |  |  | Join Champ | [8 empty] | 0 | 0 | 0 | 1 | 0 | [10 empty] | JC/DU/SP/D/U PCB OF OVER HANGING CHAMP STAR CHAIR
IM03252 | Dental Chair Spares-Join Champ-Opened Holder Valve-Jc-02-06 |  |  | A Class | NOS | NOS | I-Inventory | FG-Finish Good |  | Spares | Dental Chair-Spares | Dental Equiment | Main Location | 90330000 |  |  | Join Champ | [8 empty] | 0 | 0 | 0 | 1 | 0 | [10 empty] | JC/DU/SP/OPENED HOLDER VALVE-JC-02-06
IM03253 | Dental Chair Spares-Join Champ-Sticker Of Pcb Over Hanging Champ Star |  |  | A Class | NOS | NOS | I-Inventory | FG-Finish Good |  | Spares | Dental Chair-Spares | Dental Equiment | Main Location | 90330000 |  |  | Join Champ | [8 empty] | 0 | 0 | 0 | 1 | 0 | [10 empty] | JC/DU/SP/STICKER OF PCB OVER HANGING CHAMP STAR
IM03254 | Dental Chair Spares-Join Champ-Sticker Of Planet Delivery Unit |  |  | A Class | NOS | NOS | I-Inventory | FG-Finish Good |  | Spares | Dental Chair-Spares | Dental Equiment | Main Location | 90330000 |  |  | Join Champ | [8 empty] | 0 | 0 | 0 | 1 | 0 | [10 empty] | JC/DU/SP/STICKER OF PLANET DELIVERY UNIT
IM03255 | Dental Chair Spares-Join Champ-Air Water Distributor Valve Jc-03-09 |  |  | A Class | NOS | NOS | I-Inventory | FG-Finish Good |  | Spares | Dental Chair-Spares | Dental Equiment | Main Location | 90330000 |  |  | Join Champ | [8 empty] | 0 | 0 | 0 | 1 | 0 | [10 empty] | JC/SP/AIR WATER DISTRIBUTOR VALVE JC-03-09
IM03256 | Dental Chair Spares-Join Champ-Backrest Motor Jc-05-08 |  |  | A Class | NOS | NOS | I-Inventory | FG-Finish Good |  | Spares | Dental Chair-Spares | Dental Equiment | Main Location | 90330000 |  |  | Join Champ | [8 empty] | 0 | 0 | 0 | 1 | 0 | [10 empty] | JC/SP/BACKREST MOTOR JC-05-08
IM03257 | Dental Chair Spares-Join Champ-Electromagnetic Valve For Handpiece Jc-02-13 |  |  | A Class | NOS | NOS | I-Inventory | FG-Finish Good |  | Spares | Dental Chair-Spares | Dental Equiment | Main Location | 90330000 |  |  | Join Champ | [8 empty] | 0 | 0 | 0 | 1 | 0 | [10 empty] | JC/SP/ELECTROMAGNETIC VALVE FOR HANDPIECE JC-02-13
IM03258 | Dental Chair Spares-Join Champ-Galaxy Water Unit Pcb |  |  | A Class | NOS | NOS | I-Inventory | FG-Finish Good |  | Spares | Dental Chair-Spares | Dental Equiment | Main Location | 90330000 |  |  | Join Champ | [8 empty] | 0 | 0 | 0 | 1 | 0 | [10 empty] | JC/SP/GALAXY WATER UNIT PCB
IM03259 | Dental Chair Spares-Join Champ-Join Champ Air Return Bottle 02-24-01 |  |  | A Class | NOS | NOS | I-Inventory | FG-Finish Good |  | Spares | Dental Chair-Spares | Dental Equiment | Main Location | 90330000 |  |  | Join Champ | [8 empty] | 0 | 0 | 0 | 1 | 0 | [10 empty] | JC/SP/JOIN CHAMP AIR RETURN BOTTLE 02-24-01
IM03260 | Dental Chair Spares-Join Champ-Join Champ Chair Air Cylinder |  |  | A Class | NOS | NOS | I-Inventory | FG-Finish Good |  | Spares | Dental Chair-Spares | Dental Equiment | Main Location | 90330000 |  |  | Join Champ | [8 empty] | 0 | 0 | 0 | 1 | 0 | [10 empty] | JC/SP/JOIN CHAMP CHAIR AIR CYLINDER
IM03261 | Dental Chair Spares-Join Champ-New Galaxy Chair Base Back Floor Cover |  |  | A Class | NOS | NOS | I-Inventory | FG-Finish Good |  | Spares | Dental Chair-Spares | Dental Equiment | Main Location | 90330000 |  |  | Join Champ | [8 empty] | 0 | 0 | 0 | 1 | 0 | [10 empty] | JC/SP/NEW GALAXY CHAIR BASE BACK FLOOR COVER
IM03262 | Dental Chair Spares-Join Champ-Rubber Ring-Jc-03-08-05 |  |  | A Class | NOS | NOS | I-Inventory | FG-Finish Good |  | Spares | Dental Chair-Spares | Dental Equiment | Main Location | 90330000 |  |  | Join Champ | [8 empty] | 0 | 0 | 0 | 1 | 0 | [10 empty] | JC/SP/RUBBER RING-JC-03-08-05
IM03263 | Dental Chair Spares-Join Champ-Floor Box Cover |  |  | A Class | NOS | NOS | I-Inventory | FG-Finish Good |  | Spares | Dental Chair-Spares | Dental Equiment | Main Location | 90330000 |  |  | Join Champ | [8 empty] | 0 | 0 | 0 | 1 | 0 | [10 empty] | JC/WU/SP/FLOOR BOX COVER
IM03264 | Dental Chair Spares-Join Champ-Heater |  |  | A Class | NOS | NOS | I-Inventory | FG-Finish Good |  | Spares | Dental Chair-Spares | Dental Equiment | Main Location | 90330000 |  |  | Join Champ | [8 empty] | 0 | 0 | 0 | 1 | 0 | [10 empty] | JC/WU/SP/HEATER
IM03265 | Dental Chair Spares-Join Champ-Strong Suction Cannula |  |  | A Class | NOS | NOS | I-Inventory | FG-Finish Good |  | Spares | Dental Chair-Spares | Dental Equiment | Main Location | 90330000 |  |  | Join Champ | [8 empty] | 0 | 0 | 0 | 1 | 0 | [10 empty] | JC/WU/SP/STRONG SUCTION CANNULA
IM03266 | Dental Chair Spares-Join Champ-Week Suction Cannula |  |  | A Class | NOS | NOS | I-Inventory | FG-Finish Good |  | Spares | Dental Chair-Spares | Dental Equiment | Main Location | 90330000 |  |  | Join Champ | [8 empty] | 0 | 0 | 0 | 1 | 0 | [10 empty] | JC/WU/SP/WEEK SUCTION CANNULA
IM03267 | Dental Chair Spares-Join Champ- Join Champ Galaxy Chair D/U Lower Cover 92A |  |  | A Class | NOS | NOS | I-Inventory | FG-Finish Good |  | Spares | Dental Chair-Spares | Dental Equiment | Main Location | 90330000 |  |  | Join Champ | [8 empty] | 0 | 0 | 0 | 1 | 0 | [10 empty] | Chc Spare - Join Champ Galaxy Chair D/U Lower Cover 92A
IM03268 | Dental Chair Spares-Join Champ- Join Champ Star D/U Lower Cover |  |  | A Class | NOS | NOS | I-Inventory | FG-Finish Good |  | Spares | Dental Chair-Spares | Dental Equiment | Main Location | 90330000 |  |  | Join Champ | [8 empty] | 0 | 0 | 0 | 1 | 0 | [10 empty] | Chc Spare - Join Champ Star D/U Lower Cover
IM03269 | Dental Chair Spares-Join Champ- Join Champ Star D/U Upper Cover |  |  | A Class | NOS | NOS | I-Inventory | FG-Finish Good |  | Spares | Dental Chair-Spares | Dental Equiment | Main Location | 90330000 |  |  | Join Champ | [8 empty] | 0 | 0 | 0 | 1 | 0 | [10 empty] | Chc Spare - Join Champ Star D/U Upper Cover
IM03270 | Dental Chair Spares-Join Champ- Join Champ/ Planet Cuspidor-Jc-03-01-92 |  |  | A Class | NOS | NOS | I-Inventory | FG-Finish Good |  | Spares | Dental Chair-Spares | Dental Equiment | Main Location | 90330000 |  |  | Join Champ | [8 empty] | 0 | 0 | 0 | 1 | 0 | [10 empty] | Chc Spare - Join Champ/ Planet Cuspidor-Jc-03-01-92
IM03271 | Dental Chair Spares-Join Champ- Main Control Wire/Jc-03-06-91-02 (5Pin) |  |  | A Class | NOS | NOS | I-Inventory | FG-Finish Good |  | Spares | Dental Chair-Spares | Dental Equiment | Main Location | 90330000 |  |  | Join Champ | [8 empty] | 0 | 0 | 0 | 1 | 0 | [10 empty] | CHC SPARE - MAIN CONTROL WIRE/JC-03-06-91-02 (5PIN)
IM03272 | Dental Chair Spares-Join Champ- Champ Star Sensor Light W/O PCB |  |  | A Class | NOS | NOS | I-Inventory | FG-Finish Good |  | Spares | Dental Chair-Spares | Dental Equiment | Main Location | 90330000 |  |  | Join Champ | [8 empty] | 0 | 0 | 0 | 1 | 0 | [10 empty] | CHC SPARE –CHAMP STAR SENSOR LIGHT W/O PCB
IM03273 | Dental Chair Spares-Join Champ-Main Control Wire/Jc-03-06-91-01 (8 Pin Big) |  |  | A Class | NOS | NOS | I-Inventory | FG-Finish Good |  | Spares | Dental Chair-Spares | Dental Equiment | Main Location | 90330000 |  |  | Join Champ | [8 empty] | 0 | 0 | 0 | 1 | 0 | [10 empty] | CHC SPARE-MAIN CONTROL WIRE/JC-03-06-91-01 (8 PIN BIG)
IM03274 | Dental Chair Spares-Join Champ-Main Control Wire/Jc-03-06-91-03 (8 Pin Small) |  |  | A Class | NOS | NOS | I-Inventory | FG-Finish Good |  | Spares | Dental Chair-Spares | Dental Equiment | Main Location | 90330000 |  |  | Join Champ | [8 empty] | 0 | 0 | 0 | 1 | 0 | [10 empty] | CHC SPARE-MAIN CONTROL WIRE/JC-03-06-91-03 (8 PIN SMALL)
IM03275 | Dental Chair Spares-Peado-Base-Chair Assistant Side Arm |  |  | A Class | NOS | NOS | I-Inventory | FG-Finish Good |  | Spares | Dental Chair-Spares | Dental Equiment | Main Location | 90330000 |  |  | Paedo | [8 empty] | 0 | 0 | 0 | 1 | 0 | [10 empty] | Peado/Ba/Chair Assistant Side Arm
IM03276 | Dental Chair Spares-Peado-Base-Chair Backrest Motor 000Qb-00-106-Xy |  |  | A Class | NOS | NOS | I-Inventory | FG-Finish Good |  | Spares | Dental Chair-Spares | Dental Equiment | Main Location | 90330000 |  |  | Paedo | [8 empty] | 0 | 0 | 0 | 1 | 0 | [10 empty] | Peado/Ba/Chair Backrest Motor 000QB-00-106-XY
IM03277 | Dental Chair Spares-Peado-Base-Holding Belt 000Qy-01-911-00 |  |  | A Class | NOS | NOS | I-Inventory | FG-Finish Good |  | Spares | Dental Chair-Spares | Dental Equiment | Main Location | 90330000 |  |  | Paedo | [8 empty] | 0 | 0 | 0 | 1 | 0 | [10 empty] | Peado/Ba/Holding Belt 000QY-01-911-00
IM03278 | Dental Chair Spares-Peado-BaseDinousaur Feet A8000-05-101-39 |  |  | A Class | NOS | NOS | I-Inventory | FG-Finish Good |  | Spares | Dental Chair-Spares | Dental Equiment | Main Location | 90330000 |  |  | Paedo | [8 empty] | 0 | 0 | 0 | 1 | 0 | [10 empty] | Peado/Ba/Sp/Dinousaur Feet A8000-05-101-39
IM03279 | Dental Chair Spares-Peado-BaseHandrest Left A8000-05-101-44 |  |  | A Class | NOS | NOS | I-Inventory | FG-Finish Good |  | Spares | Dental Chair-Spares | Dental Equiment | Main Location | 90330000 |  |  | Paedo | [8 empty] | 0 | 0 | 0 | 1 | 0 | [10 empty] | Peado/Ba/Sp/Handrest Left A8000-05-101-44
IM03280 | Dental Chair Spares-Peado-BaseHandrest Right A8000-05-101-43 |  |  | A Class | NOS | NOS | I-Inventory | FG-Finish Good |  | Spares | Dental Chair-Spares | Dental Equiment | Main Location | 90330000 |  |  | Paedo | [8 empty] | 0 | 0 | 0 | 1 | 0 | [10 empty] | Peado/Ba/Sp/Handrest Right A8000-05-101-43
IM03281 | Dental Chair Spares-Peado-BaseHigh Speed Cannula Hb2101-05-138-01 |  |  | A Class | NOS | NOS | I-Inventory | FG-Finish Good |  | Spares | Dental Chair-Spares | Dental Equiment | Main Location | 90330000 |  |  | Paedo | [8 empty] | 0 | 0 | 0 | 1 | 0 | [10 empty] | Peado/Ba/Sp/High Speed Cannula HB2101-05-138-01
IM03282 | Dental Chair Spares-Peado-BaseLow Speed Regulator 000Qb-00-024-01 |  |  | A Class | NOS | NOS | I-Inventory | FG-Finish Good |  | Spares | Dental Chair-Spares | Dental Equiment | Main Location | 90330000 |  |  | Paedo | [8 empty] | 0 | 0 | 0 | 1 | 0 | [10 empty] | Peado/Ba/Sp/Low Speed Regulator 000QB-00-024-01
IM03283 | Dental Chair Spares-Peado-BaseO Ring Only |  |  | A Class | NOS | NOS | I-Inventory | FG-Finish Good |  | Spares | Dental Chair-Spares | Dental Equiment | Main Location | 90330000 |  |  | Paedo | [8 empty] | 0 | 0 | 0 | 1 | 0 | [10 empty] | Peado/Ba/Sp/O Ring Only
IM03284 | Dental Chair Spares-Peado-BaseProgram Controller |  |  | A Class | NOS | NOS | I-Inventory | FG-Finish Good |  | Spares | Dental Chair-Spares | Dental Equiment | Main Location | 90330000 |  |  | Paedo | [8 empty] | 0 | 0 | 0 | 1 | 0 | [10 empty] | Peado/Ba/Sp/Program Controller
IM03285 | Dental Chair Spares-Peado-Base-Stool Pump |  |  | A Class | NOS | NOS | I-Inventory | FG-Finish Good |  | Spares | Dental Chair-Spares | Dental Equiment | Main Location | 90330000 |  |  | Paedo | [8 empty] | 0 | 0 | 0 | 1 | 0 | [10 empty] | Peado/Ba/Stool Pump
IM03286 | Dental Chair Spares-Peado-Base-Stool Wheel |  |  | A Class | NOS | NOS | I-Inventory | FG-Finish Good |  | Spares | Dental Chair-Spares | Dental Equiment | Main Location | 90330000 |  |  | Paedo | [8 empty] | 0 | 0 | 0 | 1 | 0 | [10 empty] | Peado/Ba/Stool Wheel
IM03287 | Dental Chair Spares-Peado-Dynasour Foot Cap Green |  |  | A Class | NOS | NOS | I-Inventory | FG-Finish Good |  | Spares | Dental Chair-Spares | Dental Equiment | Main Location | 90330000 |  |  | Paedo | [8 empty] | 0 | 0 | 0 | 1 | 0 | [10 empty] | PEADO/DC/SP/DYNASOUR FOOT CAP GREEN
IM03288 | Dental Chair Spares-Peado-Asst. Side Micro Switch |  |  | A Class | NOS | NOS | I-Inventory | FG-Finish Good |  | Spares | Dental Chair-Spares | Dental Equiment | Main Location | 90330000 |  |  | Paedo | [8 empty] | 0 | 0 | 0 | 1 | 0 | [10 empty] | Peado/Du/Asst. Side Micro Switch
IM03289 | Dental Chair Spares-Peado-Water Controller 000Qb-00-023-01 |  |  | A Class | NOS | NOS | I-Inventory | FG-Finish Good |  | Spares | Dental Chair-Spares | Dental Equiment | Main Location | 90330000 |  |  | Paedo | [8 empty] | 0 | 0 | 0 | 1 | 0 | [10 empty] | Peado/Du/Water Controller 000QB-00-023-01
IM03290 | Dental Chair Spares-Peado-Apple Cover Holder |  |  | A Class | NOS | NOS | I-Inventory | FG-Finish Good |  | Spares | Dental Chair-Spares | Dental Equiment | Main Location | 90330000 |  |  | Paedo | [8 empty] | 0 | 0 | 0 | 1 | 0 | [10 empty] | Peado/Sp/Apple Cover Holder
IM03291 | Dental Chair Spares-Peado-Assistance Board With Whole Set |  |  | A Class | NOS | NOS | I-Inventory | FG-Finish Good |  | Spares | Dental Chair-Spares | Dental Equiment | Main Location | 90330000 |  |  | Paedo | [8 empty] | 0 | 0 | 0 | 1 | 0 | [10 empty] | Peado/Sp/Assistance Board With Whole Set
IM03292 | Dental Chair Spares-Peado-Assistance Pc Board 000Qb-00-177-01 |  |  | A Class | NOS | NOS | I-Inventory | FG-Finish Good |  | Spares | Dental Chair-Spares | Dental Equiment | Main Location | 90330000 |  |  | Paedo | [8 empty] | 0 | 0 | 0 | 1 | 0 | [10 empty] | Peado/Sp/Assistance PC Board 000QB-00-177-01
IM03293 | Dental Chair Spares-Peado-Asst. Side Pcb Card |  |  | A Class | NOS | NOS | I-Inventory | FG-Finish Good |  | Spares | Dental Chair-Spares | Dental Equiment | Main Location | 90330000 |  |  | Paedo | [8 empty] | 0 | 0 | 0 | 1 | 0 | [10 empty] | Peado/Sp/Asst. Side Pcb Card
IM03294 | Dental Chair Spares-Peado-Big Suction Tubing |  |  | A Class | NOS | NOS | I-Inventory | FG-Finish Good |  | Spares | Dental Chair-Spares | Dental Equiment | Main Location | 90330000 |  |  | Paedo | [8 empty] | 0 | 0 | 0 | 1 | 0 | [10 empty] | Peado/Sp/Big Suction Tubing
IM03295 | Dental Chair Spares-Peado-Cover For Water Bottle A8000-02-058-00 |  |  | A Class | NOS | NOS | I-Inventory | FG-Finish Good |  | Spares | Dental Chair-Spares | Dental Equiment | Main Location | 90330000 |  |  | Paedo | [8 empty] | 0 | 0 | 0 | 1 | 0 | [10 empty] | Peado/Sp/Cover For Water Bottle A8000-02-058-00
IM03296 | Dental Chair Spares-Peado-Cover In Head |  |  | A Class | NOS | NOS | I-Inventory | FG-Finish Good |  | Spares | Dental Chair-Spares | Dental Equiment | Main Location | 90330000 |  |  | Paedo | [8 empty] | 0 | 0 | 0 | 1 | 0 | [10 empty] | Peado/Sp/Cover in Head
IM03297 | Dental Chair Spares-Peado-Cup Water Nozzle A8000-08-106-01 |  |  | A Class | NOS | NOS | I-Inventory | FG-Finish Good |  | Spares | Dental Chair-Spares | Dental Equiment | Main Location | 90330000 |  |  | Paedo | [8 empty] | 0 | 0 | 0 | 1 | 0 | [10 empty] | Peado/Sp/Cup Water Nozzle A8000-08-106-01
IM03298 | Dental Chair Spares-Peado-Dinosaur Back Cover A8000-05-101-40 |  |  | A Class | NOS | NOS | I-Inventory | FG-Finish Good |  | Spares | Dental Chair-Spares | Dental Equiment | Main Location | 90330000 |  |  | Paedo | [8 empty] | 0 | 0 | 0 | 1 | 0 | [10 empty] | peado/Sp/Dinosaur Back Cover A8000-05-101-40
IM03299 | Dental Chair Spares-Peado-Dinosaur Head Down A8000-05-101-31 |  |  | A Class | NOS | NOS | I-Inventory | FG-Finish Good |  | Spares | Dental Chair-Spares | Dental Equiment | Main Location | 90330000 |  |  | Paedo | [8 empty] | 0 | 0 | 0 | 1 | 0 | [10 empty] | Peado/Sp/Dinosaur Head Down A8000-05-101-31
IM03300 | Dental Chair Spares-Peado-Dinosaur Head Up A8000-05-101-30 |  |  | A Class | NOS | NOS | I-Inventory | FG-Finish Good |  | Spares | Dental Chair-Spares | Dental Equiment | Main Location | 90330000 |  |  | Paedo | [8 empty] | 0 | 0 | 0 | 1 | 0 | [10 empty] | Peado/Sp/Dinosaur Head Up A8000-05-101-30
IM03301 | Dental Chair Spares-Peado-Dinosaur Leg Plastic Inside Left A8000-05-101-36 |  |  | A Class | NOS | NOS | I-Inventory | FG-Finish Good |  | Spares | Dental Chair-Spares | Dental Equiment | Main Location | 90330000 |  |  | Paedo | [8 empty] | 0 | 0 | 0 | 1 | 0 | [10 empty] | Peado/Sp/Dinosaur Leg Plastic Inside Left A8000-05-101-36
IM03302 | Dental Chair Spares-Peado-Dinosaur Leg Plastic Inside Right A8000-05-101-35 |  |  | A Class | NOS | NOS | I-Inventory | FG-Finish Good |  | Spares | Dental Chair-Spares | Dental Equiment | Main Location | 90330000 |  |  | Paedo | [8 empty] | 0 | 0 | 0 | 1 | 0 | [10 empty] | Peado/Sp/Dinosaur Leg Plastic Inside Right A8000-05-101-35
IM03303 | Dental Chair Spares-Peado-Dinosaur Neck Plastic Down A8000-05-101-32 |  |  | A Class | NOS | NOS | I-Inventory | FG-Finish Good |  | Spares | Dental Chair-Spares | Dental Equiment | Main Location | 90330000 |  |  | Paedo | [8 empty] | 0 | 0 | 0 | 1 | 0 | [10 empty] | Peado/Sp/Dinosaur Neck Plastic Down A8000-05-101-32
IM03304 | Dental Chair Spares-Peado-Dinosaur Neck Plastic Down A8000-05-101-33 |  |  | A Class | NOS | NOS | I-Inventory | FG-Finish Good |  | Spares | Dental Chair-Spares | Dental Equiment | Main Location | 90330000 |  |  | Paedo | [8 empty] | 0 | 0 | 0 | 1 | 0 | [10 empty] | Peado/Sp/Dinosaur Neck Plastic Down A8000-05-101-33
IM03305 | Dental Chair Spares-Peado-Dinosaur Stomach Plastic A8000-05-101-34 |  |  | A Class | NOS | NOS | I-Inventory | FG-Finish Good |  | Spares | Dental Chair-Spares | Dental Equiment | Main Location | 90330000 |  |  | Paedo | [8 empty] | 0 | 0 | 0 | 1 | 0 | [10 empty] | Peado/Sp/Dinosaur Stomach Plastic A8000-05-101-34
IM03306 | Dental Chair Spares-Peado-Dinosaur Tail A8000-05-101-41 |  |  | A Class | NOS | NOS | I-Inventory | FG-Finish Good |  | Spares | Dental Chair-Spares | Dental Equiment | Main Location | 90330000 |  |  | Paedo | [8 empty] | 0 | 0 | 0 | 1 | 0 | [10 empty] | Peado/Sp/Dinosaur Tail A8000-05-101-41
IM03307 | Dental Chair Spares-Peado-Doctor Table A8000-05-003-A3 |  |  | A Class | NOS | NOS | I-Inventory | FG-Finish Good |  | Spares | Dental Chair-Spares | Dental Equiment | Main Location | 90330000 |  |  | Paedo | [8 empty] | 0 | 0 | 0 | 1 | 0 | [10 empty] | Peado/Sp/Doctor Table A8000-05-003-A3
IM03308 | Dental Chair Spares-Peado-Fish Cover Up A8000-05-001-A6 |  |  | A Class | NOS | NOS | I-Inventory | FG-Finish Good |  | Spares | Dental Chair-Spares | Dental Equiment | Main Location | 90330000 |  |  | Paedo | [8 empty] | 0 | 0 | 0 | 1 | 0 | [10 empty] | Peado/Sp/Fish Cover Up A8000-05-001-A6
IM03309 | Dental Chair Spares-Peado-Fish Eye Sticker Left La8000-05-014-00 |  |  | A Class | NOS | NOS | I-Inventory | FG-Finish Good |  | Spares | Dental Chair-Spares | Dental Equiment | Main Location | 90330000 |  |  | Paedo | [8 empty] | 0 | 0 | 0 | 1 | 0 | [10 empty] | Peado/Sp/Fish Eye Sticker Left LA8000-05-014-00
IM03310 | Dental Chair Spares-Peado-Fish Eye Sticker Right Ra8000-05-015-00 |  |  | A Class | NOS | NOS | I-Inventory | FG-Finish Good |  | Spares | Dental Chair-Spares | Dental Equiment | Main Location | 90330000 |  |  | Paedo | [8 empty] | 0 | 0 | 0 | 1 | 0 | [10 empty] | Peado/Sp/Fish Eye Sticker Right RA8000-05-015-00
IM03311 | Dental Chair Spares-Peado-Fish Nose Sticker A8000-05-016-00 |  |  | A Class | NOS | NOS | I-Inventory | FG-Finish Good |  | Spares | Dental Chair-Spares | Dental Equiment | Main Location | 90330000 |  |  | Paedo | [8 empty] | 0 | 0 | 0 | 1 | 0 | [10 empty] | Peado/Sp/Fish Nose Sticker A8000-05-016-00
IM03312 | Dental Chair Spares-Peado-Ground Box Cover A8000-06-105-01 |  |  | A Class | NOS | NOS | I-Inventory | FG-Finish Good |  | Spares | Dental Chair-Spares | Dental Equiment | Main Location | 90330000 |  |  | Paedo | [8 empty] | 0 | 0 | 0 | 1 | 0 | [10 empty] | Peado/Sp/Ground Box Cover A8000-06-105-01
IM03313 | Dental Chair Spares-Peado-Halogen Light Yellow Colour Cover |  |  | A Class | NOS | NOS | I-Inventory | FG-Finish Good |  | Spares | Dental Chair-Spares | Dental Equiment | Main Location | 90330000 |  |  | Paedo | [8 empty] | 0 | 0 | 0 | 1 | 0 | [10 empty] | Peado/Sp/Halogen Light Yellow Colour Cover
IM03314 | Dental Chair Spares-Peado-Headrest (Whole Set) |  |  | A Class | NOS | NOS | I-Inventory | FG-Finish Good |  | Spares | Dental Chair-Spares | Dental Equiment | Main Location | 90330000 |  |  | Paedo | [8 empty] | 0 | 0 | 0 | 1 | 0 | [10 empty] | Peado/Sp/Headrest (Whole Set)
IM03315 | Dental Chair Spares-Peado-Lamp A8000-05-101-51 |  |  | A Class | NOS | NOS | I-Inventory | FG-Finish Good |  | Spares | Dental Chair-Spares | Dental Equiment | Main Location | 90330000 |  |  | Paedo | [8 empty] | 0 | 0 | 0 | 1 | 0 | [10 empty] | Peado/Sp/Lamp A8000-05-101-51
IM03316 | Dental Chair Spares-Peado-Lamp Holder |  |  | A Class | NOS | NOS | I-Inventory | FG-Finish Good |  | Spares | Dental Chair-Spares | Dental Equiment | Main Location | 90330000 |  |  | Paedo | [8 empty] | 0 | 0 | 0 | 1 | 0 | [10 empty] | Peado/Sp/Lamp Holder
IM03317 | Dental Chair Spares-Peado-Limit Position Wire |  |  | A Class | NOS | NOS | I-Inventory | FG-Finish Good |  | Spares | Dental Chair-Spares | Dental Equiment | Main Location | 90330000 |  |  | Paedo | [8 empty] | 0 | 0 | 0 | 1 | 0 | [10 empty] | Peado/Sp/Limit Position Wire
IM03318 | Dental Chair Spares-Peado-Lock Button For Cushion Female |  |  | A Class | NOS | NOS | I-Inventory | FG-Finish Good |  | Spares | Dental Chair-Spares | Dental Equiment | Main Location | 90330000 |  |  | Paedo | [8 empty] | 0 | 0 | 0 | 1 | 0 | [10 empty] | Peado/Sp/Lock Button for cushion female
IM03319 | Dental Chair Spares-Peado-Peado Chair Tft Screen Complete Set |  |  | A Class | NOS | NOS | I-Inventory | FG-Finish Good |  | Spares | Dental Chair-Spares | Dental Equiment | Main Location | 90330000 |  |  | Paedo | [8 empty] | 0 | 0 | 0 | 1 | 0 | [10 empty] | PEADO/SP/PEADO CHAIR TFT SCREEN COMPLETE SET
IM03320 | Dental Chair Spares-Peado-Plastic Sleeve 000Qb-00-171-01 |  |  | A Class | NOS | NOS | I-Inventory | FG-Finish Good |  | Spares | Dental Chair-Spares | Dental Equiment | Main Location | 90330000 |  |  | Paedo | [8 empty] | 0 | 0 | 0 | 1 | 0 | [10 empty] | Peado/Sp/Plastic Sleeve 000QB-00-171-01
IM03321 | Dental Chair Spares-Peado-Plastic Sleeve Connector 000Qb-00-166-01 |  |  | A Class | NOS | NOS | I-Inventory | FG-Finish Good |  | Spares | Dental Chair-Spares | Dental Equiment | Main Location | 90330000 |  |  | Paedo | [8 empty] | 0 | 0 | 0 | 1 | 0 | [10 empty] | Peado/Sp/Plastic Sleeve Connector 000QB-00-166-01
IM03322 | Dental Chair Spares-Peado-Plastic Tubing For Pedal |  |  | A Class | NOS | NOS | I-Inventory | FG-Finish Good |  | Spares | Dental Chair-Spares | Dental Equiment | Main Location | 90330000 |  |  | Paedo | [8 empty] | 0 | 0 | 0 | 1 | 0 | [10 empty] | Peado/Sp/Plastic tubing for Pedal
IM03323 | Dental Chair Spares-Peado-Reducing Valve |  |  | A Class | NOS | NOS | I-Inventory | FG-Finish Good |  | Spares | Dental Chair-Spares | Dental Equiment | Main Location | 90330000 |  |  | Paedo | [8 empty] | 0 | 0 | 0 | 1 | 0 | [10 empty] | Peado/Sp/Reducing Valve
IM03324 | Dental Chair Spares-Peado-Rush Water Nozzle A8000-08-107-01 |  |  | A Class | NOS | NOS | I-Inventory | FG-Finish Good |  | Spares | Dental Chair-Spares | Dental Equiment | Main Location | 90330000 |  |  | Paedo | [8 empty] | 0 | 0 | 0 | 1 | 0 | [10 empty] | Peado/Sp/Rush Water Nozzle A8000-08-107-01
IM03325 | Dental Chair Spares-Peado-Small Remote Controller |  |  | A Class | NOS | NOS | I-Inventory | FG-Finish Good |  | Spares | Dental Chair-Spares | Dental Equiment | Main Location | 90330000 |  |  | Paedo | [8 empty] | 0 | 0 | 0 | 1 | 0 | [10 empty] | Peado/Sp/Small Remote Controller
IM03326 | Dental Chair Spares-Peado-Small Suction Tubing |  |  | A Class | NOS | NOS | I-Inventory | FG-Finish Good |  | Spares | Dental Chair-Spares | Dental Equiment | Main Location | 90330000 |  |  | Paedo | [8 empty] | 0 | 0 | 0 | 1 | 0 | [10 empty] | Peado/Sp/Small Suction Tubing
IM03327 | Dental Chair Spares-Peado-Suction Filter 000Qb-00-284-19 |  |  | A Class | NOS | NOS | I-Inventory | FG-Finish Good |  | Spares | Dental Chair-Spares | Dental Equiment | Main Location | 90330000 |  |  | Paedo | [8 empty] | 0 | 0 | 0 | 1 | 0 | [10 empty] | Peado/Sp/Suction Filter 000QB-00-284-19
IM03328 | Dental Chair Spares-Peado-Suction Pcb Card |  |  | A Class | NOS | NOS | I-Inventory | FG-Finish Good |  | Spares | Dental Chair-Spares | Dental Equiment | Main Location | 90330000 |  |  | Paedo | [8 empty] | 0 | 0 | 0 | 1 | 0 | [10 empty] | Peado/Sp/Suction Pcb Card
IM03329 | Dental Chair Spares-Peado-Sylphon Bellowss |  |  | A Class | NOS | NOS | I-Inventory | FG-Finish Good |  | Spares | Dental Chair-Spares | Dental Equiment | Main Location | 90330000 |  |  | Paedo | [8 empty] | 0 | 0 | 0 | 1 | 0 | [10 empty] | Peado/Sp/sylphon Bellowss
IM03330 | Dental Chair Spares-Peado-Water Unit-Cuspidor A8000-08-002-00 |  |  | A Class | NOS | NOS | I-Inventory | FG-Finish Good |  | Spares | Dental Chair-Spares | Dental Equiment | Main Location | 90330000 |  |  | Paedo | [8 empty] | 0 | 0 | 0 | 1 | 0 | [10 empty] | Peado/Wu/Sp/Cuspidor A8000-08-002-00
IM03331 | Dental Chair Spares-Paedo-High Suction Cannula |  |  | A Class | NOS | NOS | I-Inventory | FG-Finish Good |  | Spares | Dental Chair-Spares | Dental Equiment | Main Location | 90330000 |  |  | Paedo | [8 empty] | 0 | 0 | 0 | 1 | 0 | [10 empty] | PEDO/BA/HIGH SUCTION CANNULA
IM03332 | Dental Chair Spares-Paedo-Ceramic Spitoon Cap |  |  | A Class | NOS | NOS | I-Inventory | FG-Finish Good |  | Spares | Dental Chair-Spares | Dental Equiment | Main Location | 90330000 |  |  | Paedo | [8 empty] | 0 | 0 | 0 | 1 | 0 | [10 empty] | PEDO/DC/SP/CERAMIC SPITOON CAP
IM03333 | Dental Chair Spares-Paedo-Delivery Unit Pcb |  |  | A Class | NOS | NOS | I-Inventory | FG-Finish Good |  | Spares | Dental Chair-Spares | Dental Equiment | Main Location | 90330000 |  |  | Paedo | [8 empty] | 0 | 0 | 0 | 1 | 0 | [10 empty] | PEDO/DU/DELIVERY UNIT PCB
IM03334 | Dental Chair Spares-Paedo-Assistance Side Touch Sticker |  |  | A Class | NOS | NOS | I-Inventory | FG-Finish Good |  | Spares | Dental Chair-Spares | Dental Equiment | Main Location | 90330000 |  |  | Paedo | [8 empty] | 0 | 0 | 0 | 1 | 0 | [10 empty] | PEDO/DU/SP/ASSISTANCE SIDE TOUCH STICKER
IM03335 | Dental Chair Spares-Paedo-Handpiece Hanger A8000-05-004-A6 |  |  | A Class | NOS | NOS | I-Inventory | FG-Finish Good |  | Spares | Dental Chair-Spares | Dental Equiment | Main Location | 90330000 |  |  | Paedo | [8 empty] | 0 | 0 | 0 | 1 | 0 | [10 empty] | PEDO/DU/SP/HANDPIECE HANGER A8000-05-004-A6
IM03336 | Dental Chair Spares-Peado-New Peado Delivery Unit Pcb |  |  | A Class | NOS | NOS | I-Inventory | FG-Finish Good |  | Spares | Dental Chair-Spares | Dental Equiment | Main Location | 90330000 |  |  | Paedo | [8 empty] | 0 | 0 | 0 | 1 | 0 | [10 empty] | Dental Chair Spares-Peado-NEW PEADO DELIVERY UNIT PCB
IM03337 | Dental Chair Spares-Paedo-Touch Sticker |  |  | A Class | NOS | NOS | I-Inventory | FG-Finish Good |  | Spares | Dental Chair-Spares | Dental Equiment | Main Location | 90330000 |  |  | Paedo | [8 empty] | 0 | 0 | 0 | 1 | 0 | [10 empty] | PEDO/DU/SP/TOUCH STICKER
IM03338 | Dental Chair Spares-Paedo-Air Control Valve 000Qb-00-026-07 |  |  | A Class | NOS | NOS | I-Inventory | FG-Finish Good |  | Spares | Dental Chair-Spares | Dental Equiment | Main Location | 90330000 |  |  | Paedo | [8 empty] | 0 | 0 | 0 | 1 | 0 | [10 empty] | PEDO/SP/AIR CONTROL VALVE 000QB-00-026-07
IM03339 | Dental Chair Spares-Paedo-Air Switch Valve 000Qb-00-081-01 |  |  | A Class | NOS | NOS | I-Inventory | FG-Finish Good |  | Spares | Dental Chair-Spares | Dental Equiment | Main Location | 90330000 |  |  | Paedo | [8 empty] | 0 | 0 | 0 | 1 | 0 | [10 empty] | PEDO/SP/AIR SWITCH VALVE 000QB-00-081-01
IM03340 | Dental Chair Spares-Paedo-Dinosaur Leg Left Ra8000-05-101-38 |  |  | A Class | NOS | NOS | I-Inventory | FG-Finish Good |  | Spares | Dental Chair-Spares | Dental Equiment | Main Location | 90330000 |  |  | Paedo | [8 empty] | 0 | 0 | 0 | 1 | 0 | [10 empty] | PEDO/SP/DINOSAUR LEG LEFT RA8000-05-101-38
IM03341 | Dental Chair Spares-Paedo-Dinosaur Leg Right Ra8000-05-101-37 |  |  | A Class | NOS | NOS | I-Inventory | FG-Finish Good |  | Spares | Dental Chair-Spares | Dental Equiment | Main Location | 90330000 |  |  | Paedo | [8 empty] | 0 | 0 | 0 | 1 | 0 | [10 empty] | PEDO/SP/DINOSAUR LEG RIGHT RA8000-05-101-37
IM03342 | Dental Chair Spares-Paedo-Fuse Socket |  |  | A Class | NOS | NOS | I-Inventory | FG-Finish Good |  | Spares | Dental Chair-Spares | Dental Equiment | Main Location | 90330000 |  |  | Paedo | [8 empty] | 0 | 0 | 0 | 1 | 0 | [10 empty] | PEDO/SP/FUSE SOCKET
IM03343 | Dental Chair Spares-Paedo-Halogen Light Pcb |  |  | A Class | NOS | NOS | I-Inventory | FG-Finish Good |  | Spares | Dental Chair-Spares | Dental Equiment | Main Location | 90330000 |  |  | Paedo | [8 empty] | 0 | 0 | 0 | 1 | 0 | [10 empty] | PEDO/SP/HALOGEN LIGHT PCB
IM03344 | Dental Chair Spares-Paedo-Lock Button For Cushion Male |  |  | A Class | NOS | NOS | I-Inventory | FG-Finish Good |  | Spares | Dental Chair-Spares | Dental Equiment | Main Location | 90330000 |  |  | Paedo | [8 empty] | 0 | 0 | 0 | 1 | 0 | [10 empty] | PEDO/SP/LOCK BUTTON FOR CUSHION MALE
IM03345 | Dental Chair Spares-Paedo-Player Screen 000Qb-00-266-08 |  |  | A Class | NOS | NOS | I-Inventory | FG-Finish Good |  | Spares | Dental Chair-Spares | Dental Equiment | Main Location | 90330000 |  |  | Paedo | [8 empty] | 0 | 0 | 0 | 1 | 0 | [10 empty] | PEDO/SP/PLAYER SCREEN 000QB-00-266-08
IM03346 | Dental Chair Spares-Peado-Cover For H/P A8000-05-171-07 |  |  | A Class | NOS | NOS | I-Inventory | FG-Finish Good |  | Spares | Dental Chair-Spares | Dental Equiment | Main Location | 90330000 |  |  | Paedo | [8 empty] | 0 | 0 | 0 | 1 | 0 | [10 empty] | Peado/Sp/Cover for H/p A8000-05-171-07
IM03347 | Dental Chair Spares-Power Keen-Air And Water On Off Switch |  |  | A Class | NOS | NOS | I-Inventory | FG-Finish Good |  | Spares | Dental Chair-Spares | Dental Equiment | Main Location | 90330000 |  |  | Power Keen | [8 empty] | 0 | 0 | 0 | 1 | 0 | [10 empty] | CHC SPARE - AIR AND WATER ON OFF SWITCH
IM03348 | Dental Chair Spares-Power Keen-Bottle Holder Transperent Hidden Cover |  |  | A Class | NOS | NOS | I-Inventory | FG-Finish Good |  | Spares | Dental Chair-Spares | Dental Equiment | Main Location | 90330000 |  |  | Power Keen | [8 empty] | 0 | 0 | 0 | 1 | 0 | [10 empty] | CHC SPARE - BOTTLE HOLDER TRANSPERENT HIDDEN COVER
IM03349 | Dental Chair Spares-Power Keen-Champ Star Backrest Motor Hidden Lid |  |  | A Class | NOS | NOS | I-Inventory | FG-Finish Good |  | Spares | Dental Chair-Spares | Dental Equiment | Main Location | 90330000 |  |  | Power Keen | [8 empty] | 0 | 0 | 0 | 1 | 0 | [10 empty] | CHC SPARE - CHAMP STAR BACKREST MOTOR HIDDEN LID
IM03350 | Dental Chair Spares-Power Keen-Drain Tee Y Shape |  |  | A Class | NOS | NOS | I-Inventory | FG-Finish Good |  | Spares | Dental Chair-Spares | Dental Equiment | Main Location | 90330000 |  |  | Power Keen | [8 empty] | 0 | 0 | 0 | 1 | 0 | [10 empty] | CHC SPARE - DRAIN TEE Y SHAPE
IM03351 | Dental Chair Spares-Power Keen-Foot Control Valve |  |  | A Class | NOS | NOS | I-Inventory | FG-Finish Good |  | Spares | Dental Chair-Spares | Dental Equiment | Main Location | 90330000 |  |  | Power Keen | [8 empty] | 0 | 0 | 0 | 1 | 0 | [10 empty] | CHC SPARE - FOOT CONTROL VALVE
IM03352 | Dental Chair Spares-Power Keen-High Suction Cannula |  |  | A Class | NOS | NOS | I-Inventory | FG-Finish Good |  | Spares | Dental Chair-Spares | Dental Equiment | Main Location | 90330000 |  |  | Power Keen | [8 empty] | 0 | 0 | 0 | 1 | 0 | [10 empty] | CHC SPARE - HIGH SUCTION CANNULA
IM03353 | Dental Chair Spares-Power Keen-Paint Bottle |  |  | A Class | NOS | NOS | I-Inventory | FG-Finish Good |  | Spares | Dental Chair-Spares | Dental Equiment | Main Location | 90330000 |  |  | Power Keen | [8 empty] | 0 | 0 | 0 | 1 | 0 | [10 empty] | CHC SPARE - PAINT BOTTLE
IM03354 | Dental Chair Spares-Power Keen- 3 Way Syringe |  |  | A Class | NOS | NOS | I-Inventory | FG-Finish Good |  | Spares | Dental Chair-Spares | Dental Equiment | Main Location | 90330000 |  |  | Power Keen | [8 empty] | 0 | 0 | 0 | 1 | 0 | [10 empty] | CHC SPARE - POWER KEEN 3 WAY SYRINGE
IM03355 | Dental Chair Spares-Power Keen- 3 Way Syringe Tubing |  |  | A Class | NOS | NOS | I-Inventory | FG-Finish Good |  | Spares | Dental Chair-Spares | Dental Equiment | Main Location | 90330000 |  |  | Power Keen | [8 empty] | 0 | 0 | 0 | 1 | 0 | [10 empty] | CHC SPARE - POWER KEEN 3 WAY SYRINGE TUBING
IM03356 | Dental Chair Spares-Power Keen- Air Cylinder |  |  | A Class | NOS | NOS | I-Inventory | FG-Finish Good |  | Spares | Dental Chair-Spares | Dental Equiment | Main Location | 90330000 |  |  | Power Keen | [8 empty] | 0 | 0 | 0 | 1 | 0 | [10 empty] | CHC SPARE - POWER KEEN AIR CYLINDER
IM03357 | Dental Chair Spares-Power Keen- Floor Box |  |  | A Class | NOS | NOS | I-Inventory | FG-Finish Good |  | Spares | Dental Chair-Spares | Dental Equiment | Main Location | 90330000 |  |  | Power Keen | [8 empty] | 0 | 0 | 0 | 1 | 0 | [10 empty] | CHC SPARE - POWER KEEN FLOOR BOX
IM03358 | Dental Chair Spares-Power Keen- Small Connector |  |  | A Class | NOS | NOS | I-Inventory | FG-Finish Good |  | Spares | Dental Chair-Spares | Dental Equiment | Main Location | 90330000 |  |  | Power Keen | [8 empty] | 0 | 0 | 0 | 1 | 0 | [10 empty] | CHC SPARE - POWER KEEN SMALL CONNECTOR
IM03359 | Dental Chair Spares-Power Keen- 3 Way Syringe Nozzle |  |  | A Class | NOS | NOS | I-Inventory | FG-Finish Good |  | Spares | Dental Chair-Spares | Dental Equiment | Main Location | 90330000 |  |  | Power Keen | [8 empty] | 0 | 0 | 0 | 1 | 0 | [10 empty] | CHC SPARE - POWERKEEN 3 WAY SYRINGE NOZZLE
IM03360 | Dental Chair Spares-Power Keen- Chair Back Lower Cover |  |  | A Class | NOS | NOS | I-Inventory | FG-Finish Good |  | Spares | Dental Chair-Spares | Dental Equiment | Main Location | 90330000 |  |  | Power Keen | [8 empty] | 0 | 0 | 0 | 1 | 0 | [10 empty] | CHC SPARE - POWERKEEN CHAIR BACK LOWER COVER
IM03361 | Dental Chair Spares-Power Keen- Led Sensor Complete Light |  |  | A Class | NOS | NOS | I-Inventory | FG-Finish Good |  | Spares | Dental Chair-Spares | Dental Equiment | Main Location | 90330000 |  |  | Power Keen | [8 empty] | 0 | 0 | 0 | 1 | 0 | [10 empty] | CHC SPARE - POWERKEEN LED SENSOR COMPLETE LIGHT
IM03362 | Dental Chair Spares-Power Keen- Light Handle |  |  | A Class | NOS | NOS | I-Inventory | FG-Finish Good |  | Spares | Dental Chair-Spares | Dental Equiment | Main Location | 90330000 |  |  | Power Keen | [8 empty] | 0 | 0 | 0 | 1 | 0 | [10 empty] | CHC SPARE - POWERKEEN LIGHT HANDLE
IM03363 | Dental Chair Spares-Power Keen- Pilow Support |  |  | A Class | NOS | NOS | I-Inventory | FG-Finish Good |  | Spares | Dental Chair-Spares | Dental Equiment | Main Location | 90330000 |  |  | Power Keen | [8 empty] | 0 | 0 | 0 | 1 | 0 | [10 empty] | CHC SPARE - POWERKEEN PILOW SUPPORT
IM03364 | Dental Chair Spares-Power Keen- Rexine Dark Blue Colour 4 |  |  | A Class | NOS | NOS | I-Inventory | FG-Finish Good |  | Spares | Dental Chair-Spares | Dental Equiment | Main Location | 90330000 |  |  | Power Keen | [8 empty] | 0 | 0 | 0 | 1 | 0 | [10 empty] | CHC SPARE - POWERKEEN REXINE DARK BLUE COLOUR 4
IM03365 | Dental Chair Spares-Power Keen- Rexine Green Colour 0 |  |  | A Class | NOS | NOS | I-Inventory | FG-Finish Good |  | Spares | Dental Chair-Spares | Dental Equiment | Main Location | 90330000 |  |  | Power Keen | [8 empty] | 0 | 0 | 0 | 1 | 0 | [10 empty] | CHC SPARE - POWERKEEN REXINE GREEN COLOUR 0
IM03366 | Dental Chair Spares-Power Keen- Rexine Light Blue Colour 1 |  |  | A Class | NOS | NOS | I-Inventory | FG-Finish Good |  | Spares | Dental Chair-Spares | Dental Equiment | Main Location | 90330000 |  |  | Power Keen | [8 empty] | 0 | 0 | 0 | 1 | 0 | [10 empty] | CHC SPARE - POWERKEEN REXINE LIGHT BLUE COLOUR 1
IM03367 | Dental Chair Spares-Power Keen- Rexine Light Green Colour 9 |  |  | A Class | NOS | NOS | I-Inventory | FG-Finish Good |  | Spares | Dental Chair-Spares | Dental Equiment | Main Location | 90330000 |  |  | Power Keen | [8 empty] | 0 | 0 | 0 | 1 | 0 | [10 empty] | CHC SPARE - POWERKEEN REXINE LIGHT GREEN COLOUR 9
IM03368 | Dental Chair Spares-Power Keen- Rexine Middle Blue 3 |  |  | A Class | NOS | NOS | I-Inventory | FG-Finish Good |  | Spares | Dental Chair-Spares | Dental Equiment | Main Location | 90330000 |  |  | Power Keen | [8 empty] | 0 | 0 | 0 | 1 | 0 | [10 empty] | CHC SPARE - POWERKEEN REXINE MIDDLE BLUE 3
IM03369 | Dental Chair Spares-Power Keen- Rexine Orange Colour 7 |  |  | A Class | NOS | NOS | I-Inventory | FG-Finish Good |  | Spares | Dental Chair-Spares | Dental Equiment | Main Location | 90330000 |  |  | Power Keen | [8 empty] | 0 | 0 | 0 | 1 | 0 | [10 empty] | CHC SPARE - POWERKEEN REXINE ORANGE COLOUR 7
IM03370 | Dental Chair Spares-Power Keen- Rexine Yellow Colour 6 |  |  | A Class | NOS | NOS | I-Inventory | FG-Finish Good |  | Spares | Dental Chair-Spares | Dental Equiment | Main Location | 90330000 |  |  | Power Keen | [8 empty] | 0 | 0 | 0 | 1 | 0 | [10 empty] | CHC SPARE - POWERKEEN REXINE YELLOW COLOUR 6
IM03371 | Dental Chair Spares-Power Keen- Sensor Control |  |  | A Class | NOS | NOS | I-Inventory | FG-Finish Good |  | Spares | Dental Chair-Spares | Dental Equiment | Main Location | 90330000 |  |  | Power Keen | [8 empty] | 0 | 0 | 0 | 1 | 0 | [10 empty] | CHC SPARE - POWERKEEN SENSOR CONTROL
IM03372 | Dental Chair Spares-Power Keen- Simlified Decompressing Valve Rs-104 |  |  | A Class | NOS | NOS | I-Inventory | FG-Finish Good |  | Spares | Dental Chair-Spares | Dental Equiment | Main Location | 90330000 |  |  | Power Keen | [8 empty] | 0 | 0 | 0 | 1 | 0 | [10 empty] | CHC SPARE - POWERKEEN SIMLIFIED DECOMPRESSING VALVE RS-104
IM03373 | Dental Chair Spares-Power Keen- Utility Tray |  |  | A Class | NOS | NOS | I-Inventory | FG-Finish Good |  | Spares | Dental Chair-Spares | Dental Equiment | Main Location | 90330000 |  |  | Power Keen | [8 empty] | 0 | 0 | 0 | 1 | 0 | [10 empty] | CHC SPARE - POWERKEEN UTILITY TRAY
IM03374 | Dental Chair Spares-Power Keen- Water Unit Body |  |  | A Class | NOS | NOS | I-Inventory | FG-Finish Good |  | Spares | Dental Chair-Spares | Dental Equiment | Main Location | 90330000 |  |  | Power Keen | [8 empty] | 0 | 0 | 0 | 1 | 0 | [10 empty] | CHC SPARE - POWERKEEN WATER UNIT BODY
IM03375 | Dental Chair Spares-Power Keen-Assistance Water Unit Cover |  |  | A Class | NOS | NOS | I-Inventory | FG-Finish Good |  | Spares | Dental Chair-Spares | Dental Equiment | Main Location | 90330000 |  |  | Power Keen | [8 empty] | 0 | 0 | 0 | 1 | 0 | [10 empty] | CHC SPARE - POWERKEEN-ASSISTANCE WATER UNIT COVER
IM03376 | Dental Chair Spares-Power Keen-Headrest Cover |  |  | A Class | NOS | NOS | I-Inventory | FG-Finish Good |  | Spares | Dental Chair-Spares | Dental Equiment | Main Location | 90330000 |  |  | Power Keen | [8 empty] | 0 | 0 | 0 | 1 | 0 | [10 empty] | CHC SPARE - POWERKEEN-HEADREST COVER
IM03377 | Dental Chair Spares-Power Keen- 3 In 1 Valve |  |  | A Class | NOS | NOS | I-Inventory | FG-Finish Good |  | Spares | Dental Chair-Spares | Dental Equiment | Main Location | 90330000 |  |  | Power Keen | [8 empty] | 0 | 0 | 0 | 1 | 0 | [10 empty] | CHC SPARE -3 IN 1 VALVE
IM03378 | Dental Chair Spares-Power Keen- Bulb Rs-095(12X50) |  |  | A Class | NOS | NOS | I-Inventory | FG-Finish Good |  | Spares | Dental Chair-Spares | Dental Equiment | Main Location | 90330000 |  |  | Power Keen | [8 empty] | 0 | 0 | 0 | 1 | 0 | [10 empty] | CHC SPARE- BULB RS-095(12X50)
IM03379 | Dental Chair Spares-Power Keen- Cup Glass |  |  | A Class | NOS | NOS | I-Inventory | FG-Finish Good |  | Spares | Dental Chair-Spares | Dental Equiment | Main Location | 90330000 |  |  | Power Keen | [8 empty] | 0 | 0 | 0 | 1 | 0 | [10 empty] | CHC SPARE -CUP GLASS
IM03380 | Dental Chair Spares-Power Keen- Delivery Unit Lower Support-New Type |  |  | A Class | NOS | NOS | I-Inventory | FG-Finish Good |  | Spares | Dental Chair-Spares | Dental Equiment | Main Location | 90330000 |  |  | Power Keen | [8 empty] | 0 | 0 | 0 | 1 | 0 | [10 empty] | CHC SPARE -DELIVERY UNIT LOWER SUPPORT-NEW TYPE
IM03381 | Dental Chair Spares-Power Keen- High Suction Valve |  |  | A Class | NOS | NOS | I-Inventory | FG-Finish Good |  | Spares | Dental Chair-Spares | Dental Equiment | Main Location | 90330000 |  |  | Power Keen | [8 empty] | 0 | 0 | 0 | 1 | 0 | [10 empty] | CHC SPARE -HIGH SUCTION VALVE
IM03382 | Dental Chair Spares-Power Keen-Light Sensor |  |  | A Class | NOS | NOS | I-Inventory | FG-Finish Good |  | Spares | Dental Chair-Spares | Dental Equiment | Main Location | 90330000 |  |  | Power Keen | [8 empty] | 0 | 0 | 0 | 1 | 0 | [10 empty] | CHC SPARE -LIGHT SENSOR
IM03383 | Dental Chair Spares-Power Keen-Powerkeen Arm Cap |  |  | A Class | NOS | NOS | I-Inventory | FG-Finish Good |  | Spares | Dental Chair-Spares | Dental Equiment | Main Location | 90330000 |  |  | Power Keen | [8 empty] | 0 | 0 | 0 | 1 | 0 | [10 empty] | CHC SPARE -POWERKEEN ARM CAP
IM03384 | Dental Chair Spares-Power Keen-Powerkeen Asst Water Unit Body |  |  | A Class | NOS | NOS | I-Inventory | FG-Finish Good |  | Spares | Dental Chair-Spares | Dental Equiment | Main Location | 90330000 |  |  | Power Keen | [8 empty] | 0 | 0 | 0 | 1 | 0 | [10 empty] | CHC SPARE -POWERKEEN ASST WATER UNIT BODY
IM03385 | Dental Chair Spares-Power Keen-Powerkeen Backrest Cover |  |  | A Class | NOS | NOS | I-Inventory | FG-Finish Good |  | Spares | Dental Chair-Spares | Dental Equiment | Main Location | 90330000 |  |  | Power Keen | [8 empty] | 0 | 0 | 0 | 1 | 0 | [10 empty] | CHC SPARE -POWERKEEN BACKREST COVER
IM03386 | Dental Chair Spares-Power Keen-Powerkeen Base Back Cover Metal Plate |  |  | A Class | NOS | NOS | I-Inventory | FG-Finish Good |  | Spares | Dental Chair-Spares | Dental Equiment | Main Location | 90330000 |  |  | Power Keen | [8 empty] | 0 | 0 | 0 | 1 | 0 | [10 empty] | CHC SPARE -POWERKEEN BASE BACK COVER METAL PLATE
IM03387 | Dental Chair Spares-Power Keen-Powerkeen Base Front Cover |  |  | A Class | NOS | NOS | I-Inventory | FG-Finish Good |  | Spares | Dental Chair-Spares | Dental Equiment | Main Location | 90330000 |  |  | Power Keen | [8 empty] | 0 | 0 | 0 | 1 | 0 | [10 empty] | CHC SPARE -POWERKEEN BASE FRONT COVER
IM03388 | Dental Chair Spares-Power Keen- Powerkeen Base Lower Right Side Cover |  |  | A Class | NOS | NOS | I-Inventory | FG-Finish Good |  | Spares | Dental Chair-Spares | Dental Equiment | Main Location | 90330000 |  |  | Power Keen | [8 empty] | 0 | 0 | 0 | 1 | 0 | [10 empty] | CHC SPARE- POWERKEEN BASE LOWER RIGHT SIDE COVER
IM03389 | Dental Chair Spares-Power Keen-Powerkeen Chair Floor Base Back Cover(Gray) |  |  | A Class | NOS | NOS | I-Inventory | FG-Finish Good |  | Spares | Dental Chair-Spares | Dental Equiment | Main Location | 90330000 |  |  | Power Keen | [8 empty] | 0 | 0 | 0 | 1 | 0 | [10 empty] | CHC SPARE -POWERKEEN CHAIR FLOOR BASE BACK COVER(GRAY)
IM03390 | Dental Chair Spares-Power Keen-Powerkeen Chair Main PCB |  |  | A Class | NOS | NOS | I-Inventory | FG-Finish Good |  | Spares | Dental Chair-Spares | Dental Equiment | Main Location | 90330000 |  |  | Power Keen | [8 empty] | 0 | 0 | 0 | 1 | 0 | [10 empty] | CHC SPARE -POWERKEEN CHAIR MAIN PCB
IM03391 | Dental Chair Spares-Power Keen-Powerkeen Delivery Unit Lower Body |  |  | A Class | NOS | NOS | I-Inventory | FG-Finish Good |  | Spares | Dental Chair-Spares | Dental Equiment | Main Location | 90330000 |  |  | Power Keen | [8 empty] | 0 | 0 | 0 | 1 | 0 | [10 empty] | CHC SPARE -POWERKEEN DELIVERY UNIT LOWER BODY
IM03392 | Dental Chair Spares-Power Keen- Powerkeen Holder Box |  |  | A Class | NOS | NOS | I-Inventory | FG-Finish Good |  | Spares | Dental Chair-Spares | Dental Equiment | Main Location | 90330000 |  |  | Power Keen | [8 empty] | 0 | 0 | 0 | 1 | 0 | [10 empty] | CHC SPARE- POWERKEEN HOLDER BOX
IM03393 | Dental Chair Spares-Power Keen- Powerkeen Holder Box Gray Color |  |  | A Class | NOS | NOS | I-Inventory | FG-Finish Good |  | Spares | Dental Chair-Spares | Dental Equiment | Main Location | 90330000 |  |  | Power Keen | [8 empty] | 0 | 0 | 0 | 1 | 0 | [10 empty] | CHC SPARE- POWERKEEN HOLDER BOX GRAY COLOR
IM03394 | Dental Chair Spares-Power Keen- Powerkeen Led Light Handle Cover |  |  | A Class | NOS | NOS | I-Inventory | FG-Finish Good |  | Spares | Dental Chair-Spares | Dental Equiment | Main Location | 90330000 |  |  | Power Keen | [8 empty] | 0 | 0 | 0 | 1 | 0 | [10 empty] | CHC SPARE- POWERKEEN LED LIGHT HANDLE COVER
IM03395 | Dental Chair Spares-Power Keen- Powerkeen Led Light Sensor |  |  | A Class | NOS | NOS | I-Inventory | FG-Finish Good |  | Spares | Dental Chair-Spares | Dental Equiment | Main Location | 90330000 |  |  | Power Keen | [8 empty] | 0 | 0 | 0 | 1 | 0 | [10 empty] | CHC SPARE- POWERKEEN LED LIGHT SENSOR
IM03396 | Dental Chair Spares-Power Keen- Powerkeen Left Hand Rest Arm |  |  | A Class | NOS | NOS | I-Inventory | FG-Finish Good |  | Spares | Dental Chair-Spares | Dental Equiment | Main Location | 90330000 |  |  | Power Keen | [8 empty] | 0 | 0 | 0 | 1 | 0 | [10 empty] | CHC SPARE- POWERKEEN LEFT HAND REST ARM
IM03397 | Dental Chair Spares-Power Keen-Powerkeen Light Arm |  |  | A Class | NOS | NOS | I-Inventory | FG-Finish Good |  | Spares | Dental Chair-Spares | Dental Equiment | Main Location | 90330000 |  |  | Power Keen | [8 empty] | 0 | 0 | 0 | 1 | 0 | [10 empty] | CHC SPARE -POWERKEEN LIGHT ARM
IM03398 | Dental Chair Spares-Power Keen- Powerkeen New Led Light Reflector Glass |  |  | A Class | NOS | NOS | I-Inventory | FG-Finish Good |  | Spares | Dental Chair-Spares | Dental Equiment | Main Location | 90330000 |  |  | Power Keen | [8 empty] | 0 | 0 | 0 | 1 | 0 | [10 empty] | CHC SPARE- POWERKEEN NEW LED LIGHT REFLECTOR GLASS
IM03399 | Dental Chair Spares-Power Keen- Powerkeen New Reflector Glass |  |  | A Class | NOS | NOS | I-Inventory | FG-Finish Good |  | Spares | Dental Chair-Spares | Dental Equiment | Main Location | 90330000 |  |  | Power Keen | [8 empty] | 0 | 0 | 0 | 1 | 0 | [10 empty] | CHC SPARE- POWERKEEN NEW REFLECTOR GLASS
IM03400 | Dental Chair Spares-Power Keen- Powerkeen O Ring |  |  | A Class | NOS | NOS | I-Inventory | FG-Finish Good |  | Spares | Dental Chair-Spares | Dental Equiment | Main Location | 90330000 |  |  | Power Keen | [8 empty] | 0 | 0 | 0 | 1 | 0 | [10 empty] | CHC SPARE- POWERKEEN O RING
IM03401 | Dental Chair Spares-Power Keen- Powerkeen Tubing Cap |  |  | A Class | NOS | NOS | I-Inventory | FG-Finish Good |  | Spares | Dental Chair-Spares | Dental Equiment | Main Location | 90330000 |  |  | Power Keen | [8 empty] | 0 | 0 | 0 | 1 | 0 | [10 empty] | CHC SPARE- POWERKEEN TUBING CAP
IM03402 | Dental Chair Spares-Power Keen-Scaler T- Joint |  |  | A Class | NOS | NOS | I-Inventory | FG-Finish Good |  | Spares | Dental Chair-Spares | Dental Equiment | Main Location | 90330000 |  |  | Power Keen | [8 empty] | 0 | 0 | 0 | 1 | 0 | [10 empty] | CHC SPARE -SCALER T- JOINT
IM03403 | Dental Chair Spares-Power Keen-Water Heater |  |  | A Class | NOS | NOS | I-Inventory | FG-Finish Good |  | Spares | Dental Chair-Spares | Dental Equiment | Main Location | 90330000 |  |  | Power Keen | [8 empty] | 0 | 0 | 0 | 1 | 0 | [10 empty] | CHC SPARE -WATER HEATER
IM03404 | Dental Chair Spares-Power Keen-Water Unit PCB |  |  | A Class | NOS | NOS | I-Inventory | FG-Finish Good |  | Spares | Dental Chair-Spares | Dental Equiment | Main Location | 90330000 |  |  | Power Keen | [8 empty] | 0 | 0 | 0 | 1 | 0 | [10 empty] | CHC SPARE WATER UNIT PCB
IM03405 | Dental Chair Spares-Power Keen-Air And Water Distributor Rs-118 |  |  | A Class | NOS | NOS | I-Inventory | FG-Finish Good |  | Spares | Dental Chair-Spares | Dental Equiment | Main Location | 90330000 |  |  | Power Keen | [8 empty] | 0 | 0 | 0 | 1 | 0 | [10 empty] | CHC SPARE-AIR And WATER DISTRIBUTOR RS-118
IM03406 | Dental Chair Spares-Power Keen-Air On Off Switch |  |  | A Class | NOS | NOS | I-Inventory | FG-Finish Good |  | Spares | Dental Chair-Spares | Dental Equiment | Main Location | 90330000 |  |  | Power Keen | [8 empty] | 0 | 0 | 0 | 1 | 0 | [10 empty] | CHC SPARE-AIR ON OFF SWITCH
IM03407 | Dental Chair Spares-Power Keen-Arm Lock Switch Rs-111 |  |  | A Class | NOS | NOS | I-Inventory | FG-Finish Good |  | Spares | Dental Chair-Spares | Dental Equiment | Main Location | 90330000 |  |  | Power Keen | [8 empty] | 0 | 0 | 0 | 1 | 0 | [10 empty] | CHC SPARE-ARM LOCK SWITCH RS-111
IM03408 | Dental Chair Spares-Power Keen-Assistance Side Arm Lock |  |  | A Class | NOS | NOS | I-Inventory | FG-Finish Good |  | Spares | Dental Chair-Spares | Dental Equiment | Main Location | 90330000 |  |  | Power Keen | [8 empty] | 0 | 0 | 0 | 1 | 0 | [10 empty] | CHC SPARE-ASSISTANCE SIDE ARM LOCK
IM03409 | Dental Chair Spares-Power Keen-Assistant Side Water Unit Suction Switch Rs-102 |  |  | A Class | NOS | NOS | I-Inventory | FG-Finish Good |  | Spares | Dental Chair-Spares | Dental Equiment | Main Location | 90330000 |  |  | Power Keen | [8 empty] | 0 | 0 | 0 | 1 | 0 | [10 empty] | CHC SPARE-ASSISTANT SIDE WATER UNIT SUCTION SWITCH RS-102
IM03410 | Dental Chair Spares-Power Keen-Backrest Of Dental Stool Rs-57 |  |  | A Class | NOS | NOS | I-Inventory | FG-Finish Good |  | Spares | Dental Chair-Spares | Dental Equiment | Main Location | 90330000 |  |  | Power Keen | [8 empty] | 0 | 0 | 0 | 1 | 0 | [10 empty] | CHC SPARE-BACKREST OF DENTAL STOOL RS-57
IM03411 | Dental Chair Spares-Power Keen-Bottle Cover |  |  | A Class | NOS | NOS | I-Inventory | FG-Finish Good |  | Spares | Dental Chair-Spares | Dental Equiment | Main Location | 90330000 |  |  | Power Keen | [8 empty] | 0 | 0 | 0 | 1 | 0 | [10 empty] | CHC SPARE-BOTTLE COVER
IM03412 | Dental Chair Spares-Power Keen-Bottle Holder Nozzle Rs-123 |  |  | A Class | NOS | NOS | I-Inventory | FG-Finish Good |  | Spares | Dental Chair-Spares | Dental Equiment | Main Location | 90330000 |  |  | Power Keen | [8 empty] | 0 | 0 | 0 | 1 | 0 | [10 empty] | CHC SPARE-BOTTLE HOLDER NOZZLE RS-123
IM03413 | Dental Chair Spares-Power Keen-Bottle Holder Rs-027 |  |  | A Class | NOS | NOS | I-Inventory | FG-Finish Good |  | Spares | Dental Chair-Spares | Dental Equiment | Main Location | 90330000 |  |  | Power Keen | [8 empty] | 0 | 0 | 0 | 1 | 0 | [10 empty] | CHC SPARE-BOTTLE HOLDER RS-027
IM03414 | Dental Chair Spares-Power Keen-Chair Motor Rs-400 |  |  | A Class | NOS | NOS | I-Inventory | FG-Finish Good |  | Spares | Dental Chair-Spares | Dental Equiment | Main Location | 90330000 |  |  | Power Keen | [8 empty] | 0 | 0 | 0 | 1 | 0 | [10 empty] | CHC SPARE-CHAIR MOTOR RS-400
IM03415 | Dental Chair Spares-Power Keen-Chinese Chair Headrest Cover |  |  | A Class | NOS | NOS | I-Inventory | FG-Finish Good |  | Spares | Dental Chair-Spares | Dental Equiment | Main Location | 90330000 |  |  | Power Keen | [8 empty] | 0 | 0 | 0 | 1 | 0 | [10 empty] | CHC SPARE-CHINESE CHAIR HEADREST COVER
IM03416 | Dental Chair Spares-Power Keen-Delivery Unit Foot Control |  |  | A Class | NOS | NOS | I-Inventory | FG-Finish Good |  | Spares | Dental Chair-Spares | Dental Equiment | Main Location | 90330000 |  |  | Power Keen | [8 empty] | 0 | 0 | 0 | 1 | 0 | [10 empty] | CHC SPARE-DELIVERY UNIT FOOT CONTROL
IM03417 | Dental Chair Spares-Power Keen-Glass Spitoon |  |  | A Class | NOS | NOS | I-Inventory | FG-Finish Good |  | Spares | Dental Chair-Spares | Dental Equiment | Main Location | 90330000 |  |  | Power Keen | [8 empty] | 0 | 0 | 0 | 1 | 0 | [10 empty] | CHC SPARE-GLASS SPITOON
IM03418 | Dental Chair Spares-Power Keen-Halogen Light Reflector Cover Ring |  |  | A Class | NOS | NOS | I-Inventory | FG-Finish Good |  | Spares | Dental Chair-Spares | Dental Equiment | Main Location | 90330000 |  |  | Power Keen | [8 empty] | 0 | 0 | 0 | 1 | 0 | [10 empty] | CHC SPARE-HALOGEN LIGHT REFLECTOR COVER RING
IM03419 | Dental Chair Spares-Power Keen-High Suction Cannula Tip |  |  | A Class | NOS | NOS | I-Inventory | FG-Finish Good |  | Spares | Dental Chair-Spares | Dental Equiment | Main Location | 90330000 |  |  | Power Keen | [8 empty] | 0 | 0 | 0 | 1 | 0 | [10 empty] | CHC SPARE-HIGH SUCTION CANNULA TIP
IM03420 | Dental Chair Spares-Power Keen-Holder Box Handle |  |  | A Class | NOS | NOS | I-Inventory | FG-Finish Good |  | Spares | Dental Chair-Spares | Dental Equiment | Main Location | 90330000 |  |  | Power Keen | [8 empty] | 0 | 0 | 0 | 1 | 0 | [10 empty] | CHC SPARE-HOLDER BOX HANDLE
IM03421 | Dental Chair Spares-Power Keen-Holder Box Valve |  |  | A Class | NOS | NOS | I-Inventory | FG-Finish Good |  | Spares | Dental Chair-Spares | Dental Equiment | Main Location | 90330000 |  |  | Power Keen | [8 empty] | 0 | 0 | 0 | 1 | 0 | [10 empty] | CHC SPARE-HOLDER BOX VALVE
IM03422 | Dental Chair Spares-Power Keen-Light Head Handle Side Cap |  |  | A Class | NOS | NOS | I-Inventory | FG-Finish Good |  | Spares | Dental Chair-Spares | Dental Equiment | Main Location | 90330000 |  |  | Power Keen | [8 empty] | 0 | 0 | 0 | 1 | 0 | [10 empty] | CHC SPARE-LIGHT HEAD HANDLE SIDE CAP
IM03423 | Dental Chair Spares-Power Keen-Low Suction Valve |  |  | A Class | NOS | NOS | I-Inventory | FG-Finish Good |  | Spares | Dental Chair-Spares | Dental Equiment | Main Location | 90330000 |  |  | Power Keen | [8 empty] | 0 | 0 | 0 | 1 | 0 | [10 empty] | CHC SPARE-LOW SUCTION VALVE
IM03424 | Dental Chair Spares-Power Keen-New Powerkeen Delivery Unit Lower Cover |  |  | A Class | NOS | NOS | I-Inventory | FG-Finish Good |  | Spares | Dental Chair-Spares | Dental Equiment | Main Location | 90330000 |  |  | Power Keen | [8 empty] | 0 | 0 | 0 | 1 | 0 | [10 empty] | CHC SPARE-NEW POWERKEEN DELIVERY UNIT LOWER COVER
IM03425 | Dental Chair Spares-Power Keen-New Powerkeen Delivery Unit Upper Cover |  |  | A Class | NOS | NOS | I-Inventory | FG-Finish Good |  | Spares | Dental Chair-Spares | Dental Equiment | Main Location | 90330000 |  |  | Power Keen | [8 empty] | 0 | 0 | 0 | 1 | 0 | [10 empty] | CHC SPARE-NEW POWERKEEN DELIVERY UNIT UPPER COVER
IM03426 | Dental Chair Spares-Power Keen-Orange Colour Dentist Asst. Chair Seat Upholstery |  |  | A Class | NOS | NOS | I-Inventory | FG-Finish Good |  | Spares | Dental Chair-Spares | Dental Equiment | Main Location | 90330000 |  |  | Power Keen | [8 empty] | 0 | 0 | 0 | 1 | 0 | [10 empty] | CHC SPARE-ORANGE COLOUR DENTIST ASST. CHAIR SEAT UPHOLSTERY
IM03427 | Dental Chair Spares-Power Keen-Power Keen Backrest Support |  |  | A Class | NOS | NOS | I-Inventory | FG-Finish Good |  | Spares | Dental Chair-Spares | Dental Equiment | Main Location | 90330000 |  |  | Power Keen | [8 empty] | 0 | 0 | 0 | 1 | 0 | [10 empty] | CHC SPARE-POWER KEEN BACKREST SUPPORT
IM03428 | Dental Chair Spares-Power Keen-Power Keen Complete Assistant Water Unit |  |  | A Class | NOS | NOS | I-Inventory | FG-Finish Good |  | Spares | Dental Chair-Spares | Dental Equiment | Main Location | 90330000 |  |  | Power Keen | [8 empty] | 0 | 0 | 0 | 1 | 0 | [10 empty] | CHC SPARE-POWER KEEN COMPLETE ASSISTANT WATER UNIT
IM03429 | Dental Chair Spares-Power Keen-Power Keen Complete Halogen Light |  |  | A Class | NOS | NOS | I-Inventory | FG-Finish Good |  | Spares | Dental Chair-Spares | Dental Equiment | Main Location | 90330000 |  |  | Power Keen | [8 empty] | 0 | 0 | 0 | 1 | 0 | [10 empty] | CHC SPARE-POWER KEEN COMPLETE HALOGEN LIGHT
IM03430 | Dental Chair Spares-Power Keen-Power Keen Complete Sensor Light With PCB |  |  | A Class | NOS | NOS | I-Inventory | FG-Finish Good |  | Spares | Dental Chair-Spares | Dental Equiment | Main Location | 90330000 |  |  | Power Keen | [8 empty] | 0 | 0 | 0 | 1 | 0 | [10 empty] | CHC SPARE-POWER KEEN COMPLETE SENSOR LIGHT WITH PCB
IM03431 | Dental Chair Spares-Power Keen-Power Keen Complete Spitoon Unit |  |  | A Class | NOS | NOS | I-Inventory | FG-Finish Good |  | Spares | Dental Chair-Spares | Dental Equiment | Main Location | 90330000 |  |  | Power Keen | [8 empty] | 0 | 0 | 0 | 1 | 0 | [10 empty] | CHC SPARE-POWER KEEN COMPLETE SPITOON UNIT
IM03432 | Dental Chair Spares-Power Keen-Power Keen Complete Spitoon Unit Without Connector |  |  | A Class | NOS | NOS | I-Inventory | FG-Finish Good |  | Spares | Dental Chair-Spares | Dental Equiment | Main Location | 90330000 |  |  | Power Keen | [8 empty] | 0 | 0 | 0 | 1 | 0 | [10 empty] | CHC SPARE-POWER KEEN COMPLETE SPITOON UNIT WITHOUT CONNECTOR
IM03433 | Dental Chair Spares-Power Keen-Power Keen High Suction Cannula |  |  | A Class | NOS | NOS | I-Inventory | FG-Finish Good |  | Spares | Dental Chair-Spares | Dental Equiment | Main Location | 90330000 |  |  | Power Keen | [8 empty] | 0 | 0 | 0 | 1 | 0 | [10 empty] | CHC SPARE-POWER KEEN HIGH SUCTION CANNULA
IM03434 | Dental Chair Spares-Power Keen-Power Keen Pure Water Bottle-Rs-026 |  |  | A Class | NOS | NOS | I-Inventory | FG-Finish Good |  | Spares | Dental Chair-Spares | Dental Equiment | Main Location | 90330000 |  |  | Power Keen | [8 empty] | 0 | 0 | 0 | 1 | 0 | [10 empty] | CHC SPARE-POWER KEEN PURE WATER BOTTLE-RS-026
IM03435 | Dental Chair Spares-Power Keen-Power Keen Spitton Nozzle Connector |  |  | A Class | NOS | NOS | I-Inventory | FG-Finish Good |  | Spares | Dental Chair-Spares | Dental Equiment | Main Location | 90330000 |  |  | Power Keen | [8 empty] | 0 | 0 | 0 | 1 | 0 | [10 empty] | CHC SPARE-POWER KEEN SPITTON NOZZLE CONNECTOR
IM03436 | Dental Chair Spares-Power Keen-Power Keen-Ceramic Spitoon |  |  | A Class | NOS | NOS | I-Inventory | FG-Finish Good |  | Spares | Dental Chair-Spares | Dental Equiment | Main Location | 90330000 |  |  | Power Keen | [8 empty] | 0 | 0 | 0 | 1 | 0 | [10 empty] | CHC SPARE-POWER KEEN-CERAMIC SPITOON
IM03437 | Dental Chair Spares-Power Keen- 3 Way Plunzer |  |  | A Class | NOS | NOS | I-Inventory | FG-Finish Good |  | Spares | Dental Chair-Spares | Dental Equiment | Main Location | 90330000 |  |  | Power Keen | [8 empty] | 0 | 0 | 0 | 1 | 0 | [10 empty] | CHC SPARE-POWERKEEN 3 WAY PLUNZER
IM03438 | Dental Chair Spares-Power Keen- 3 Way Plunzer Spring |  |  | A Class | NOS | NOS | I-Inventory | FG-Finish Good |  | Spares | Dental Chair-Spares | Dental Equiment | Main Location | 90330000 |  |  | Power Keen | [8 empty] | 0 | 0 | 0 | 1 | 0 | [10 empty] | CHC SPARE-POWERKEEN 3 WAY PLUNZER SPRING
IM03439 | Dental Chair Spares-Power Keen- Apple Green Dentist Asst. Chair Seat Uphol |  |  | A Class | NOS | NOS | I-Inventory | FG-Finish Good |  | Spares | Dental Chair-Spares | Dental Equiment | Main Location | 90330000 |  |  | Power Keen | [8 empty] | 0 | 0 | 0 | 1 | 0 | [10 empty] | CHC SPARE-POWERKEEN APPLE GREEN DENTIST ASST. CHAIR SEAT UPHOL
IM03440 | Dental Chair Spares-Power Keen- Apple Green Headrest Upholstery |  |  | A Class | NOS | NOS | I-Inventory | FG-Finish Good |  | Spares | Dental Chair-Spares | Dental Equiment | Main Location | 90330000 |  |  | Power Keen | [8 empty] | 0 | 0 | 0 | 1 | 0 | [10 empty] | CHC SPARE-POWERKEEN APPLE GREEN HEADREST UPHOLSTERY
IM03441 | Dental Chair Spares-Power Keen- Apple Green Seat Upholstery |  |  | A Class | NOS | NOS | I-Inventory | FG-Finish Good |  | Spares | Dental Chair-Spares | Dental Equiment | Main Location | 90330000 |  |  | Power Keen | [8 empty] | 0 | 0 | 0 | 1 | 0 | [10 empty] | CHC SPARE-POWERKEEN APPLE GREEN SEAT UPHOLSTERY
IM03442 | Dental Chair Spares-Power Keen- Arm Rest |  |  | A Class | NOS | NOS | I-Inventory | FG-Finish Good |  | Spares | Dental Chair-Spares | Dental Equiment | Main Location | 90330000 |  |  | Power Keen | [8 empty] | 0 | 0 | 0 | 1 | 0 | [10 empty] | CHC SPARE-POWERKEEN ARM REST
IM03443 | Dental Chair Spares-Power Keen- Assistance Side Water Unit Sticker |  |  | A Class | NOS | NOS | I-Inventory | FG-Finish Good |  | Spares | Dental Chair-Spares | Dental Equiment | Main Location | 90330000 |  |  | Power Keen | [8 empty] | 0 | 0 | 0 | 1 | 0 | [10 empty] | CHC SPARE-POWERKEEN ASSISTANCE SIDE WATER UNIT STICKER
IM03444 | Dental Chair Spares-Power Keen- Assistance Water Unit Lower Cover |  |  | A Class | NOS | NOS | I-Inventory | FG-Finish Good |  | Spares | Dental Chair-Spares | Dental Equiment | Main Location | 90330000 |  |  | Power Keen | [8 empty] | 0 | 0 | 0 | 1 | 0 | [10 empty] | CHC SPARE-POWERKEEN ASSISTANCE WATER UNIT LOWER COVER
IM03445 | Dental Chair Spares-Power Keen- Assistance Water Unit Upper Cover |  |  | A Class | NOS | NOS | I-Inventory | FG-Finish Good |  | Spares | Dental Chair-Spares | Dental Equiment | Main Location | 90330000 |  |  | Power Keen | [8 empty] | 0 | 0 | 0 | 1 | 0 | [10 empty] | CHC SPARE-POWERKEEN ASSISTANCE WATER UNIT UPPER COVER
IM03446 | Dental Chair Spares-Power Keen- Assistant Arm Locking Bush |  |  | A Class | NOS | NOS | I-Inventory | FG-Finish Good |  | Spares | Dental Chair-Spares | Dental Equiment | Main Location | 90330000 |  |  | Power Keen | [8 empty] | 0 | 0 | 0 | 1 | 0 | [10 empty] | CHC SPARE-POWERKEEN ASSISTANT ARM LOCKING BUSH
IM03447 | Dental Chair Spares-Power Keen- Assistant Arm Locking Pin |  |  | A Class | NOS | NOS | I-Inventory | FG-Finish Good |  | Spares | Dental Chair-Spares | Dental Equiment | Main Location | 90330000 |  |  | Power Keen | [8 empty] | 0 | 0 | 0 | 1 | 0 | [10 empty] | CHC SPARE-POWERKEEN ASSISTANT ARM LOCKING PIN
IM03448 | Dental Chair Spares-Power Keen- Assistant Side PCB |  |  | A Class | NOS | NOS | I-Inventory | FG-Finish Good |  | Spares | Dental Chair-Spares | Dental Equiment | Main Location | 90330000 |  |  | Power Keen | [8 empty] | 0 | 0 | 0 | 1 | 0 | [10 empty] | CHC SPARE-POWERKEEN ASSISTANT SIDE PCB
IM03449 | Dental Chair Spares-Power Keen- Assistant Side PCB Version-2 |  |  | A Class | NOS | NOS | I-Inventory | FG-Finish Good |  | Spares | Dental Chair-Spares | Dental Equiment | Main Location | 90330000 |  |  | Power Keen | [8 empty] | 0 | 0 | 0 | 1 | 0 | [10 empty] | CHC SPARE-POWERKEEN ASSISTANT SIDE PCB VERSION-2
IM03450 | Dental Chair Spares-Power Keen- Base Lower Left Side Cover |  |  | A Class | NOS | NOS | I-Inventory | FG-Finish Good |  | Spares | Dental Chair-Spares | Dental Equiment | Main Location | 90330000 |  |  | Power Keen | [8 empty] | 0 | 0 | 0 | 1 | 0 | [10 empty] | CHC SPARE-POWERKEEN BASE LOWER LEFT SIDE COVER
IM03451 | Dental Chair Spares-Power Keen- Big Big Adopter Rs-101-8 |  |  | A Class | NOS | NOS | I-Inventory | FG-Finish Good |  | Spares | Dental Chair-Spares | Dental Equiment | Main Location | 90330000 |  |  | Power Keen | [8 empty] | 0 | 0 | 0 | 1 | 0 | [10 empty] | CHC SPARE-POWERKEEN BIG BIG ADOPTER RS-101-8
IM03452 | Dental Chair Spares-Power Keen- Blowing Valve Rs-119 |  |  | A Class | NOS | NOS | I-Inventory | FG-Finish Good |  | Spares | Dental Chair-Spares | Dental Equiment | Main Location | 90330000 |  |  | Power Keen | [8 empty] | 0 | 0 | 0 | 1 | 0 | [10 empty] | CHC SPARE-POWERKEEN BLOWING VALVE RS-119
IM03453 | Dental Chair Spares-Power Keen- Chair Backrest Apple Green Upholstery |  |  | A Class | NOS | NOS | I-Inventory | FG-Finish Good |  | Spares | Dental Chair-Spares | Dental Equiment | Main Location | 90330000 |  |  | Power Keen | [8 empty] | 0 | 0 | 0 | 1 | 0 | [10 empty] | CHC SPARE-POWERKEEN CHAIR BACKREST APPLE GREEN UPHOLSTERY
IM03454 | Dental Chair Spares-Power Keen- Chair Backrest Motor |  |  | A Class | NOS | NOS | I-Inventory | FG-Finish Good |  | Spares | Dental Chair-Spares | Dental Equiment | Main Location | 90330000 |  |  | Power Keen | [8 empty] | 0 | 0 | 0 | 1 | 0 | [10 empty] | CHC SPARE-POWERKEEN CHAIR BACKREST MOTOR
IM03455 | Dental Chair Spares-Power Keen- Chair Backrest Sky Blue Upholstery |  |  | A Class | NOS | NOS | I-Inventory | FG-Finish Good |  | Spares | Dental Chair-Spares | Dental Equiment | Main Location | 90330000 |  |  | Power Keen | [8 empty] | 0 | 0 | 0 | 1 | 0 | [10 empty] | CHC SPARE-POWERKEEN CHAIR BACKREST SKY BLUE UPHOLSTERY
IM03456 | Dental Chair Spares-Power Keen- Chair Base Front Clip Guard Frame |  |  | A Class | NOS | NOS | I-Inventory | FG-Finish Good |  | Spares | Dental Chair-Spares | Dental Equiment | Main Location | 90330000 |  |  | Power Keen | [8 empty] | 0 | 0 | 0 | 1 | 0 | [10 empty] | CHC SPARE-POWERKEEN CHAIR BASE FRONT CLIP GUARD FRAME
IM03457 | Dental Chair Spares-Power Keen- Chair Delivery Unit PCB Version-2 |  |  | A Class | NOS | NOS | I-Inventory | FG-Finish Good |  | Spares | Dental Chair-Spares | Dental Equiment | Main Location | 90330000 |  |  | Power Keen | [8 empty] | 0 | 0 | 0 | 1 | 0 | [10 empty] | CHC SPARE-POWERKEEN CHAIR DELIVERY UNIT PCB VERSION-2
IM03458 | Dental Chair Spares-Power Keen- Chair Gray Backrest Upholstery |  |  | A Class | NOS | NOS | I-Inventory | FG-Finish Good |  | Spares | Dental Chair-Spares | Dental Equiment | Main Location | 90330000 |  |  | Power Keen | [8 empty] | 0 | 0 | 0 | 1 | 0 | [10 empty] | CHC SPARE-POWERKEEN CHAIR GRAY BACKREST UPHOLSTERY
IM03459 | Dental Chair Spares-Power Keen- Chair Gray Headrest Upholstery |  |  | A Class | NOS | NOS | I-Inventory | FG-Finish Good |  | Spares | Dental Chair-Spares | Dental Equiment | Main Location | 90330000 |  |  | Power Keen | [8 empty] | 0 | 0 | 0 | 1 | 0 | [10 empty] | CHC SPARE-POWERKEEN CHAIR GRAY HEADREST UPHOLSTERY
IM03460 | Dental Chair Spares-Power Keen- Chair Gray Seat Upholstery |  |  | A Class | NOS | NOS | I-Inventory | FG-Finish Good |  | Spares | Dental Chair-Spares | Dental Equiment | Main Location | 90330000 |  |  | Power Keen | [8 empty] | 0 | 0 | 0 | 1 | 0 | [10 empty] | CHC SPARE-POWERKEEN CHAIR GRAY SEAT UPHOLSTERY
IM03461 | Dental Chair Spares-Power Keen- Chair Headrest Red Upholstery |  |  | A Class | NOS | NOS | I-Inventory | FG-Finish Good |  | Spares | Dental Chair-Spares | Dental Equiment | Main Location | 90330000 |  |  | Power Keen | [8 empty] | 0 | 0 | 0 | 1 | 0 | [10 empty] | CHC SPARE-POWERKEEN CHAIR HEADREST RED UPHOLSTERY
IM03462 | Dental Chair Spares-Power Keen- Chair Main PCB Version-2 |  |  | A Class | NOS | NOS | I-Inventory | FG-Finish Good |  | Spares | Dental Chair-Spares | Dental Equiment | Main Location | 90330000 |  |  | Power Keen | [8 empty] | 0 | 0 | 0 | 1 | 0 | [10 empty] | CHC SPARE-POWERKEEN CHAIR MAIN PCB VERSION-2
IM03463 | Dental Chair Spares-Power Keen- Chair Motor Lid |  |  | A Class | NOS | NOS | I-Inventory | FG-Finish Good |  | Spares | Dental Chair-Spares | Dental Equiment | Main Location | 90330000 |  |  | Power Keen | [8 empty] | 0 | 0 | 0 | 1 | 0 | [10 empty] | CHC SPARE-POWERKEEN CHAIR MOTOR LID
IM03464 | Dental Chair Spares-Power Keen- Chair Red Backrest Upholstery |  |  | A Class | NOS | NOS | I-Inventory | FG-Finish Good |  | Spares | Dental Chair-Spares | Dental Equiment | Main Location | 90330000 |  |  | Power Keen | [8 empty] | 0 | 0 | 0 | 1 | 0 | [10 empty] | CHC SPARE-POWERKEEN CHAIR RED BACKREST UPHOLSTERY
IM03465 | Dental Chair Spares-Power Keen- Chair Red Seat Upholstery |  |  | A Class | NOS | NOS | I-Inventory | FG-Finish Good |  | Spares | Dental Chair-Spares | Dental Equiment | Main Location | 90330000 |  |  | Power Keen | [8 empty] | 0 | 0 | 0 | 1 | 0 | [10 empty] | CHC SPARE-POWERKEEN CHAIR RED SEAT UPHOLSTERY
IM03466 | Dental Chair Spares-Power Keen- Chair Water Unit PCB Version -2 |  |  | A Class | NOS | NOS | I-Inventory | FG-Finish Good |  | Spares | Dental Chair-Spares | Dental Equiment | Main Location | 90330000 |  |  | Power Keen | [8 empty] | 0 | 0 | 0 | 1 | 0 | [10 empty] | CHC SPARE-POWERKEEN CHAIR WATER UNIT PCB VERSION -2
IM03467 | Dental Chair Spares-Power Keen- Delivery Unit Arm |  |  | A Class | NOS | NOS | I-Inventory | FG-Finish Good |  | Spares | Dental Chair-Spares | Dental Equiment | Main Location | 90330000 |  |  | Power Keen | [8 empty] | 0 | 0 | 0 | 1 | 0 | [10 empty] | CHC SPARE-POWERKEEN DELIVERY UNIT ARM
IM03468 | Dental Chair Spares-Power Keen- Delivery Unit Arm Cap |  |  | A Class | NOS | NOS | I-Inventory | FG-Finish Good |  | Spares | Dental Chair-Spares | Dental Equiment | Main Location | 90330000 |  |  | Power Keen | [8 empty] | 0 | 0 | 0 | 1 | 0 | [10 empty] | CHC SPARE-POWERKEEN DELIVERY UNIT ARM CAP
IM03469 | Dental Chair Spares-Power Keen- Delivery Unit Arm Lock |  |  | A Class | NOS | NOS | I-Inventory | FG-Finish Good |  | Spares | Dental Chair-Spares | Dental Equiment | Main Location | 90330000 |  |  | Power Keen | [8 empty] | 0 | 0 | 0 | 1 | 0 | [10 empty] | CHC SPARE-POWERKEEN DELIVERY UNIT ARM LOCK
IM03470 | Dental Chair Spares-Power Keen- Delivery Unit Handle |  |  | A Class | NOS | NOS | I-Inventory | FG-Finish Good |  | Spares | Dental Chair-Spares | Dental Equiment | Main Location | 90330000 |  |  | Power Keen | [8 empty] | 0 | 0 | 0 | 1 | 0 | [10 empty] | CHC SPARE-POWERKEEN DELIVERY UNIT HANDLE
IM03471 | Dental Chair Spares-Power Keen- Delivery Unit Lower Cover Transparent Sheet |  |  | A Class | NOS | NOS | I-Inventory | FG-Finish Good |  | Spares | Dental Chair-Spares | Dental Equiment | Main Location | 90330000 |  |  | Power Keen | [8 empty] | 0 | 0 | 0 | 1 | 0 | [10 empty] | CHC SPARE-POWERKEEN DELIVERY UNIT LOWER COVER TRANSPARENT SHEET
IM03472 | Dental Chair Spares-Power Keen- Delivery Unit PCB |  |  | A Class | NOS | NOS | I-Inventory | FG-Finish Good |  | Spares | Dental Chair-Spares | Dental Equiment | Main Location | 90330000 |  |  | Power Keen | [8 empty] | 0 | 0 | 0 | 1 | 0 | [10 empty] | CHC SPARE-POWERKEEN DELIVERY UNIT PCB
IM03473 | Dental Chair Spares-Power Keen- Delivery Unit Sticker |  |  | A Class | NOS | NOS | I-Inventory | FG-Finish Good |  | Spares | Dental Chair-Spares | Dental Equiment | Main Location | 90330000 |  |  | Power Keen | [8 empty] | 0 | 0 | 0 | 1 | 0 | [10 empty] | CHC SPARE-POWERKEEN DELIVERY UNIT STICKER
IM03474 | Dental Chair Spares-Power Keen- Delivery Unit Support Apparatus Arm |  |  | A Class | NOS | NOS | I-Inventory | FG-Finish Good |  | Spares | Dental Chair-Spares | Dental Equiment | Main Location | 90330000 |  |  | Power Keen | [8 empty] | 0 | 0 | 0 | 1 | 0 | [10 empty] | CHC SPARE-POWERKEEN DELIVERY UNIT SUPPORT APPARATUS ARM
IM03475 | Dental Chair Spares-Power Keen- Delivery Unit Touch Panel Cover |  |  | A Class | NOS | NOS | I-Inventory | FG-Finish Good |  | Spares | Dental Chair-Spares | Dental Equiment | Main Location | 90330000 |  |  | Power Keen | [8 empty] | 0 | 0 | 0 | 1 | 0 | [10 empty] | CHC SPARE-POWERKEEN DELIVERY UNIT TOUCH PANEL COVER
IM03476 | Dental Chair Spares-Power Keen- Delivery Unit Upper Cover Transparent Sheet |  |  | A Class | NOS | NOS | I-Inventory | FG-Finish Good |  | Spares | Dental Chair-Spares | Dental Equiment | Main Location | 90330000 |  |  | Power Keen | [8 empty] | 0 | 0 | 0 | 1 | 0 | [10 empty] | CHC SPARE-POWERKEEN DELIVERY UNIT UPPER COVER TRANSPARENT SHEET
IM03477 | Dental Chair Spares-Power Keen- Dental Light Back Cover |  |  | A Class | NOS | NOS | I-Inventory | FG-Finish Good |  | Spares | Dental Chair-Spares | Dental Equiment | Main Location | 90330000 |  |  | Power Keen | [8 empty] | 0 | 0 | 0 | 1 | 0 | [10 empty] | CHC SPARE-POWERKEEN DENTAL LIGHT BACK COVER
IM03478 | Dental Chair Spares-Power Keen- Drain Big Hose Pipe |  |  | A Class | NOS | NOS | I-Inventory | FG-Finish Good |  | Spares | Dental Chair-Spares | Dental Equiment | Main Location | 90330000 |  |  | Power Keen | [8 empty] | 0 | 0 | 0 | 1 | 0 | [10 empty] | CHC SPARE-POWERKEEN DRAIN BIG HOSE PIPE
IM03479 | Dental Chair Spares-Power Keen- Floor Base Cover Side Gray Lid |  |  | A Class | NOS | NOS | I-Inventory | FG-Finish Good |  | Spares | Dental Chair-Spares | Dental Equiment | Main Location | 90330000 |  |  | Power Keen | [8 empty] | 0 | 0 | 0 | 1 | 0 | [10 empty] | CHC SPARE-POWERKEEN FLOOR BASE COVER SIDE GRAY LID
IM03480 | Dental Chair Spares-Power Keen- Glass Reflector Cover Rs-392 |  |  | A Class | NOS | NOS | I-Inventory | FG-Finish Good |  | Spares | Dental Chair-Spares | Dental Equiment | Main Location | 90330000 |  |  | Power Keen | [8 empty] | 0 | 0 | 0 | 1 | 0 | [10 empty] | CHC SPARE-POWERKEEN GLASS REFLECTOR COVER RS-392
IM03481 | Dental Chair Spares-Power Keen- Glass Reflector Rs-159 |  |  | A Class | NOS | NOS | I-Inventory | FG-Finish Good |  | Spares | Dental Chair-Spares | Dental Equiment | Main Location | 90330000 |  |  | Power Keen | [8 empty] | 0 | 0 | 0 | 1 | 0 | [10 empty] | CHC SPARE-POWERKEEN GLASS REFLECTOR RS-159
IM03482 | Dental Chair Spares-Power Keen- Green Seat Upholstery |  |  | A Class | NOS | NOS | I-Inventory | FG-Finish Good |  | Spares | Dental Chair-Spares | Dental Equiment | Main Location | 90330000 |  |  | Power Keen | [8 empty] | 0 | 0 | 0 | 1 | 0 | [10 empty] | CHC SPARE-POWERKEEN GREEN SEAT UPHOLSTERY
IM03483 | Dental Chair Spares-Power Keen- Green Stool Backrest Upholstery |  |  | A Class | NOS | NOS | I-Inventory | FG-Finish Good |  | Spares | Dental Chair-Spares | Dental Equiment | Main Location | 90330000 |  |  | Power Keen | [8 empty] | 0 | 0 | 0 | 1 | 0 | [10 empty] | CHC SPARE-POWERKEEN GREEN STOOL BACKREST UPHOLSTERY
IM03484 | Dental Chair Spares-Power Keen- Green Stool Seat Uphol. |  |  | A Class | NOS | NOS | I-Inventory | FG-Finish Good |  | Spares | Dental Chair-Spares | Dental Equiment | Main Location | 90330000 |  |  | Power Keen | [8 empty] | 0 | 0 | 0 | 1 | 0 | [10 empty] | CHC SPARE-POWERKEEN GREEN STOOL SEAT UPHOL.
IM03485 | Dental Chair Spares-Power Keen- Handpiece And Cushion Rs-245 |  |  | A Class | NOS | NOS | I-Inventory | FG-Finish Good |  | Spares | Dental Chair-Spares | Dental Equiment | Main Location | 90330000 |  |  | Power Keen | [8 empty] | 0 | 0 | 0 | 1 | 0 | [10 empty] | CHC SPARE-POWERKEEN HANDPIECE And CUSHION RS-245
IM03486 | Dental Chair Spares-Power Keen- Handpiece And Cushion Rs-246 |  |  | A Class | NOS | NOS | I-Inventory | FG-Finish Good |  | Spares | Dental Chair-Spares | Dental Equiment | Main Location | 90330000 |  |  | Power Keen | [8 empty] | 0 | 0 | 0 | 1 | 0 | [10 empty] | CHC SPARE-POWERKEEN HANDPIECE And CUSHION RS-246
IM03487 | Dental Chair Spares-Power Keen- Headrest Lock Cover |  |  | A Class | NOS | NOS | I-Inventory | FG-Finish Good |  | Spares | Dental Chair-Spares | Dental Equiment | Main Location | 90330000 |  |  | Power Keen | [8 empty] | 0 | 0 | 0 | 1 | 0 | [10 empty] | CHC SPARE-POWERKEEN HEADREST LOCK COVER
IM03488 | Dental Chair Spares-Power Keen- Led Light Handle Lock Tafflon Bush |  |  | A Class | NOS | NOS | I-Inventory | FG-Finish Good |  | Spares | Dental Chair-Spares | Dental Equiment | Main Location | 90330000 |  |  | Power Keen | [8 empty] | 0 | 0 | 0 | 1 | 0 | [10 empty] | CHC SPARE-POWERKEEN LED LIGHT HANDLE LOCK TAFFLON BUSH
IM03489 | Dental Chair Spares-Power Keen- Led Light PCB (Version-3) |  |  | A Class | NOS | NOS | I-Inventory | FG-Finish Good |  | Spares | Dental Chair-Spares | Dental Equiment | Main Location | 90330000 |  |  | Power Keen | [8 empty] | 0 | 0 | 0 | 1 | 0 | [10 empty] | CHC SPARE-POWERKEEN LED LIGHT PCB (VERSION-3)
IM03490 | Dental Chair Spares-Power Keen- Led Light Sensor (Version-3) |  |  | A Class | NOS | NOS | I-Inventory | FG-Finish Good |  | Spares | Dental Chair-Spares | Dental Equiment | Main Location | 90330000 |  |  | Power Keen | [8 empty] | 0 | 0 | 0 | 1 | 0 | [10 empty] | CHC SPARE-POWERKEEN LED LIGHT SENSOR (VERSION-3)
IM03491 | Dental Chair Spares-Power Keen- Led Sensor Light PCB |  |  | A Class | NOS | NOS | I-Inventory | FG-Finish Good |  | Spares | Dental Chair-Spares | Dental Equiment | Main Location | 90330000 |  |  | Power Keen | [8 empty] | 0 | 0 | 0 | 1 | 0 | [10 empty] | CHC SPARE-POWERKEEN LED SENSOR LIGHT PCB
IM03492 | Dental Chair Spares-Power Keen- Led Sensor Light Wo PCB And Sensor |  |  | A Class | NOS | NOS | I-Inventory | FG-Finish Good |  | Spares | Dental Chair-Spares | Dental Equiment | Main Location | 90330000 |  |  | Power Keen | [8 empty] | 0 | 0 | 0 | 1 | 0 | [10 empty] | CHC SPARE-POWERKEEN LED SENSOR LIGHT WO PCB And SENSOR
IM03493 | Dental Chair Spares-Power Keen- Light Arm-New Type |  |  | A Class | NOS | NOS | I-Inventory | FG-Finish Good |  | Spares | Dental Chair-Spares | Dental Equiment | Main Location | 90330000 |  |  | Power Keen | [8 empty] | 0 | 0 | 0 | 1 | 0 | [10 empty] | CHC SPARE-POWERKEEN LIGHT ARM-NEW TYPE
IM03494 | Dental Chair Spares-Power Keen- Light Blue Seat Upholstery |  |  | A Class | NOS | NOS | I-Inventory | FG-Finish Good |  | Spares | Dental Chair-Spares | Dental Equiment | Main Location | 90330000 |  |  | Power Keen | [8 empty] | 0 | 0 | 0 | 1 | 0 | [10 empty] | CHC SPARE-POWERKEEN LIGHT BLUE SEAT UPHOLSTERY
IM03495 | Dental Chair Spares-Power Keen- Light Blue Stool Seat Upholstery |  |  | A Class | NOS | NOS | I-Inventory | FG-Finish Good |  | Spares | Dental Chair-Spares | Dental Equiment | Main Location | 90330000 |  |  | Power Keen | [8 empty] | 0 | 0 | 0 | 1 | 0 | [10 empty] | CHC SPARE-POWERKEEN LIGHT BLUE STOOL SEAT UPHOLSTERY
IM03496 | Dental Chair Spares-Power Keen- Light Head Arm |  |  | A Class | NOS | NOS | I-Inventory | FG-Finish Good |  | Spares | Dental Chair-Spares | Dental Equiment | Main Location | 90330000 |  |  | Power Keen | [8 empty] | 0 | 0 | 0 | 1 | 0 | [10 empty] | CHC SPARE-POWERKEEN LIGHT HEAD ARM
IM03497 | Dental Chair Spares-Power Keen- Low Suction Cannula |  |  | A Class | NOS | NOS | I-Inventory | FG-Finish Good |  | Spares | Dental Chair-Spares | Dental Equiment | Main Location | 90330000 |  |  | Power Keen | [8 empty] | 0 | 0 | 0 | 1 | 0 | [10 empty] | CHC SPARE-POWERKEEN LOW SUCTION CANNULA
IM03498 | Dental Chair Spares-Power Keen- Middle Blue Backrest Upholstery |  |  | A Class | NOS | NOS | I-Inventory | FG-Finish Good |  | Spares | Dental Chair-Spares | Dental Equiment | Main Location | 90330000 |  |  | Power Keen | [8 empty] | 0 | 0 | 0 | 1 | 0 | [10 empty] | CHC SPARE-POWERKEEN MIDDLE BLUE BACKREST UPHOLSTERY
IM03499 | Dental Chair Spares-Power Keen- Middle Blue Seat Upholstery |  |  | A Class | NOS | NOS | I-Inventory | FG-Finish Good |  | Spares | Dental Chair-Spares | Dental Equiment | Main Location | 90330000 |  |  | Power Keen | [8 empty] | 0 | 0 | 0 | 1 | 0 | [10 empty] | CHC SPARE-POWERKEEN MIDDLE BLUE SEAT UPHOLSTERY
IM03500 | Dental Chair Spares-Power Keen- Middle Blue Stool Backrest Upholstery |  |  | A Class | NOS | NOS | I-Inventory | FG-Finish Good |  | Spares | Dental Chair-Spares | Dental Equiment | Main Location | 90330000 |  |  | Power Keen | [8 empty] | 0 | 0 | 0 | 1 | 0 | [10 empty] | CHC SPARE-POWERKEEN MIDDLE BLUE STOOL BACKREST UPHOLSTERY
IM03501 | Dental Chair Spares-Power Keen- Middle Blue Stool Seat Upholstery |  |  | A Class | NOS | NOS | I-Inventory | FG-Finish Good |  | Spares | Dental Chair-Spares | Dental Equiment | Main Location | 90330000 |  |  | Power Keen | [8 empty] | 0 | 0 | 0 | 1 | 0 | [10 empty] | CHC SPARE-POWERKEEN MIDDLE BLUE STOOL SEAT UPHOLSTERY
IM03502 | Dental Chair Spares-Power Keen- Navy Blue Stool Seat Upholstery |  |  | A Class | NOS | NOS | I-Inventory | FG-Finish Good |  | Spares | Dental Chair-Spares | Dental Equiment | Main Location | 90330000 |  |  | Power Keen | [8 empty] | 0 | 0 | 0 | 1 | 0 | [10 empty] | CHC SPARE-POWERKEEN NAVY BLUE STOOL SEAT UPHOLSTERY
IM03503 | Dental Chair Spares-Power Keen- New Led Light Body |  |  | A Class | NOS | NOS | I-Inventory | FG-Finish Good |  | Spares | Dental Chair-Spares | Dental Equiment | Main Location | 90330000 |  |  | Power Keen | [8 empty] | 0 | 0 | 0 | 1 | 0 | [10 empty] | CHC SPARE-POWERKEEN NEW LED LIGHT BODY
IM03504 | Dental Chair Spares-Power Keen- New Led Light Bulb |  |  | A Class | NOS | NOS | I-Inventory | FG-Finish Good |  | Spares | Dental Chair-Spares | Dental Equiment | Main Location | 90330000 |  |  | Power Keen | [8 empty] | 0 | 0 | 0 | 1 | 0 | [10 empty] | CHC SPARE-POWERKEEN NEW LED LIGHT BULB
IM03505 | Dental Chair Spares-Power Keen- New Led Light Handle |  |  | A Class | NOS | NOS | I-Inventory | FG-Finish Good |  | Spares | Dental Chair-Spares | Dental Equiment | Main Location | 90330000 |  |  | Power Keen | [8 empty] | 0 | 0 | 0 | 1 | 0 | [10 empty] | CHC SPARE-POWERKEEN NEW LED LIGHT HANDLE
IM03506 | Dental Chair Spares-Power Keen- New Stool Backrest Cover |  |  | A Class | NOS | NOS | I-Inventory | FG-Finish Good |  | Spares | Dental Chair-Spares | Dental Equiment | Main Location | 90330000 |  |  | Power Keen | [8 empty] | 0 | 0 | 0 | 1 | 0 | [10 empty] | CHC SPARE-POWERKEEN NEW STOOL BACKREST COVER
IM03507 | Dental Chair Spares-Power Keen- New Stool Backrest Metal Assembly |  |  | A Class | NOS | NOS | I-Inventory | FG-Finish Good |  | Spares | Dental Chair-Spares | Dental Equiment | Main Location | 90330000 |  |  | Power Keen | [8 empty] | 0 | 0 | 0 | 1 | 0 | [10 empty] | CHC SPARE-POWERKEEN NEW STOOL BACKREST METAL ASSEMBLY
IM03508 | Dental Chair Spares-Power Keen- New Stool Upholstery Metal Assembly |  |  | A Class | NOS | NOS | I-Inventory | FG-Finish Good |  | Spares | Dental Chair-Spares | Dental Equiment | Main Location | 90330000 |  |  | Power Keen | [8 empty] | 0 | 0 | 0 | 1 | 0 | [10 empty] | CHC SPARE-POWERKEEN NEW STOOL UPHOLSTERY METAL ASSEMBLY
IM03509 | Dental Chair Spares-Power Keen- New Water Unit PCB |  |  | A Class | NOS | NOS | I-Inventory | FG-Finish Good |  | Spares | Dental Chair-Spares | Dental Equiment | Main Location | 90330000 |  |  | Power Keen | [8 empty] | 0 | 0 | 0 | 1 | 0 | [10 empty] | CHC SPARE-POWERKEEN NEW WATER UNIT PCB
IM03510 | Dental Chair Spares-Power Keen- Normal Close Valve |  |  | A Class | NOS | NOS | I-Inventory | FG-Finish Good |  | Spares | Dental Chair-Spares | Dental Equiment | Main Location | 90330000 |  |  | Power Keen | [8 empty] | 0 | 0 | 0 | 1 | 0 | [10 empty] | CHC SPARE-POWERKEEN NORMAL CLOSE VALVE
IM03511 | Dental Chair Spares-Power Keen- Normal Open Holder Switch |  |  | A Class | NOS | NOS | I-Inventory | FG-Finish Good |  | Spares | Dental Chair-Spares | Dental Equiment | Main Location | 90330000 |  |  | Power Keen | [8 empty] | 0 | 0 | 0 | 1 | 0 | [10 empty] | CHC SPARE-POWERKEEN NORMAL OPEN HOLDER SWITCH
IM03512 | Dental Chair Spares-Power Keen- Normal Open Valve |  |  | A Class | NOS | NOS | I-Inventory | FG-Finish Good |  | Spares | Dental Chair-Spares | Dental Equiment | Main Location | 90330000 |  |  | Power Keen | [8 empty] | 0 | 0 | 0 | 1 | 0 | [10 empty] | CHC SPARE-POWERKEEN NORMAL OPEN VALVE
IM03513 | Dental Chair Spares-Power Keen- Orange Chair Backrest Upholstery |  |  | A Class | NOS | NOS | I-Inventory | FG-Finish Good |  | Spares | Dental Chair-Spares | Dental Equiment | Main Location | 90330000 |  |  | Power Keen | [8 empty] | 0 | 0 | 0 | 1 | 0 | [10 empty] | CHC SPARE-POWERKEEN ORANGE CHAIR BACKREST UPHOLSTERY
IM03514 | Dental Chair Spares-Power Keen- Orange Headrest Upholstery |  |  | A Class | NOS | NOS | I-Inventory | FG-Finish Good |  | Spares | Dental Chair-Spares | Dental Equiment | Main Location | 90330000 |  |  | Power Keen | [8 empty] | 0 | 0 | 0 | 1 | 0 | [10 empty] | CHC SPARE-POWERKEEN ORANGE HEADREST UPHOLSTERY
IM03515 | Dental Chair Spares-Power Keen- Orange Seat Upholstery |  |  | A Class | NOS | NOS | I-Inventory | FG-Finish Good |  | Spares | Dental Chair-Spares | Dental Equiment | Main Location | 90330000 |  |  | Power Keen | [8 empty] | 0 | 0 | 0 | 1 | 0 | [10 empty] | CHC SPARE-POWERKEEN ORANGE SEAT UPHOLSTERY
IM03516 | Dental Chair Spares-Power Keen- Orange Stool Backrest Upholstery |  |  | A Class | NOS | NOS | I-Inventory | FG-Finish Good |  | Spares | Dental Chair-Spares | Dental Equiment | Main Location | 90330000 |  |  | Power Keen | [8 empty] | 0 | 0 | 0 | 1 | 0 | [10 empty] | CHC SPARE-POWERKEEN ORANGE STOOL BACKREST UPHOLSTERY
IM03517 | Dental Chair Spares-Power Keen- Orange Stool Seat Upholstery |  |  | A Class | NOS | NOS | I-Inventory | FG-Finish Good |  | Spares | Dental Chair-Spares | Dental Equiment | Main Location | 90330000 |  |  | Power Keen | [8 empty] | 0 | 0 | 0 | 1 | 0 | [10 empty] | CHC SPARE-POWERKEEN ORANGE STOOL SEAT UPHOLSTERY
IM03518 | Dental Chair Spares-Power Keen- Over Arm Air Adjust Lock |  |  | A Class | NOS | NOS | I-Inventory | FG-Finish Good |  | Spares | Dental Chair-Spares | Dental Equiment | Main Location | 90330000 |  |  | Power Keen | [8 empty] | 0 | 0 | 0 | 1 | 0 | [10 empty] | CHC SPARE-POWERKEEN OVER ARM AIR ADJUST LOCK
IM03519 | Dental Chair Spares-Power Keen- Over Head Arm Spring |  |  | A Class | NOS | NOS | I-Inventory | FG-Finish Good |  | Spares | Dental Chair-Spares | Dental Equiment | Main Location | 90330000 |  |  | Power Keen | [8 empty] | 0 | 0 | 0 | 1 | 0 | [10 empty] | CHC SPARE-POWERKEEN OVER HEAD ARM SPRING
IM03520 | Dental Chair Spares-Power Keen- Overhead Delivery Cover Handle |  |  | A Class | NOS | NOS | I-Inventory | FG-Finish Good |  | Spares | Dental Chair-Spares | Dental Equiment | Main Location | 90330000 |  |  | Power Keen | [8 empty] | 0 | 0 | 0 | 1 | 0 | [10 empty] | CHC SPARE-POWERKEEN OVERHEAD DELIVERY COVER HANDLE
IM03521 | Dental Chair Spares-Power Keen- Overhead Delivery Instrument Cushion Rubber |  |  | A Class | NOS | NOS | I-Inventory | FG-Finish Good |  | Spares | Dental Chair-Spares | Dental Equiment | Main Location | 90330000 |  |  | Power Keen | [8 empty] | 0 | 0 | 0 | 1 | 0 | [10 empty] | CHC SPARE-POWERKEEN OVERHEAD DELIVERY INSTRUMENT CUSHION RUBBER
IM03522 | Dental Chair Spares-Power Keen- Overhead Delivery Lower Cover |  |  | A Class | NOS | NOS | I-Inventory | FG-Finish Good |  | Spares | Dental Chair-Spares | Dental Equiment | Main Location | 90330000 |  |  | Power Keen | [8 empty] | 0 | 0 | 0 | 1 | 0 | [10 empty] | CHC SPARE-POWERKEEN OVERHEAD DELIVERY LOWER COVER
IM03523 | Dental Chair Spares-Power Keen- Overhead Delivery PCB Cover |  |  | A Class | NOS | NOS | I-Inventory | FG-Finish Good |  | Spares | Dental Chair-Spares | Dental Equiment | Main Location | 90330000 |  |  | Power Keen | [8 empty] | 0 | 0 | 0 | 1 | 0 | [10 empty] | CHC SPARE-POWERKEEN OVERHEAD DELIVERY PCB COVER
IM03524 | Dental Chair Spares-Power Keen- Overhead Delivery Unit PCB |  |  | A Class | NOS | NOS | I-Inventory | FG-Finish Good |  | Spares | Dental Chair-Spares | Dental Equiment | Main Location | 90330000 |  |  | Power Keen | [8 empty] | 0 | 0 | 0 | 1 | 0 | [10 empty] | CHC SPARE-POWERKEEN OVERHEAD DELIVERY UNIT PCB
IM03525 | Dental Chair Spares-Power Keen- Overhead Delivery Unit PCB Sticker |  |  | A Class | NOS | NOS | I-Inventory | FG-Finish Good |  | Spares | Dental Chair-Spares | Dental Equiment | Main Location | 90330000 |  |  | Power Keen | [8 empty] | 0 | 0 | 0 | 1 | 0 | [10 empty] | CHC SPARE-POWERKEEN OVERHEAD DELIVERY UNIT PCB STICKER
IM03526 | Dental Chair Spares-Power Keen- Overhead Delivery Unit PCB-Version-2 |  |  | A Class | NOS | NOS | I-Inventory | FG-Finish Good |  | Spares | Dental Chair-Spares | Dental Equiment | Main Location | 90330000 |  |  | Power Keen | [8 empty] | 0 | 0 | 0 | 1 | 0 | [10 empty] | CHC SPARE-POWERKEEN OVERHEAD DELIVERY UNIT PCB-VERSION-2
IM03527 | Dental Chair Spares-Power Keen- Overhead Delivery Upper Cover |  |  | A Class | NOS | NOS | I-Inventory | FG-Finish Good |  | Spares | Dental Chair-Spares | Dental Equiment | Main Location | 90330000 |  |  | Power Keen | [8 empty] | 0 | 0 | 0 | 1 | 0 | [10 empty] | CHC SPARE-POWERKEEN OVERHEAD DELIVERY UPPER COVER
IM03528 | Dental Chair Spares-Power Keen- Overhead Double Arm |  |  | A Class | NOS | NOS | I-Inventory | FG-Finish Good |  | Spares | Dental Chair-Spares | Dental Equiment | Main Location | 90330000 |  |  | Power Keen | [8 empty] | 0 | 0 | 0 | 1 | 0 | [10 empty] | CHC SPARE-POWERKEEN OVERHEAD DOUBLE ARM
IM03529 | Dental Chair Spares-Power Keen- Overhead Instrument Tray |  |  | A Class | NOS | NOS | I-Inventory | FG-Finish Good |  | Spares | Dental Chair-Spares | Dental Equiment | Main Location | 90330000 |  |  | Power Keen | [8 empty] | 0 | 0 | 0 | 1 | 0 | [10 empty] | CHC SPARE-POWERKEEN OVERHEAD INSTRUMENT TRAY
IM03530 | Dental Chair Spares-Power Keen- Overhead Single Arm |  |  | A Class | NOS | NOS | I-Inventory | FG-Finish Good |  | Spares | Dental Chair-Spares | Dental Equiment | Main Location | 90330000 |  |  | Power Keen | [8 empty] | 0 | 0 | 0 | 1 | 0 | [10 empty] | CHC SPARE-POWERKEEN OVERHEAD SINGLE ARM
IM03531 | Dental Chair Spares-Power Keen- Red Stool Backrest Upholstery |  |  | A Class | NOS | NOS | I-Inventory | FG-Finish Good |  | Spares | Dental Chair-Spares | Dental Equiment | Main Location | 90330000 |  |  | Power Keen | [8 empty] | 0 | 0 | 0 | 1 | 0 | [10 empty] | CHC SPARE-POWERKEEN RED STOOL BACKREST UPHOLSTERY
IM03532 | Dental Chair Spares-Power Keen- Red Stool Seat Upholstery |  |  | A Class | NOS | NOS | I-Inventory | FG-Finish Good |  | Spares | Dental Chair-Spares | Dental Equiment | Main Location | 90330000 |  |  | Power Keen | [8 empty] | 0 | 0 | 0 | 1 | 0 | [10 empty] | CHC SPARE-POWERKEEN RED STOOL SEAT UPHOLSTERY
IM03533 | Dental Chair Spares-Power Keen- Return Air Bottle Rs040 |  |  | A Class | NOS | NOS | I-Inventory | FG-Finish Good |  | Spares | Dental Chair-Spares | Dental Equiment | Main Location | 90330000 |  |  | Power Keen | [8 empty] | 0 | 0 | 0 | 1 | 0 | [10 empty] | CHC SPARE-POWERKEEN RETURN AIR BOTTLE RS040
IM03534 | Dental Chair Spares-Power Keen- Right Arm (Dark Gray) |  |  | A Class | NOS | NOS | I-Inventory | FG-Finish Good |  | Spares | Dental Chair-Spares | Dental Equiment | Main Location | 90330000 |  |  | Power Keen | [8 empty] | 0 | 0 | 0 | 1 | 0 | [10 empty] | CHC SPARE-POWERKEEN RIGHT ARM (DARK GRAY)
IM03535 | Dental Chair Spares-Power Keen- Right Handrest Arm |  |  | A Class | NOS | NOS | I-Inventory | FG-Finish Good |  | Spares | Dental Chair-Spares | Dental Equiment | Main Location | 90330000 |  |  | Power Keen | [8 empty] | 0 | 0 | 0 | 1 | 0 | [10 empty] | CHC SPARE-POWERKEEN RIGHT HANDREST ARM
IM03536 | Dental Chair Spares-Power Keen- Scaler Tee Joint 101-1 |  |  | A Class | NOS | NOS | I-Inventory | FG-Finish Good |  | Spares | Dental Chair-Spares | Dental Equiment | Main Location | 90330000 |  |  | Power Keen | [8 empty] | 0 | 0 | 0 | 1 | 0 | [10 empty] | CHC SPARE-POWERKEEN SCALER TEE JOINT 101-1
IM03537 | Dental Chair Spares-Power Keen- Scaler Tee Joint 4Mm Rs-101-2 |  |  | A Class | NOS | NOS | I-Inventory | FG-Finish Good |  | Spares | Dental Chair-Spares | Dental Equiment | Main Location | 90330000 |  |  | Power Keen | [8 empty] | 0 | 0 | 0 | 1 | 0 | [10 empty] | CHC SPARE-POWERKEEN SCALER TEE JOINT 4MM RS-101-2
IM03538 | Dental Chair Spares-Power Keen- Spitoon Assembly |  |  | A Class | NOS | NOS | I-Inventory | FG-Finish Good |  | Spares | Dental Chair-Spares | Dental Equiment | Main Location | 90330000 |  |  | Power Keen | [8 empty] | 0 | 0 | 0 | 1 | 0 | [10 empty] | CHC SPARE-POWERKEEN SPITOON ASSEMBLY
IM03539 | Dental Chair Spares-Power Keen- Spitoon Assembly Metal Base |  |  | A Class | NOS | NOS | I-Inventory | FG-Finish Good |  | Spares | Dental Chair-Spares | Dental Equiment | Main Location | 90330000 |  |  | Power Keen | [8 empty] | 0 | 0 | 0 | 1 | 0 | [10 empty] | CHC SPARE-POWERKEEN SPITOON ASSEMBLY METAL BASE
IM03540 | Dental Chair Spares-Power Keen- Spitoon Assembly Nut |  |  | A Class | NOS | NOS | I-Inventory | FG-Finish Good |  | Spares | Dental Chair-Spares | Dental Equiment | Main Location | 90330000 |  |  | Power Keen | [8 empty] | 0 | 0 | 0 | 1 | 0 | [10 empty] | CHC SPARE-POWERKEEN SPITOON ASSEMBLY NUT
IM03541 | Dental Chair Spares-Power Keen- Spitoon Assembly Plastic Base |  |  | A Class | NOS | NOS | I-Inventory | FG-Finish Good |  | Spares | Dental Chair-Spares | Dental Equiment | Main Location | 90330000 |  |  | Power Keen | [8 empty] | 0 | 0 | 0 | 1 | 0 | [10 empty] | CHC SPARE-POWERKEEN SPITOON ASSEMBLY PLASTIC BASE
IM03542 | Dental Chair Spares-Power Keen- Spitoon Unit Without Spitoon |  |  | A Class | NOS | NOS | I-Inventory | FG-Finish Good |  | Spares | Dental Chair-Spares | Dental Equiment | Main Location | 90330000 |  |  | Power Keen | [8 empty] | 0 | 0 | 0 | 1 | 0 | [10 empty] | CHC SPARE-POWERKEEN SPITOON UNIT WITHOUT SPITOON
IM03543 | Dental Chair Spares-Power Keen- Spitoon Water Nozzle |  |  | A Class | NOS | NOS | I-Inventory | FG-Finish Good |  | Spares | Dental Chair-Spares | Dental Equiment | Main Location | 90330000 |  |  | Power Keen | [8 empty] | 0 | 0 | 0 | 1 | 0 | [10 empty] | CHC SPARE-POWERKEEN SPITOON WATER NOZZLE
IM03544 | Dental Chair Spares-Power Keen- Spitton Nozzle(New Type) |  |  | A Class | NOS | NOS | I-Inventory | FG-Finish Good |  | Spares | Dental Chair-Spares | Dental Equiment | Main Location | 90330000 |  |  | Power Keen | [8 empty] | 0 | 0 | 0 | 1 | 0 | [10 empty] | CHC SPARE-POWERKEEN SPITTON NOZZLE(NEW TYPE)
IM03545 | Dental Chair Spares-Power Keen- Stool Backrest Sky Blue Upholstery |  |  | A Class | NOS | NOS | I-Inventory | FG-Finish Good |  | Spares | Dental Chair-Spares | Dental Equiment | Main Location | 90330000 |  |  | Power Keen | [8 empty] | 0 | 0 | 0 | 1 | 0 | [10 empty] | CHC SPARE-POWERKEEN STOOL BACKREST SKY BLUE UPHOLSTERY
IM03546 | Dental Chair Spares-Power Keen- Stool Seat Upholstery Holding Assembly |  |  | A Class | NOS | NOS | I-Inventory | FG-Finish Good |  | Spares | Dental Chair-Spares | Dental Equiment | Main Location | 90330000 |  |  | Power Keen | [8 empty] | 0 | 0 | 0 | 1 | 0 | [10 empty] | CHC SPARE-POWERKEEN STOOL SEAT UPHOLSTERY HOLDING ASSEMBLY
IM03547 | Dental Chair Spares-Power Keen- Stool Upholstery Base Mechanism |  |  | A Class | NOS | NOS | I-Inventory | FG-Finish Good |  | Spares | Dental Chair-Spares | Dental Equiment | Main Location | 90330000 |  |  | Power Keen | [8 empty] | 0 | 0 | 0 | 1 | 0 | [10 empty] | CHC SPARE-POWERKEEN STOOL UPHOLSTERY BASE MECHANISM
IM03548 | Dental Chair Spares-Power Keen- Suction Filter |  |  | A Class | NOS | NOS | I-Inventory | FG-Finish Good |  | Spares | Dental Chair-Spares | Dental Equiment | Main Location | 90330000 |  |  | Power Keen | [8 empty] | 0 | 0 | 0 | 1 | 0 | [10 empty] | CHC SPARE-POWERKEEN SUCTION FILTER
IM03549 | Dental Chair Spares-Power Keen- Toggle Switch |  |  | A Class | NOS | NOS | I-Inventory | FG-Finish Good |  | Spares | Dental Chair-Spares | Dental Equiment | Main Location | 90330000 |  |  | Power Keen | [8 empty] | 0 | 0 | 0 | 1 | 0 | [10 empty] | CHC SPARE-POWERKEEN TOGGLE SWITCH
IM03550 | Dental Chair Spares-Power Keen- Transparent Glass Spittoon(New Type) |  |  | A Class | NOS | NOS | I-Inventory | FG-Finish Good |  | Spares | Dental Chair-Spares | Dental Equiment | Main Location | 90330000 |  |  | Power Keen | [8 empty] | 0 | 0 | 0 | 1 | 0 | [10 empty] | CHC SPARE-POWERKEEN Transparent Glass Spittoon(New Type)
IM03551 | Dental Chair Spares-Power Keen- Tumbler And Spitoon Assembly |  |  | A Class | NOS | NOS | I-Inventory | FG-Finish Good |  | Spares | Dental Chair-Spares | Dental Equiment | Main Location | 90330000 |  |  | Power Keen | [8 empty] | 0 | 0 | 0 | 1 | 0 | [10 empty] | CHC SPARE-POWERKEEN TUMBLER AND SPITOON ASSEMBLY
IM03552 | Dental Chair Spares-Power Keen- Tumbler And Spitoon Water Nozzle |  |  | A Class | NOS | NOS | I-Inventory | FG-Finish Good |  | Spares | Dental Chair-Spares | Dental Equiment | Main Location | 90330000 |  |  | Power Keen | [8 empty] | 0 | 0 | 0 | 1 | 0 | [10 empty] | CHC SPARE-POWERKEEN TUMBLER And SPITOON WATER NOZZLE
IM03553 | Dental Chair Spares-Power Keen- Tumbler Water Unit Body |  |  | A Class | NOS | NOS | I-Inventory | FG-Finish Good |  | Spares | Dental Chair-Spares | Dental Equiment | Main Location | 90330000 |  |  | Power Keen | [8 empty] | 0 | 0 | 0 | 1 | 0 | [10 empty] | CHC SPARE-POWERKEEN TUMBLER WATER UNIT BODY
IM03554 | Dental Chair Spares-Power Keen- Up Down Motor |  |  | A Class | NOS | NOS | I-Inventory | FG-Finish Good |  | Spares | Dental Chair-Spares | Dental Equiment | Main Location | 90330000 |  |  | Power Keen | [8 empty] | 0 | 0 | 0 | 1 | 0 | [10 empty] | CHC SPARE-POWERKEEN UP DOWN MOTOR
IM03555 | Dental Chair Spares-Power Keen- Up Down Motor Body |  |  | A Class | NOS | NOS | I-Inventory | FG-Finish Good |  | Spares | Dental Chair-Spares | Dental Equiment | Main Location | 90330000 |  |  | Power Keen | [8 empty] | 0 | 0 | 0 | 1 | 0 | [10 empty] | CHC SPARE-POWERKEEN UP DOWN MOTOR BODY
IM03556 | Dental Chair Spares-Power Keen- Up Down Motor Without Body |  |  | A Class | NOS | NOS | I-Inventory | FG-Finish Good |  | Spares | Dental Chair-Spares | Dental Equiment | Main Location | 90330000 |  |  | Power Keen | [8 empty] | 0 | 0 | 0 | 1 | 0 | [10 empty] | CHC SPARE-POWERKEEN UP DOWN MOTOR WITHOUT BODY
IM03557 | Dental Chair Spares-Power Keen- Water Unit Bottle Back Cover |  |  | A Class | NOS | NOS | I-Inventory | FG-Finish Good |  | Spares | Dental Chair-Spares | Dental Equiment | Main Location | 90330000 |  |  | Power Keen | [8 empty] | 0 | 0 | 0 | 1 | 0 | [10 empty] | CHC SPARE-POWERKEEN WATER UNIT BOTTLE BACK COVER
IM03558 | Dental Chair Spares-Power Keen- Whole Water Unit Body New Type |  |  | A Class | NOS | NOS | I-Inventory | FG-Finish Good |  | Spares | Dental Chair-Spares | Dental Equiment | Main Location | 90330000 |  |  | Power Keen | [8 empty] | 0 | 0 | 0 | 1 | 0 | [10 empty] | CHC SPARE-POWERKEEN WHOLE WATER UNIT BODY NEW TYPE
IM03559 | Dental Chair Spares-Power Keen- Wiring |  |  | A Class | NOS | NOS | I-Inventory | FG-Finish Good |  | Spares | Dental Chair-Spares | Dental Equiment | Main Location | 90330000 |  |  | Power Keen | [8 empty] | 0 | 0 | 0 | 1 | 0 | [10 empty] | CHC SPARE-POWERKEEN WIRING
IM03560 | Dental Chair Spares-Power Keen- Yellow Colour Chair Backrest Upholstery |  |  | A Class | NOS | NOS | I-Inventory | FG-Finish Good |  | Spares | Dental Chair-Spares | Dental Equiment | Main Location | 90330000 |  |  | Power Keen | [8 empty] | 0 | 0 | 0 | 1 | 0 | [10 empty] | CHC SPARE-POWERKEEN YELLOW COLOUR CHAIR BACKREST UPHOLSTERY
IM03561 | Dental Chair Spares-Power Keen- Yellow Colour Seat Upholstery |  |  | A Class | NOS | NOS | I-Inventory | FG-Finish Good |  | Spares | Dental Chair-Spares | Dental Equiment | Main Location | 90330000 |  |  | Power Keen | [8 empty] | 0 | 0 | 0 | 1 | 0 | [10 empty] | CHC SPARE-POWERKEEN YELLOW COLOUR SEAT UPHOLSTERY
IM03562 | Dental Chair Spares-Power Keen- Yellow Colour Stool Backrest Upholstery |  |  | A Class | NOS | NOS | I-Inventory | FG-Finish Good |  | Spares | Dental Chair-Spares | Dental Equiment | Main Location | 90330000 |  |  | Power Keen | [8 empty] | 0 | 0 | 0 | 1 | 0 | [10 empty] | CHC SPARE-POWERKEEN YELLOW COLOUR STOOL BACKREST UPHOLSTERY
IM03563 | Dental Chair Spares-Power Keen-Reflector Tec Ref |  |  | A Class | NOS | NOS | I-Inventory | FG-Finish Good |  | Spares | Dental Chair-Spares | Dental Equiment | Main Location | 90330000 |  |  | Power Keen | [8 empty] | 0 | 0 | 0 | 1 | 0 | [10 empty] | CHC SPARE-REFLECTOR TEC REF
IM03564 | Dental Chair Spares-Power Keen-Retraction Valve 4 Pin |  |  | A Class | NOS | NOS | I-Inventory | FG-Finish Good |  | Spares | Dental Chair-Spares | Dental Equiment | Main Location | 90330000 |  |  | Power Keen | [8 empty] | 0 | 0 | 0 | 1 | 0 | [10 empty] | CHC SPARE-RETRACTION VALVE 4 PIN
IM03565 | Dental Chair Spares-Power Keen- Plastic Cover Rs-35 |  |  | A Class | NOS | NOS | I-Inventory | FG-Finish Good |  | Spares | Dental Chair-Spares | Dental Equiment | Main Location | 90330000 |  |  | Power Keen | [8 empty] | 0 | 0 | 0 | 1 | 0 | [10 empty] | CHC SPARES - POWERKEEN PLASTIC COVER RS-35
IM03566 | Dental Chair Spares-Power Keen-Sky Blue Colour Seat Upholstery |  |  | A Class | NOS | NOS | I-Inventory | FG-Finish Good |  | Spares | Dental Chair-Spares | Dental Equiment | Main Location | 90330000 |  |  | Power Keen | [8 empty] | 0 | 0 | 0 | 1 | 0 | [10 empty] | CHC SPARE-SKY BLUE COLOUR SEAT UPHOLSTERY
IM03567 | Dental Chair Spares-Power Keen-Spitoon Filter |  |  | A Class | NOS | NOS | I-Inventory | FG-Finish Good |  | Spares | Dental Chair-Spares | Dental Equiment | Main Location | 90330000 |  |  | Power Keen | [8 empty] | 0 | 0 | 0 | 1 | 0 | [10 empty] | CHC SPARE-SPITOON FILTER
IM03568 | Dental Chair Spares-Power Keen-Square Pressure Guage |  |  | A Class | NOS | NOS | I-Inventory | FG-Finish Good |  | Spares | Dental Chair-Spares | Dental Equiment | Main Location | 90330000 |  |  | Power Keen | [8 empty] | 0 | 0 | 0 | 1 | 0 | [10 empty] | CHC SPARE-SQUARE PRESSURE GUAGE
IM03569 | Dental Chair Spares-Power Keen-Stool Wheel Base |  |  | A Class | NOS | NOS | I-Inventory | FG-Finish Good |  | Spares | Dental Chair-Spares | Dental Equiment | Main Location | 90330000 |  |  | Power Keen | [8 empty] | 0 | 0 | 0 | 1 | 0 | [10 empty] | CHC SPARE-STOOL WHEEL BASE
IM03570 | Dental Chair Spares-Power Keen-Stool Wheel Rs-148 |  |  | A Class | NOS | NOS | I-Inventory | FG-Finish Good |  | Spares | Dental Chair-Spares | Dental Equiment | Main Location | 90330000 |  |  | Power Keen | [8 empty] | 0 | 0 | 0 | 1 | 0 | [10 empty] | CHC SPARE-STOOL WHEEL RS-148
IM03571 | Dental Chair Spares-Power Keen-Tumbler Cupfiller |  |  | A Class | NOS | NOS | I-Inventory | FG-Finish Good |  | Spares | Dental Chair-Spares | Dental Equiment | Main Location | 90330000 |  |  | Power Keen | [8 empty] | 0 | 0 | 0 | 1 | 0 | [10 empty] | CHC SPARE-TUMBLER CUPFILLER
IM03572 | Dental Chair Spares-Power Keen-Water Controller Switch |  |  | A Class | NOS | NOS | I-Inventory | FG-Finish Good |  | Spares | Dental Chair-Spares | Dental Equiment | Main Location | 90330000 |  |  | Power Keen | [8 empty] | 0 | 0 | 0 | 1 | 0 | [10 empty] | CHC SPARE-WATER CONTROLLER SWITCH
IM03573 | Dental Chair Spares-Power Keen-Water Retraction Valve (Wrv) |  |  | A Class | NOS | NOS | I-Inventory | FG-Finish Good |  | Spares | Dental Chair-Spares | Dental Equiment | Main Location | 90330000 |  |  | Power Keen | [8 empty] | 0 | 0 | 0 | 1 | 0 | [10 empty] | CHC SPARE-WATER RETRACTION VALVE (WRV)
IM03574 | Dental Chair Spares-Power Keen-Xray Viewer Body |  |  | A Class | NOS | NOS | I-Inventory | FG-Finish Good |  | Spares | Dental Chair-Spares | Dental Equiment | Main Location | 90330000 |  |  | Power Keen | [8 empty] | 0 | 0 | 0 | 1 | 0 | [10 empty] | CHC SPARE-XRAY VIEWER BODY
IM03575 | Dental Chair Spares-Power Keen-Xray Viewer Led Plate |  |  | A Class | NOS | NOS | I-Inventory | FG-Finish Good |  | Spares | Dental Chair-Spares | Dental Equiment | Main Location | 90330000 |  |  | Power Keen | [8 empty] | 0 | 0 | 0 | 1 | 0 | [10 empty] | CHC SPARE-XRAY VIEWER LED PLATE
IM03576 | Dental Chair Spares-Power Keen-Xray Viewer PCB |  |  | A Class | NOS | NOS | I-Inventory | FG-Finish Good |  | Spares | Dental Chair-Spares | Dental Equiment | Main Location | 90330000 |  |  | Power Keen | [8 empty] | 0 | 0 | 0 | 1 | 0 | [10 empty] | CHC SPARE-XRAY VIEWER PCB
IM03577 | Dental Chair Spares-Power Keen-X-Ray Viewer PCB |  |  | A Class | NOS | NOS | I-Inventory | FG-Finish Good |  | Spares | Dental Chair-Spares | Dental Equiment | Main Location | 90330000 |  |  | Power Keen | [8 empty] | 0 | 0 | 0 | 1 | 0 | [10 empty] | CHC Spare-X-Ray Viewer PCB
IM03578 | Dental Chair Spares-Power Keen- Powerkeen W/U Bottle Front Cover |  |  | A Class | NOS | NOS | I-Inventory | FG-Finish Good |  | Spares | Dental Chair-Spares | Dental Equiment | Main Location | 90330000 |  |  | Power Keen | [8 empty] | 0 | 0 | 0 | 1 | 0 | [10 empty] | CHC SPARE- POWERKEEN W/U BOTTLE FRONT COVER
IM03579 | Dental Chair Spares-Power Keen- Complete Sensor Light W/O Reflector Cover Ring |  |  | A Class | NOS | NOS | I-Inventory | FG-Finish Good |  | Spares | Dental Chair-Spares | Dental Equiment | Main Location | 90330000 |  |  | Power Keen | [8 empty] | 0 | 0 | 0 | 1 | 0 | [10 empty] | CHC SPARE-POWERKEEN COMPLETE SENSOR LIGHT W/O REFLECTOR COVER RING
IM03580 | Dental Chair Spares-Power Keen- Delivery Unit W/O Panel Cover |  |  | A Class | NOS | NOS | I-Inventory | FG-Finish Good |  | Spares | Dental Chair-Spares | Dental Equiment | Main Location | 90330000 |  |  | Power Keen | [8 empty] | 0 | 0 | 0 | 1 | 0 | [10 empty] | CHC SPARE-POWERKEEN DELIVERY UNIT W/O PANEL COVER
IM03581 | Dental Chair Spares-Power Keen- H/P Coupling Without Inner Plunzer |  |  | A Class | NOS | NOS | I-Inventory | FG-Finish Good |  | Spares | Dental Chair-Spares | Dental Equiment | Main Location | 90330000 |  |  | Power Keen | [8 empty] | 0 | 0 | 0 | 1 | 0 | [10 empty] | CHC SPARE-POWERKEEN H/P COUPLING WITHOUT INNER PLUNZER
IM03582 | Dental Chair Spares-Power Keen-Floor Box And Tft Screen |  |  | A Class | NOS | NOS | I-Inventory | FG-Finish Good |  | Spares | Dental Chair-Spares | Dental Equiment | Main Location | 90330000 |  |  | Power Keen | [8 empty] | 0 | 0 | 0 | 1 | 0 | [10 empty] | PK/AC/FLOOR BOX AND TFT SCREEN
IM03583 | Dental Chair Spares-Power Keen- Chair Seat Upholstery Yellow |  |  | A Class | NOS | NOS | I-Inventory | FG-Finish Good |  | Spares | Dental Chair-Spares | Dental Equiment | Main Location | 90330000 |  |  | Power Keen | [8 empty] | 0 | 0 | 0 | 1 | 0 | [10 empty] | PK/DC/UP/POWERKEEN CHAIR SEAT UPHOLSTERY YELLOW
IM03584 | Dental Chair Spares-Power Keen- Chair Main On Off Switch |  |  | A Class | NOS | NOS | I-Inventory | FG-Finish Good |  | Spares | Dental Chair-Spares | Dental Equiment | Main Location | 90330000 |  |  | Power Keen | [8 empty] | 0 | 0 | 0 | 1 | 0 | [10 empty] | PK/SP/POWERKEEN CHAIR MAIN ON OFF SWITCH
IM03585 | Dental Chair Spares-Power Keen- Motor Limit Switch |  |  | A Class | NOS | NOS | I-Inventory | FG-Finish Good |  | Spares | Dental Chair-Spares | Dental Equiment | Main Location | 90330000 |  |  | Power Keen | [8 empty] | 0 | 0 | 0 | 1 | 0 | [10 empty] | PK/SP/POWERKEEN MOTOR LIMIT SWITCH
IM03586 | Dental Chair Spares-Power Keen- On Off Micro Switch |  |  | A Class | NOS | NOS | I-Inventory | FG-Finish Good |  | Spares | Dental Chair-Spares | Dental Equiment | Main Location | 90330000 |  |  | Power Keen | [8 empty] | 0 | 0 | 0 | 1 | 0 | [10 empty] | PK/SP/POWERKEEN ON OFF MICRO SWITCH
IM03587 | Dental Chair Spares-Power Keen- Suction Dust Collector |  |  | A Class | NOS | NOS | I-Inventory | FG-Finish Good |  | Spares | Dental Chair-Spares | Dental Equiment | Main Location | 90330000 |  |  | Power Keen | [8 empty] | 0 | 0 | 0 | 1 | 0 | [10 empty] | PK/SP/POWERKEEN SUCTION DUST COLLECTOR
IM03588 | Dental Chair Spares-Power Keen- Orange Upholsery |  |  | A Class | NOS | NOS | I-Inventory | FG-Finish Good |  | Spares | Dental Chair-Spares | Dental Equiment | Main Location | 90330000 |  |  | Power Keen | [8 empty] | 0 | 0 | 0 | 1 | 0 | [10 empty] | PK/UP/SP/POWERKEEN ORANGE UPHOLSERY
IM03589 | Dental Chair Spares-Power Keen- Powerkeen 4 Hole Coupling With Tubing |  |  | A Class | NOS | NOS | I-Inventory | FG-Finish Good |  | Spares | Dental Chair-Spares | Dental Equiment | Main Location | 90330000 |  |  | Power Keen | [8 empty] | 0 | 0 | 0 | 1 | 0 | [10 empty] | PSP SPARE - POWERKEEN 4 HOLE COUPLING WITH TUBING
IM03590 | Dental Chair Spares-Power Keen- Powerkeen Spitoon Filter Cap |  |  | A Class | NOS | NOS | I-Inventory | FG-Finish Good |  | Spares | Dental Chair-Spares | Dental Equiment | Main Location | 90330000 |  |  | Power Keen | [8 empty] | 0 | 0 | 0 | 1 | 0 | [10 empty] | PSP SPARE - POWERKEEN SPITOON FILTER CAP
IM03591 | Dental Chair Spares-Power Keen- Complete Sensor Light |  |  | A Class | NOS | NOS | I-Inventory | FG-Finish Good |  | Spares | Dental Chair-Spares | Dental Equiment | Main Location | 90330000 |  |  | Power Keen | [8 empty] | 0 | 0 | 0 | 1 | 0 | [10 empty] | PSP-POWER KEEN COMPLETE SENSOR LIGHT
IM03592 | Dental Chair Spares-Power Keen- Halogen Bulb Rs-095 |  |  | A Class | NOS | NOS | I-Inventory | FG-Finish Good |  | Spares | Dental Chair-Spares | Dental Equiment | Main Location | 90330000 |  |  | Power Keen | [8 empty] | 0 | 0 | 0 | 1 | 0 | [10 empty] | PSP-POWER KEEN- HALOGEN BULB RS-095
IM03593 | Dental Chair Spares-Power Keen- Plastic Cap |  |  | A Class | NOS | NOS | I-Inventory | FG-Finish Good |  | Spares | Dental Chair-Spares | Dental Equiment | Main Location | 90330000 |  |  | Power Keen | [8 empty] | 0 | 0 | 0 | 1 | 0 | [10 empty] | PSP-POWER KEEN PLASTIC CAP
IM03594 | Dental Chair Spares-Power Keen- Sensor Light Pcb |  |  | A Class | NOS | NOS | I-Inventory | FG-Finish Good |  | Spares | Dental Chair-Spares | Dental Equiment | Main Location | 90330000 |  |  | Power Keen | [8 empty] | 0 | 0 | 0 | 1 | 0 | [10 empty] | PSP-POWER KEEN SENSOR LIGHT PCB
IM03595 | Dental Chair Spares-Power Keen-10 Holder Valve Suction Rs-106 |  |  | A Class | NOS | NOS | I-Inventory | FG-Finish Good |  | Spares | Dental Chair-Spares | Dental Equiment | Main Location | 90330000 |  |  | Power Keen | [8 empty] | 0 | 0 | 0 | 1 | 0 | [10 empty] | PSP-POWER KEEN-10 HOLDER VALVE SUCTION RS-106
IM03596 | Dental Chair Spares-Power Keen-3 In Valve Rub Packing Rs-113 |  |  | A Class | NOS | NOS | I-Inventory | FG-Finish Good |  | Spares | Dental Chair-Spares | Dental Equiment | Main Location | 90330000 |  |  | Power Keen | [8 empty] | 0 | 0 | 0 | 1 | 0 | [10 empty] | PSP-POWER KEEN-3 IN VALVE RUB PACKING RS-113
IM03597 | Dental Chair Spares-Power Keen-Chair Back Lower Cover |  |  | A Class | NOS | NOS | I-Inventory | FG-Finish Good |  | Spares | Dental Chair-Spares | Dental Equiment | Main Location | 90330000 |  |  | Power Keen | [8 empty] | 0 | 0 | 0 | 1 | 0 | [10 empty] | PSP-POWER KEEN-CHAIR BACK LOWER COVER
IM03598 | Dental Chair Spares-Power Keen-Chair Lower Right Side Cover |  |  | A Class | NOS | NOS | I-Inventory | FG-Finish Good |  | Spares | Dental Chair-Spares | Dental Equiment | Main Location | 90330000 |  |  | Power Keen | [8 empty] | 0 | 0 | 0 | 1 | 0 | [10 empty] | PSP-POWER KEEN-CHAIR LOWER RIGHT SIDE COVER
IM03599 | Dental Chair Spares-Power Keen-Connecting Wire |  |  | A Class | NOS | NOS | I-Inventory | FG-Finish Good |  | Spares | Dental Chair-Spares | Dental Equiment | Main Location | 90330000 |  |  | Power Keen | [8 empty] | 0 | 0 | 0 | 1 | 0 | [10 empty] | PSP-POWER KEEN-CONNECTING WIRE
IM03600 | Dental Chair Spares-Power Keen-Delivery Unit Pcb-Rs-398 |  |  | A Class | NOS | NOS | I-Inventory | FG-Finish Good |  | Spares | Dental Chair-Spares | Dental Equiment | Main Location | 90330000 |  |  | Power Keen | [8 empty] | 0 | 0 | 0 | 1 | 0 | [10 empty] | PSP-POWER KEEN-DELIVERY UNIT PCB-RS-398
IM03601 | Dental Chair Spares-Power Keen-Delivery Unit Supporting |  |  | A Class | NOS | NOS | I-Inventory | FG-Finish Good |  | Spares | Dental Chair-Spares | Dental Equiment | Main Location | 90330000 |  |  | Power Keen | [8 empty] | 0 | 0 | 0 | 1 | 0 | [10 empty] | PSP-POWER KEEN-DELIVERY UNIT SUPPORTING
IM03602 | Dental Chair Spares-Power Keen-Delivery Unit Supporting Handle |  |  | A Class | NOS | NOS | I-Inventory | FG-Finish Good |  | Spares | Dental Chair-Spares | Dental Equiment | Main Location | 90330000 |  |  | Power Keen | [8 empty] | 0 | 0 | 0 | 1 | 0 | [10 empty] | PSP-POWER KEEN-DELIVERY UNIT SUPPORTING HANDLE
IM03603 | Dental Chair Spares-Power Keen-Dental Light |  |  | A Class | NOS | NOS | I-Inventory | FG-Finish Good |  | Spares | Dental Chair-Spares | Dental Equiment | Main Location | 90330000 |  |  | Power Keen | [8 empty] | 0 | 0 | 0 | 1 | 0 | [10 empty] | PSP-POWER KEEN-DENTAL LIGHT
IM03604 | Dental Chair Spares-Power Keen-Dental Stool Base-Rs-146 |  |  | A Class | NOS | NOS | I-Inventory | FG-Finish Good |  | Spares | Dental Chair-Spares | Dental Equiment | Main Location | 90330000 |  |  | Power Keen | [8 empty] | 0 | 0 | 0 | 1 | 0 | [10 empty] | PSP-POWER KEEN-DENTAL STOOL BASE-RS-146
IM03605 | Dental Chair Spares-Power Keen-Foot Control |  |  | A Class | NOS | NOS | I-Inventory | FG-Finish Good |  | Spares | Dental Chair-Spares | Dental Equiment | Main Location | 90330000 |  |  | Power Keen | [8 empty] | 0 | 0 | 0 | 1 | 0 | [10 empty] | PSP-POWER KEEN-FOOT CONTROL
IM03606 | Dental Chair Spares-Power Keen-Foot Control Valve-Rs-122 |  |  | A Class | NOS | NOS | I-Inventory | FG-Finish Good |  | Spares | Dental Chair-Spares | Dental Equiment | Main Location | 90330000 |  |  | Power Keen | [8 empty] | 0 | 0 | 0 | 1 | 0 | [10 empty] | PSP-POWER KEEN-FOOT CONTROL VALVE-RS-122
IM03607 | Dental Chair Spares-Power Keen-Foot Switch-Rs-087 |  |  | A Class | NOS | NOS | I-Inventory | FG-Finish Good |  | Spares | Dental Chair-Spares | Dental Equiment | Main Location | 90330000 |  |  | Power Keen | [8 empty] | 0 | 0 | 0 | 1 | 0 | [10 empty] | PSP-POWER KEEN-FOOT SWITCH-RS-087
IM03608 | Dental Chair Spares-Power Keen-Four Fole Handpiece Tube Rs-052 |  |  | A Class | NOS | NOS | I-Inventory | FG-Finish Good |  | Spares | Dental Chair-Spares | Dental Equiment | Main Location | 90330000 |  |  | Power Keen | [8 empty] | 0 | 0 | 0 | 1 | 0 | [10 empty] | PSP-POWER KEEN-FOUR FOLE HANDPIECE TUBE RS-052
IM03609 | Dental Chair Spares-Power Keen-Glass |  |  | A Class | NOS | NOS | I-Inventory | FG-Finish Good |  | Spares | Dental Chair-Spares | Dental Equiment | Main Location | 90330000 |  |  | Power Keen | [8 empty] | 0 | 0 | 0 | 1 | 0 | [10 empty] | PSP-POWER KEEN-GLASS
IM03610 | Dental Chair Spares-Power Keen-Handrest Arm Left |  |  | A Class | NOS | NOS | I-Inventory | FG-Finish Good |  | Spares | Dental Chair-Spares | Dental Equiment | Main Location | 90330000 |  |  | Power Keen | [8 empty] | 0 | 0 | 0 | 1 | 0 | [10 empty] | PSP-POWER KEEN-HANDREST ARM LEFT
IM03611 | Dental Chair Spares-Power Keen-Low Suction Valve-Rs-136 |  |  | A Class | NOS | NOS | I-Inventory | FG-Finish Good |  | Spares | Dental Chair-Spares | Dental Equiment | Main Location | 90330000 |  |  | Power Keen | [8 empty] | 0 | 0 | 0 | 1 | 0 | [10 empty] | PSP-POWER KEEN-LOW SUCTION VALVE-RS-136
IM03612 | Dental Chair Spares-Power Keen-Motor-Rs-400 |  |  | A Class | NOS | NOS | I-Inventory | FG-Finish Good |  | Spares | Dental Chair-Spares | Dental Equiment | Main Location | 90330000 |  |  | Power Keen | [8 empty] | 0 | 0 | 0 | 1 | 0 | [10 empty] | PSP-POWER KEEN-MOTOR-RS-400
IM03613 | Dental Chair Spares-Power Keen-Pressure Water Valve Rs-114-A |  |  | A Class | NOS | NOS | I-Inventory | FG-Finish Good |  | Spares | Dental Chair-Spares | Dental Equiment | Main Location | 90330000 |  |  | Power Keen | [8 empty] | 0 | 0 | 0 | 1 | 0 | [10 empty] | PSP-POWER KEEN-PRESSURE WATER VALVE RS-114-A
IM03614 | Dental Chair Spares-Power Keen-Pure Water Bottle Cap Rs 027 |  |  | A Class | NOS | NOS | I-Inventory | FG-Finish Good |  | Spares | Dental Chair-Spares | Dental Equiment | Main Location | 90330000 |  |  | Power Keen | [8 empty] | 0 | 0 | 0 | 1 | 0 | [10 empty] | PSP-POWER KEEN-PURE WATER BOTTLE CAP RS 027
IM03615 | Dental Chair Spares-Power Keen-Small Connector-Rs-123 |  |  | A Class | NOS | NOS | I-Inventory | FG-Finish Good |  | Spares | Dental Chair-Spares | Dental Equiment | Main Location | 90330000 |  |  | Power Keen | [8 empty] | 0 | 0 | 0 | 1 | 0 | [10 empty] | PSP-POWER KEEN-SMALL CONNECTOR-RS-123
IM03616 | Dental Chair Spares-Power Keen-Solenoid Valve-Rs-098 |  |  | A Class | NOS | NOS | I-Inventory | FG-Finish Good |  | Spares | Dental Chair-Spares | Dental Equiment | Main Location | 90330000 |  |  | Power Keen | [8 empty] | 0 | 0 | 0 | 1 | 0 | [10 empty] | PSP-POWER KEEN-SOLENOID VALVE-RS-098
IM03617 | Dental Chair Spares-Power Keen-Spitton |  |  | A Class | NOS | NOS | I-Inventory | FG-Finish Good |  | Spares | Dental Chair-Spares | Dental Equiment | Main Location | 90330000 |  |  | Power Keen | [8 empty] | 0 | 0 | 0 | 1 | 0 | [10 empty] | PSP-POWER KEEN-SPITTON
IM03618 | Dental Chair Spares-Power Keen-Spitton Filter And Cap |  |  | A Class | NOS | NOS | I-Inventory | FG-Finish Good |  | Spares | Dental Chair-Spares | Dental Equiment | Main Location | 90330000 |  |  | Power Keen | [8 empty] | 0 | 0 | 0 | 1 | 0 | [10 empty] | PSP-POWER KEEN-SPITTON FILTER AND CAP
IM03619 | Dental Chair Spares-Power Keen-Straight Pipe (#8X6) Rs-P4 |  |  | A Class | NOS | NOS | I-Inventory | FG-Finish Good |  | Spares | Dental Chair-Spares | Dental Equiment | Main Location | 90330000 |  |  | Power Keen | [8 empty] | 0 | 0 | 0 | 1 | 0 | [10 empty] | PSP-POWER KEEN-STRAIGHT PIPE (#8X6) RS-P4
IM03620 | Dental Chair Spares-Power Keen-Water Filter-Rs-393 |  |  | A Class | NOS | NOS | I-Inventory | FG-Finish Good |  | Spares | Dental Chair-Spares | Dental Equiment | Main Location | 90330000 |  |  | Power Keen | [8 empty] | 0 | 0 | 0 | 1 | 0 | [10 empty] | PSP-POWER KEEN-WATER FILTER-RS-393
IM03621 | Dental Chair Spares-Power Keen-Water On-Off Switch Rs-116-B |  |  | A Class | NOS | NOS | I-Inventory | FG-Finish Good |  | Spares | Dental Chair-Spares | Dental Equiment | Main Location | 90330000 |  |  | Power Keen | [8 empty] | 0 | 0 | 0 | 1 | 0 | [10 empty] | PSP-POWER KEEN-WATER ON-OFF SWITCH RS-116-B
IM03622 | Dental Chair Spares-Power Keen-Water Retection Valve Junction |  |  | A Class | NOS | NOS | I-Inventory | FG-Finish Good |  | Spares | Dental Chair-Spares | Dental Equiment | Main Location | 90330000 |  |  | Power Keen | [8 empty] | 0 | 0 | 0 | 1 | 0 | [10 empty] | PSP-POWER KEEN-WATER RETECTION VALVE JUNCTION
IM03623 | Dental Chair Spares-Power Keen-Water Unit O Ring |  |  | A Class | NOS | NOS | I-Inventory | FG-Finish Good |  | Spares | Dental Chair-Spares | Dental Equiment | Main Location | 90330000 |  |  | Power Keen | [8 empty] | 0 | 0 | 0 | 1 | 0 | [10 empty] | PSP-POWER KEEN-WATER UNIT O RING
IM03624 | Dental Chair Spares-Power Keen-Water Unit Touch Panel-Sticker |  |  | A Class | NOS | NOS | I-Inventory | FG-Finish Good |  | Spares | Dental Chair-Spares | Dental Equiment | Main Location | 90330000 |  |  | Power Keen | [8 empty] | 0 | 0 | 0 | 1 | 0 | [10 empty] | PSP-POWER KEEN-WATER UNIT TOUCH PANEL-STICKER
IM03625 | Dental Chair Spares-Power Keen- Backrest Upholstery Green |  |  | A Class | NOS | NOS | I-Inventory | FG-Finish Good |  | Spares | Dental Chair-Spares | Dental Equiment | Main Location | 90330000 |  |  | Power Keen | [8 empty] | 0 | 0 | 0 | 1 | 0 | [10 empty] | PSP-POWERKEEN- BACKREST UPHOLSTERY GREEN
IM03626 | Dental Chair Spares-Power Keen- Headrest Upholstery Green Colour |  |  | A Class | NOS | NOS | I-Inventory | FG-Finish Good |  | Spares | Dental Chair-Spares | Dental Equiment | Main Location | 90330000 |  |  | Power Keen | [8 empty] | 0 | 0 | 0 | 1 | 0 | [10 empty] | PSP-POWERKEEN- HEADREST UPHOLSTERY GREEN COLOUR
IM03627 | Dental Chair Spares-Power Keen-Small Spiral Hose Pipe |  |  | A Class | NOS | NOS | I-Inventory | FG-Finish Good |  | Spares | Dental Chair-Spares | Dental Equiment | Main Location | 90330000 |  |  | Power Keen | [8 empty] | 0 | 0 | 0 | 1 | 0 | [10 empty] | PSP-POWERKEEN SMALL SPIRAL HOSE PIPE
IM03628 | Dental Chair Spares-Power Keen-Spiral Hose Pipe |  |  | A Class | NOS | NOS | I-Inventory | FG-Finish Good |  | Spares | Dental Chair-Spares | Dental Equiment | Main Location | 90330000 |  |  | Power Keen | [8 empty] | 0 | 0 | 0 | 1 | 0 | [10 empty] | PSP-POWERKEEN SPIRAL HOSE PIPE
IM03629 | Dental Chair Spares-Power Keen-Stool Pump-Rs-147 |  |  | A Class | NOS | NOS | I-Inventory | FG-Finish Good |  | Spares | Dental Chair-Spares | Dental Equiment | Main Location | 90330000 |  |  | Power Keen | [8 empty] | 0 | 0 | 0 | 1 | 0 | [10 empty] | PSP-POWERKEEN STOOL PUMP-RS-147
IM03630 | Dental Chair Spares-Power Keen-Booster Switch |  |  | A Class | NOS | NOS | I-Inventory | FG-Finish Good |  | Spares | Dental Chair-Spares | Dental Equiment | Main Location | 90330000 |  |  | Power Keen | [8 empty] | 0 | 0 | 0 | 1 | 0 | [10 empty] | PSP-POWERKEEN-BOOSTER SWITCH
IM03631 | Dental Chair Spares-Power Keen-Main Pcb Rs-139 |  |  | A Class | NOS | NOS | I-Inventory | FG-Finish Good |  | Spares | Dental Chair-Spares | Dental Equiment | Main Location | 90330000 |  |  | Power Keen | [8 empty] | 0 | 0 | 0 | 1 | 0 | [10 empty] | PSP-POWERKEEN-MAIN PCB RS-139
IM03632 | Dental Chair Spares-Power Keen-Plastic Water Unit Complete |  |  | A Class | NOS | NOS | I-Inventory | FG-Finish Good |  | Spares | Dental Chair-Spares | Dental Equiment | Main Location | 90330000 |  |  | Power Keen | [8 empty] | 0 | 0 | 0 | 1 | 0 | [10 empty] | PSP-POWERKEEN-PLASTIC WATER UNIT COMPLETE
IM03633 | Dental Chair Spares-Power Keen-Pressure Glass |  |  | A Class | NOS | NOS | I-Inventory | FG-Finish Good |  | Spares | Dental Chair-Spares | Dental Equiment | Main Location | 90330000 |  |  | Power Keen | [8 empty] | 0 | 0 | 0 | 1 | 0 | [10 empty] | PSP-POWERKEEN-PRESSURE GLASS
IM03634 | Dental Chair Spares-Power Keen-Transformer-Rs-194 |  |  | A Class | NOS | NOS | I-Inventory | FG-Finish Good |  | Spares | Dental Chair-Spares | Dental Equiment | Main Location | 90330000 |  |  | Power Keen | [8 empty] | 0 | 0 | 0 | 1 | 0 | [10 empty] | PSP-POWERKEEN-TRANSFORMER-RS-194
IM03635 | Dental Chair Spares-Power Keen-Water Unit Side Cover |  |  | A Class | NOS | NOS | I-Inventory | FG-Finish Good |  | Spares | Dental Chair-Spares | Dental Equiment | Main Location | 90330000 |  |  | Power Keen | [8 empty] | 0 | 0 | 0 | 1 | 0 | [10 empty] | PSP-POWERKEEN-WATER UNIT SIDE COVER
IM03636 | Dental Chair Spares-Power Keen-Air/Water Junction Block |  |  | A Class | NOS | NOS | I-Inventory | FG-Finish Good |  | Spares | Dental Chair-Spares | Dental Equiment | Main Location | 90330000 |  |  | Power Keen | [8 empty] | 0 | 0 | 0 | 1 | 0 | [10 empty] | PSP-POWERKEEN -AIR/WATER JUNCTION BLOCK
IM03637 | Dental Chair Spares-Runyes-Display Temprature PCB(Innova Pad And Gold) |  |  | A Class | NOS | NOS | I-Inventory | FG-Finish Good |  | Spares | Dental Chair-Spares | Dental Equiment | Main Location | 90330000 |  |  | Runyes | [8 empty] | 0 | 0 | 0 | 1 | 0 | [10 empty] | RN/DC/SP/DISPLAY TEMPRATURE PCB(INNOVA PAD And GOLD)
IM03638 | Dental Chair Spares-Runyes-Chair Program Cable |  |  | A Class | NOS | NOS | I-Inventory | FG-Finish Good |  | Spares | Dental Chair-Spares | Dental Equiment | Main Location | 90330000 |  |  | Runyes | [8 empty] | 0 | 0 | 0 | 1 | 0 | [10 empty] | RN/BA/SP/CHAIR PROGRAM CABLE
IM03639 | Dental Chair Spares-Runyes-Innova Gold New Assistant Side Complete Body Version-2 |  |  | A Class | NOS | NOS | I-Inventory | FG-Finish Good |  | Spares | Dental Chair-Spares | Dental Equiment | Main Location | 90330000 |  |  | Runyes | [8 empty] | 0 | 0 | 0 | 1 | 0 | [10 empty] | RN/BA/SP/INNOVA GOLD NEW ASSISTANT SIDE COMPLETE BODY VERSION-2
IM03640 | Dental Chair Spares-Runyes-Innova Pad Suction Filter Body |  |  | A Class | NOS | NOS | I-Inventory | FG-Finish Good |  | Spares | Dental Chair-Spares | Dental Equiment | Main Location | 90330000 |  |  | Runyes | [8 empty] | 0 | 0 | 0 | 1 | 0 | [10 empty] | RN/DC/AC/INNOVA PAD SUCTION FILTER BODY
IM03641 | Dental Chair Spares-Runyes-Assistant Side Pcb (Innova Pad And Gold) |  |  | A Class | NOS | NOS | I-Inventory | FG-Finish Good |  | Spares | Dental Chair-Spares | Dental Equiment | Main Location | 90330000 |  |  | Runyes | [8 empty] | 0 | 0 | 0 | 1 | 0 | [10 empty] | RN/DC/ASSISTANT SIDE PCB (INNOVA PAD AND GOLD)
IM03642 | Dental Chair Spares-Runyes-Assistant Side Pcb (Innova Pad And Gold) Version -2 |  |  | A Class | NOS | NOS | I-Inventory | FG-Finish Good |  | Spares | Dental Chair-Spares | Dental Equiment | Main Location | 90330000 |  |  | Runyes | [8 empty] | 0 | 0 | 0 | 1 | 0 | [10 empty] | RN/DC/ASSISTANT SIDE PCB (INNOVA PAD AND GOLD) VERSION -2
IM03643 | Dental Chair Spares-Runyes-Cover Of Filter Yc07001113(Innova Pad And Gold) |  |  | A Class | NOS | NOS | I-Inventory | FG-Finish Good |  | Spares | Dental Chair-Spares | Dental Equiment | Main Location | 90330000 |  |  | Runyes | [8 empty] | 0 | 0 | 0 | 1 | 0 | [10 empty] | RN/DC/COVER OF FILTER YC07001113(INNOVA PAD And GOLD)
IM03644 | Dental Chair Spares-Runyes- Dci Chair Delivery Unit Neumatic Switch Holding Ring |  |  | A Class | NOS | NOS | I-Inventory | FG-Finish Good |  | Spares | Dental Chair-Spares | Dental Equiment | Main Location | 90330000 |  |  | Runyes | [8 empty] | 0 | 0 | 0 | 1 | 0 | [10 empty] | RN/DC/SP DCI CHAIR DELIVERY UNIT NEUMATIC SWITCH HOLDING RING
IM03645 | Dental Chair Spares-Runyes- Dci Chair Delivery Unit Pneumatic Switch |  |  | A Class | NOS | NOS | I-Inventory | FG-Finish Good |  | Spares | Dental Chair-Spares | Dental Equiment | Main Location | 90330000 |  |  | Runyes | [8 empty] | 0 | 0 | 0 | 1 | 0 | [10 empty] | RN/DC/SP DCI CHAIR DELIVERY UNIT PNEUMATIC SWITCH
IM03646 | Dental Chair Spares-Runyes- Chair Backrest Upholsery Light Blue C05 (Innova Pad And Gold) |  |  | A Class | NOS | NOS | I-Inventory | FG-Finish Good |  | Spares | Dental Chair-Spares | Dental Equiment | Main Location | 90330000 |  |  | Runyes | [8 empty] | 0 | 0 | 0 | 1 | 0 | [10 empty] | RN/DC/SP/ CHAIR BACKREST UPHOLSERY LIGHT BLUE C05 (INNOVA PAD AND GOLD)
IM03647 | Dental Chair Spares-Runyes- Chair Pillow Support |  |  | A Class | NOS | NOS | I-Inventory | FG-Finish Good |  | Spares | Dental Chair-Spares | Dental Equiment | Main Location | 90330000 |  |  | Runyes | [8 empty] | 0 | 0 | 0 | 1 | 0 | [10 empty] | RN/DC/SP/ CHAIR PILLOW SUPPORT
IM03648 | Dental Chair Spares-Runyes- Chair Seat Upholsery Light Blue C05 (Innova Pad And Gold) |  |  | A Class | NOS | NOS | I-Inventory | FG-Finish Good |  | Spares | Dental Chair-Spares | Dental Equiment | Main Location | 90330000 |  |  | Runyes | [8 empty] | 0 | 0 | 0 | 1 | 0 | [10 empty] | RN/DC/SP/ CHAIR SEAT UPHOLSERY LIGHT BLUE C05 (INNOVA PAD AND GOLD)
IM03649 | Dental Chair Spares-Runyes- Dental Chair Metal Backrest Support |  |  | A Class | NOS | NOS | I-Inventory | FG-Finish Good |  | Spares | Dental Chair-Spares | Dental Equiment | Main Location | 90330000 |  |  | Runyes | [8 empty] | 0 | 0 | 0 | 1 | 0 | [10 empty] | RN/DC/SP/ DENTAL CHAIR METAL BACKREST SUPPORT
IM03650 | Dental Chair Spares-Runyes- Spittoon For Innova Gold & Innova Pad |  |  | A Class | NOS | NOS | I-Inventory | FG-Finish Good |  | Spares | Dental Chair-Spares | Dental Equiment | Main Location | 90330000 |  |  | Runyes | [8 empty] | 0 | 0 | 0 | 1 | 0 | [10 empty] | RN/DC/SP/ SPITTOON FOR INNOVA GOLD & INNOVA PAD
IM03651 | Dental Chair Spares-Runyes- Stool Backrest Upholsery Light Blue C05 (Innova Pad And Gold |  |  | A Class | NOS | NOS | I-Inventory | FG-Finish Good |  | Spares | Dental Chair-Spares | Dental Equiment | Main Location | 90330000 |  |  | Runyes | [8 empty] | 0 | 0 | 0 | 1 | 0 | [10 empty] | RN/DC/SP/ STOOL BACKREST UPHOLSERY LIGHT BLUE C05 (INNOVA PAD AND GOLD
IM03652 | Dental Chair Spares-Runyes- Stool Seat Upholsery Light Blue C05 (Innova Pad And Gold) |  |  | A Class | NOS | NOS | I-Inventory | FG-Finish Good |  | Spares | Dental Chair-Spares | Dental Equiment | Main Location | 90330000 |  |  | Runyes | [8 empty] | 0 | 0 | 0 | 1 | 0 | [10 empty] | RN/DC/SP/ STOOL SEAT UPHOLSERY LIGHT BLUE C05 (INNOVA PAD AND GOLD)
IM03653 | Dental Chair Spares-Runyes-8 1.5M(Innova Pad And Gold) |  |  | A Class | NOS | NOS | I-Inventory | FG-Finish Good |  | Spares | Dental Chair-Spares | Dental Equiment | Main Location | 90330000 |  |  | Runyes | [8 empty] | 0 | 0 | 0 | 1 | 0 | [10 empty] | RN/DC/SP/8 1.5m(INNOVA PAD And GOLD)
IM03654 | Dental Chair Spares-Runyes-Air Break Switch For Chair |  |  | A Class | NOS | NOS | I-Inventory | FG-Finish Good |  | Spares | Dental Chair-Spares | Dental Equiment | Main Location | 90330000 |  |  | Runyes | [8 empty] | 0 | 0 | 0 | 1 | 0 | [10 empty] | Rn/Dc/Sp/Air Break Switch For Chair
IM03655 | Dental Chair Spares-Runyes-Air Cylinder(Innova Pad And Gold) |  |  | A Class | NOS | NOS | I-Inventory | FG-Finish Good |  | Spares | Dental Chair-Spares | Dental Equiment | Main Location | 90330000 |  |  | Runyes | [8 empty] | 0 | 0 | 0 | 1 | 0 | [10 empty] | RN/DC/SP/AIR CYLINDER(INNOVA PAD AND GOLD)
IM03656 | Dental Chair Spares-Runyes-Air Micro Switch(Innova Pad And Gold) |  |  | A Class | NOS | NOS | I-Inventory | FG-Finish Good |  | Spares | Dental Chair-Spares | Dental Equiment | Main Location | 90330000 |  |  | Runyes | [8 empty] | 0 | 0 | 0 | 1 | 0 | [10 empty] | RN/DC/SP/AIR MICRO SWITCH(INNOVA PAD AND GOLD)
IM03657 | Dental Chair Spares-Runyes-Air Micro Switch-7401990026 |  |  | A Class | NOS | NOS | I-Inventory | FG-Finish Good |  | Spares | Dental Chair-Spares | Dental Equiment | Main Location | 90330000 |  |  | Runyes | [8 empty] | 0 | 0 | 0 | 1 | 0 | [10 empty] | RN/DC/SP/AIR MICRO SWITCH-7401990026
IM03658 | Dental Chair Spares-Runyes-Air Regulater Filter( Innova Pad And Gold) |  |  | A Class | NOS | NOS | I-Inventory | FG-Finish Good |  | Spares | Dental Chair-Spares | Dental Equiment | Main Location | 90330000 |  |  | Runyes | [8 empty] | 0 | 0 | 0 | 1 | 0 | [10 empty] | RN/DC/SP/AIR REGULATER FILTER( INNOVA PAD And GOLD)
IM03659 | Dental Chair Spares-Runyes-Air Rotor Coupling |  |  | A Class | NOS | NOS | I-Inventory | FG-Finish Good |  | Spares | Dental Chair-Spares | Dental Equiment | Main Location | 90330000 |  |  | Runyes | [8 empty] | 0 | 0 | 0 | 1 | 0 | [10 empty] | RN/DC/SP/AIR ROTOR COUPLING
IM03660 | Dental Chair Spares-Runyes-Air Rotor Coupling With Tubing |  |  | A Class | NOS | NOS | I-Inventory | FG-Finish Good |  | Spares | Dental Chair-Spares | Dental Equiment | Main Location | 90330000 |  |  | Runyes | [8 empty] | 0 | 0 | 0 | 1 | 0 | [10 empty] | RN/DC/SP/AIR ROTOR COUPLING WITH TUBING
IM03661 | Dental Chair Spares-Runyes-Air Rotor Tubing(Innova Pad And Gold) |  |  | A Class | NOS | NOS | I-Inventory | FG-Finish Good |  | Spares | Dental Chair-Spares | Dental Equiment | Main Location | 90330000 |  |  | Runyes | [8 empty] | 0 | 0 | 0 | 1 | 0 | [10 empty] | RN/DC/SP/AIR ROTOR TUBING(INNOVA PAD AND GOLD)
IM03662 | Dental Chair Spares-Runyes-Assistant Side Arm Cap(Innova Pad And Gold) |  |  | A Class | NOS | NOS | I-Inventory | FG-Finish Good |  | Spares | Dental Chair-Spares | Dental Equiment | Main Location | 90330000 |  |  | Runyes | [8 empty] | 0 | 0 | 0 | 1 | 0 | [10 empty] | RN/DC/SP/ASSISTANT SIDE ARM CAP(INNOVA PAD AND GOLD)
IM03663 | Dental Chair Spares-Runyes-Assistant Side Touch Panal Lower Cover (Innova Gold) 7501040138 |  |  | A Class | NOS | NOS | I-Inventory | FG-Finish Good |  | Spares | Dental Chair-Spares | Dental Equiment | Main Location | 90330000 |  |  | Runyes | [8 empty] | 0 | 0 | 0 | 1 | 0 | [10 empty] | RN/DC/SP/ASSISTANT SIDE TOUCH PANAL LOWER COVER (INNOVA GOLD) 7501040138
IM03664 | Dental Chair Spares-Runyes-Assistant Side Touch Panal Upper Cover (Innova Gold) |  |  | A Class | NOS | NOS | I-Inventory | FG-Finish Good |  | Spares | Dental Chair-Spares | Dental Equiment | Main Location | 90330000 |  |  | Runyes | [8 empty] | 0 | 0 | 0 | 1 | 0 | [10 empty] | RN/DC/SP/ASSISTANT SIDE TOUCH PANAL UPPER COVER (INNOVA GOLD)
IM03665 | Dental Chair Spares-Runyes-Assistant Side Touch Panel Sticker (Innova Gold) 7501050122 |  |  | A Class | NOS | NOS | I-Inventory | FG-Finish Good |  | Spares | Dental Chair-Spares | Dental Equiment | Main Location | 90330000 |  |  | Runyes | [8 empty] | 0 | 0 | 0 | 1 | 0 | [10 empty] | RN/DC/SP/ASSISTANT SIDE TOUCH PANEL STICKER (INNOVA GOLD) 7501050122
IM03666 | Dental Chair Spares-Runyes-Backrest Motor For (Innova Pad And Gold) |  |  | A Class | NOS | NOS | I-Inventory | FG-Finish Good |  | Spares | Dental Chair-Spares | Dental Equiment | Main Location | 90330000 |  |  | Runyes | [8 empty] | 0 | 0 | 0 | 1 | 0 | [10 empty] | RN/DC/SP/BACKREST MOTOR FOR (INNOVA PAD AND GOLD)
IM03667 | Dental Chair Spares-Runyes-Backrest Motor For Spark Chair |  |  | A Class | NOS | NOS | I-Inventory | FG-Finish Good |  | Spares | Dental Chair-Spares | Dental Equiment | Main Location | 90330000 |  |  | Runyes | [8 empty] | 0 | 0 | 0 | 1 | 0 | [10 empty] | RN/DC/SP/BACKREST MOTOR FOR SPARK CHAIR
IM03668 | Dental Chair Spares-Runyes-Blowing Dust Valve-7501990027 |  |  | A Class | NOS | NOS | I-Inventory | FG-Finish Good |  | Spares | Dental Chair-Spares | Dental Equiment | Main Location | 90330000 |  |  | Runyes | [8 empty] | 0 | 0 | 0 | 1 | 0 | [10 empty] | RN/DC/SP/BLOWING DUST VALVE-7501990027
IM03669 | Dental Chair Spares-Runyes-Chair Backrest Cover(Innova Pad And Gold) |  |  | A Class | NOS | NOS | I-Inventory | FG-Finish Good |  | Spares | Dental Chair-Spares | Dental Equiment | Main Location | 90330000 |  |  | Runyes | [8 empty] | 0 | 0 | 0 | 1 | 0 | [10 empty] | RN/DC/SP/CHAIR BACKREST COVER(INNOVA PAD AND GOLD)
IM03670 | Dental Chair Spares-Runyes-Chair Base Side Cap(Innova Pad And Gold) |  |  | A Class | NOS | NOS | I-Inventory | FG-Finish Good |  | Spares | Dental Chair-Spares | Dental Equiment | Main Location | 90330000 |  |  | Runyes | [8 empty] | 0 | 0 | 0 | 1 | 0 | [10 empty] | RN/DC/SP/CHAIR BASE SIDE CAP(INNOVA PAD AND GOLD)
IM03671 | Dental Chair Spares-Runyes-Chair Inbuilt Foot Control Pcb (Innova Pad & Innova Gold) |  |  | A Class | NOS | NOS | I-Inventory | FG-Finish Good |  | Spares | Dental Chair-Spares | Dental Equiment | Main Location | 90330000 |  |  | Runyes | [8 empty] | 0 | 0 | 0 | 1 | 0 | [10 empty] | RN/DC/SP/CHAIR INBUILT FOOT CONTROL PCB (INNOVA PAD & INNOVA GOLD)
IM03672 | Dental Chair Spares-Runyes-Chair Left Side Arm Base Cover(Innova Pad And Gold) |  |  | A Class | NOS | NOS | I-Inventory | FG-Finish Good |  | Spares | Dental Chair-Spares | Dental Equiment | Main Location | 90330000 |  |  | Runyes | [8 empty] | 0 | 0 | 0 | 1 | 0 | [10 empty] | RN/DC/SP/CHAIR LEFT SIDE ARM BASE COVER(INNOVA PAD AND GOLD)
IM03673 | Dental Chair Spares-Runyes-Chair Left Side Base Cover(Innova Pad And Gold) |  |  | A Class | NOS | NOS | I-Inventory | FG-Finish Good |  | Spares | Dental Chair-Spares | Dental Equiment | Main Location | 90330000 |  |  | Runyes | [8 empty] | 0 | 0 | 0 | 1 | 0 | [10 empty] | RN/DC/SP/CHAIR LEFT SIDE BASE COVER(INNOVA PAD AND GOLD)
IM03674 | Dental Chair Spares-Runyes-Chair Lower Back Cover(Innova Pad And Gold) |  |  | A Class | NOS | NOS | I-Inventory | FG-Finish Good |  | Spares | Dental Chair-Spares | Dental Equiment | Main Location | 90330000 |  |  | Runyes | [8 empty] | 0 | 0 | 0 | 1 | 0 | [10 empty] | RN/DC/SP/CHAIR LOWER BACK COVER(INNOVA PAD AND GOLD)
IM03675 | Dental Chair Spares-Runyes-Chair Main Foot Control Cushion Rubber(Innova Pad And Gold |  |  | A Class | NOS | NOS | I-Inventory | FG-Finish Good |  | Spares | Dental Chair-Spares | Dental Equiment | Main Location | 90330000 |  |  | Runyes | [8 empty] | 0 | 0 | 0 | 1 | 0 | [10 empty] | RN/DC/SP/CHAIR MAIN FOOT CONTROL CUSHION RUBBER(INNOVA PAD And GOLD
IM03676 | Dental Chair Spares-Runyes-Chair Right Side Arm Base Cover(Innova Pad And Gold) |  |  | A Class | NOS | NOS | I-Inventory | FG-Finish Good |  | Spares | Dental Chair-Spares | Dental Equiment | Main Location | 90330000 |  |  | Runyes | [8 empty] | 0 | 0 | 0 | 1 | 0 | [10 empty] | RN/DC/SP/CHAIR RIGHT SIDE ARM BASE COVER(INNOVA PAD AND GOLD)
IM03677 | Dental Chair Spares-Runyes-Chair Right Side Cover(Innova Pad And Gold) |  |  | A Class | NOS | NOS | I-Inventory | FG-Finish Good |  | Spares | Dental Chair-Spares | Dental Equiment | Main Location | 90330000 |  |  | Runyes | [8 empty] | 0 | 0 | 0 | 1 | 0 | [10 empty] | RN/DC/SP/CHAIR RIGHT SIDE COVER(INNOVA PAD AND GOLD)
IM03678 | Dental Chair Spares-Runyes-Chair Upholsery Lower Cover(Innova Pad And Gold) |  |  | A Class | NOS | NOS | I-Inventory | FG-Finish Good |  | Spares | Dental Chair-Spares | Dental Equiment | Main Location | 90330000 |  |  | Runyes | [8 empty] | 0 | 0 | 0 | 1 | 0 | [10 empty] | RN/DC/SP/CHAIR UPHOLSERY LOWER COVER(INNOVA PAD AND GOLD)
IM03679 | Dental Chair Spares-Runyes-Chair Water Botttle |  |  | A Class | NOS | NOS | I-Inventory | FG-Finish Good |  | Spares | Dental Chair-Spares | Dental Equiment | Main Location | 90330000 |  |  | Runyes | [8 empty] | 0 | 0 | 0 | 1 | 0 | [10 empty] | RN/DC/SP/CHAIR WATER BOTTTLE
IM03680 | Dental Chair Spares-Runyes-Chair Water Unit Pcb(Innova Pad And Gold) |  |  | A Class | NOS | NOS | I-Inventory | FG-Finish Good |  | Spares | Dental Chair-Spares | Dental Equiment | Main Location | 90330000 |  |  | Runyes | [8 empty] | 0 | 0 | 0 | 1 | 0 | [10 empty] | RN/DC/SP/CHAIR WATER UNIT PCB(INNOVA PAD And GOLD)
IM03681 | Dental Chair Spares-Runyes-Control Box For Care-Ii For Chair |  |  | A Class | NOS | NOS | I-Inventory | FG-Finish Good |  | Spares | Dental Chair-Spares | Dental Equiment | Main Location | 90330000 |  |  | Runyes | [8 empty] | 0 | 0 | 0 | 1 | 0 | [10 empty] | Rn/Dc/Sp/Control Box For Care-Ii For Chair
IM03682 | Dental Chair Spares-Runyes-Dci Chair Delivery Unit Left Side Panel Key Sticker-9002080223 |  |  | A Class | NOS | NOS | I-Inventory | FG-Finish Good |  | Spares | Dental Chair-Spares | Dental Equiment | Main Location | 90330000 |  |  | Runyes | [8 empty] | 0 | 0 | 0 | 1 | 0 | [10 empty] | RN/DC/SP/DCI CHAIR DELIVERY UNIT LEFT SIDE PANEL KEY STICKER-9002080223
IM03683 | Dental Chair Spares-Runyes-Dci Chair Delivery Unit Right Side Panel Key Sticker-9002080224 |  |  | A Class | NOS | NOS | I-Inventory | FG-Finish Good |  | Spares | Dental Chair-Spares | Dental Equiment | Main Location | 90330000 |  |  | Runyes | [8 empty] | 0 | 0 | 0 | 1 | 0 | [10 empty] | RN/DC/SP/DCI CHAIR DELIVERY UNIT RIGHT SIDE PANEL KEY STICKER-9002080224
IM03684 | Dental Chair Spares-Runyes-Dci Chair High Suction Holder |  |  | A Class | NOS | NOS | I-Inventory | FG-Finish Good |  | Spares | Dental Chair-Spares | Dental Equiment | Main Location | 90330000 |  |  | Runyes | [8 empty] | 0 | 0 | 0 | 1 | 0 | [10 empty] | RN/DC/SP/DCI CHAIR HIGH SUCTION HOLDER
IM03685 | Dental Chair Spares-Runyes-Dci Chair Low Suction Cannula |  |  | A Class | NOS | NOS | I-Inventory | FG-Finish Good |  | Spares | Dental Chair-Spares | Dental Equiment | Main Location | 90330000 |  |  | Runyes | [8 empty] | 0 | 0 | 0 | 1 | 0 | [10 empty] | RN/DC/SP/DCI CHAIR LOW SUCTION CANNULA
IM03686 | Dental Chair Spares-Runyes-Dci Chair Low Suction Holder |  |  | A Class | NOS | NOS | I-Inventory | FG-Finish Good |  | Spares | Dental Chair-Spares | Dental Equiment | Main Location | 90330000 |  |  | Runyes | [8 empty] | 0 | 0 | 0 | 1 | 0 | [10 empty] | RN/DC/SP/DCI CHAIR LOW SUCTION HOLDER
IM03687 | Dental Chair Spares-Runyes-Dci Delivery Unit Instrument Panel Button Adapter Board Cable-9002080121 |  |  | A Class | NOS | NOS | I-Inventory | FG-Finish Good |  | Spares | Dental Chair-Spares | Dental Equiment | Main Location | 90330000 |  |  | Runyes | [8 empty] | 0 | 0 | 0 | 1 | 0 | [10 empty] | RN/DC/SP/DCI DELIVERY UNIT INSTRUMENT PANEL BUTTON ADAPTER BOARD CABLE-9002080121
IM03688 | Dental Chair Spares-Runyes-Dci Delivery Unit Interlocking Cable For Instrument Panel Machine -902080186 |  |  | A Class | NOS | NOS | I-Inventory | FG-Finish Good |  | Spares | Dental Chair-Spares | Dental Equiment | Main Location | 90330000 |  |  | Runyes | [8 empty] | 0 | 0 | 0 | 1 | 0 | [10 empty] | RN/DC/SP/DCI DELIVERY UNIT INTERLOCKING CABLE FOR INSTRUMENT PANEL MACHINE -902080186
IM03689 | Dental Chair Spares-Runyes-Delivery Unit Air Return Bottle(Innova Pad And Gold) |  |  | A Class | NOS | NOS | I-Inventory | FG-Finish Good |  | Spares | Dental Chair-Spares | Dental Equiment | Main Location | 90330000 |  |  | Runyes | [8 empty] | 0 | 0 | 0 | 1 | 0 | [10 empty] | RN/DC/SP/DELIVERY UNIT AIR RETURN BOTTLE(INNOVA PAD AND GOLD)
IM03690 | Dental Chair Spares-Runyes-Delivery Unit Pcb (Innova Pad Chair) |  |  | A Class | NOS | NOS | I-Inventory | FG-Finish Good |  | Spares | Dental Chair-Spares | Dental Equiment | Main Location | 90330000 |  |  | Runyes | [8 empty] | 0 | 0 | 0 | 1 | 0 | [10 empty] | RN/DC/SP/DELIVERY UNIT PCB (INNOVA PAD CHAIR)
IM03691 | Dental Chair Spares-Runyes-Delivery Unit Pcb Cover Whole Unit With X-Ray Viewer |  |  | A Class | NOS | NOS | I-Inventory | FG-Finish Good |  | Spares | Dental Chair-Spares | Dental Equiment | Main Location | 90330000 |  |  | Runyes | [8 empty] | 0 | 0 | 0 | 1 | 0 | [10 empty] | RN/DC/SP/DELIVERY UNIT PCB COVER WHOLE UNIT WITH X-RAY VIEWER
IM03692 | Dental Chair Spares-Runyes-Delivery Unit Pcb For (Innova Gold Chair |  |  | A Class | NOS | NOS | I-Inventory | FG-Finish Good |  | Spares | Dental Chair-Spares | Dental Equiment | Main Location | 90330000 |  |  | Runyes | [8 empty] | 0 | 0 | 0 | 1 | 0 | [10 empty] | RN/DC/SP/DELIVERY UNIT PCB FOR (INNOVA GOLD CHAIR
IM03693 | Dental Chair Spares-Runyes-Delivery Unit Pcb Sticker (Innova Pad Chair) |  |  | A Class | NOS | NOS | I-Inventory | FG-Finish Good |  | Spares | Dental Chair-Spares | Dental Equiment | Main Location | 90330000 |  |  | Runyes | [8 empty] | 0 | 0 | 0 | 1 | 0 | [10 empty] | RN/DC/SP/DELIVERY UNIT PCB STICKER (INNOVA PAD CHAIR)
IM03694 | Dental Chair Spares-Runyes-Display Panel Cover |  |  | A Class | NOS | NOS | I-Inventory | FG-Finish Good |  | Spares | Dental Chair-Spares | Dental Equiment | Main Location | 90330000 |  |  | Runyes | [8 empty] | 0 | 0 | 0 | 1 | 0 | [10 empty] | RN/DC/SP/DISPLAY PANEL COVER
IM03695 | Dental Chair Spares-Runyes-Floor Box Cover For Spark Chair |  |  | A Class | NOS | NOS | I-Inventory | FG-Finish Good |  | Spares | Dental Chair-Spares | Dental Equiment | Main Location | 90330000 |  |  | Runyes | [8 empty] | 0 | 0 | 0 | 1 | 0 | [10 empty] | RN/DC/SP/FLOOR BOX COVER FOR SPARK CHAIR
IM03696 | Dental Chair Spares-Runyes-Foot Control Pcb For Spark Chair |  |  | A Class | NOS | NOS | I-Inventory | FG-Finish Good |  | Spares | Dental Chair-Spares | Dental Equiment | Main Location | 90330000 |  |  | Runyes | [8 empty] | 0 | 0 | 0 | 1 | 0 | [10 empty] | RN/DC/SP/FOOT CONTROL PCB FOR SPARK CHAIR
IM03697 | Dental Chair Spares-Runyes-Foot Switch Stainless Steel For Chair |  |  | A Class | NOS | NOS | I-Inventory | FG-Finish Good |  | Spares | Dental Chair-Spares | Dental Equiment | Main Location | 90330000 |  |  | Runyes | [8 empty] | 0 | 0 | 0 | 1 | 0 | [10 empty] | Rn/Dc/Sp/Foot Switch Stainless Steel For Chair
IM03698 | Dental Chair Spares-Runyes-Foot Switch Wire B For Chair |  |  | A Class | NOS | NOS | I-Inventory | FG-Finish Good |  | Spares | Dental Chair-Spares | Dental Equiment | Main Location | 90330000 |  |  | Runyes | [8 empty] | 0 | 0 | 0 | 1 | 0 | [10 empty] | Rn/Dc/Sp/Foot Switch Wire B For Chair
IM03699 | Dental Chair Spares-Runyes-Front Base Cover For Spark Chair |  |  | A Class | NOS | NOS | I-Inventory | FG-Finish Good |  | Spares | Dental Chair-Spares | Dental Equiment | Main Location | 90330000 |  |  | Runyes | [8 empty] | 0 | 0 | 0 | 1 | 0 | [10 empty] | RN/DC/SP/FRONT BASE COVER FOR SPARK CHAIR
IM03700 | Dental Chair Spares-Runyes-Headrest Upholsery Plastic Cover(Innova Pad And Gold) |  |  | A Class | NOS | NOS | I-Inventory | FG-Finish Good |  | Spares | Dental Chair-Spares | Dental Equiment | Main Location | 90330000 |  |  | Runyes | [8 empty] | 0 | 0 | 0 | 1 | 0 | [10 empty] | RN/DC/SP/HEADREST UPHOLSERY PLASTIC COVER(INNOVA PAD AND GOLD)
IM03701 | Dental Chair Spares-Runyes-Headrest Upholstery |  |  | A Class | NOS | NOS | I-Inventory | FG-Finish Good |  | Spares | Dental Chair-Spares | Dental Equiment | Main Location | 90330000 |  |  | Runyes | [8 empty] | 0 | 0 | 0 | 1 | 0 | [10 empty] | Rn/Dc/Sp/Headrest Upholstery
IM03702 | Dental Chair Spares-Runyes-Headrest Upholstery (Light Green) |  |  | A Class | NOS | NOS | I-Inventory | FG-Finish Good |  | Spares | Dental Chair-Spares | Dental Equiment | Main Location | 90330000 |  |  | Runyes | [8 empty] | 0 | 0 | 0 | 1 | 0 | [10 empty] | RN/DC/SP/HEADREST UPHOLSTERY (LIGHT GREEN)
IM03703 | Dental Chair Spares-Runyes-Headrest Upholstery Clamp |  |  | A Class | NOS | NOS | I-Inventory | FG-Finish Good |  | Spares | Dental Chair-Spares | Dental Equiment | Main Location | 90330000 |  |  | Runyes | [8 empty] | 0 | 0 | 0 | 1 | 0 | [10 empty] | RN/DC/SP/HEADREST UPHOLSTERY CLAMP
IM03704 | Dental Chair Spares-Runyes-High And Low Suction Generater Yc07001349(Innova Pad And Gold) |  |  | A Class | NOS | NOS | I-Inventory | FG-Finish Good |  | Spares | Dental Chair-Spares | Dental Equiment | Main Location | 90330000 |  |  | Runyes | [8 empty] | 0 | 0 | 0 | 1 | 0 | [10 empty] | RN/DC/SP/HIGH And LOW SUCTION GENERATER YC07001349(INNOVA PAD And GOLD)
IM03705 | Dental Chair Spares-Runyes-High Cannula For Spark Chair |  |  | A Class | NOS | NOS | I-Inventory | FG-Finish Good |  | Spares | Dental Chair-Spares | Dental Equiment | Main Location | 90330000 |  |  | Runyes | [8 empty] | 0 | 0 | 0 | 1 | 0 | [10 empty] | RN/DC/SP/HIGH CANNULA FOR SPARK CHAIR
IM03706 | Dental Chair Spares-Runyes-High Suction Cannula (Innova Pad And Gold) |  |  | A Class | NOS | NOS | I-Inventory | FG-Finish Good |  | Spares | Dental Chair-Spares | Dental Equiment | Main Location | 90330000 |  |  | Runyes | [8 empty] | 0 | 0 | 0 | 1 | 0 | [10 empty] | RN/DC/SP/HIGH SUCTION CANNULA (INNOVA PAD And GOLD)
IM03707 | Dental Chair Spares-Runyes-High Suction Generater Yc07001082Innova Pad And Gold) |  |  | A Class | NOS | NOS | I-Inventory | FG-Finish Good |  | Spares | Dental Chair-Spares | Dental Equiment | Main Location | 90330000 |  |  | Runyes | [8 empty] | 0 | 0 | 0 | 1 | 0 | [10 empty] | RN/DC/SP/HIGH SUCTION GENERATER YC07001082INNOVA PAD And GOLD)
IM03708 | Dental Chair Spares-Runyes-High Suctionn Cannula Tubing 16 1.4M8X10(Innova Pad And Gold) |  |  | A Class | NOS | NOS | I-Inventory | FG-Finish Good |  | Spares | Dental Chair-Spares | Dental Equiment | Main Location | 90330000 |  |  | Runyes | [8 empty] | 0 | 0 | 0 | 1 | 0 | [10 empty] | RN/DC/SP/HIGH SUCTIONN CANNULA TUBING 16 1.4m8x10(INNOVA PAD And GOLD)
IM03709 | Dental Chair Spares-Runyes-Holder Box 4 Position(Innova Pad Gold |  |  | A Class | NOS | NOS | I-Inventory | FG-Finish Good |  | Spares | Dental Chair-Spares | Dental Equiment | Main Location | 90330000 |  |  | Runyes | [8 empty] | 0 | 0 | 0 | 1 | 0 | [10 empty] | RN/DC/SP/HOLDER BOX 4 POSITION(INNOVA PAD GOLD
IM03710 | Dental Chair Spares-Runyes-Holder Box 5 Position(Innova Pad) |  |  | A Class | NOS | NOS | I-Inventory | FG-Finish Good |  | Spares | Dental Chair-Spares | Dental Equiment | Main Location | 90330000 |  |  | Runyes | [8 empty] | 0 | 0 | 0 | 1 | 0 | [10 empty] | RN/DC/SP/HOLDER BOX 5 POSITION(INNOVA PAD)
IM03711 | Dental Chair Spares-Runyes-Holder Box Side Cap |  |  | A Class | NOS | NOS | I-Inventory | FG-Finish Good |  | Spares | Dental Chair-Spares | Dental Equiment | Main Location | 90330000 |  |  | Runyes | [8 empty] | 0 | 0 | 0 | 1 | 0 | [10 empty] | RN/DC/SP/HOLDER BOX SIDE CAP
IM03712 | Dental Chair Spares-Runyes-Innova Gold Chair Delivery Unit Instrument Cushion Rubber |  |  | A Class | NOS | NOS | I-Inventory | FG-Finish Good |  | Spares | Dental Chair-Spares | Dental Equiment | Main Location | 90330000 |  |  | Runyes | [8 empty] | 0 | 0 | 0 | 1 | 0 | [10 empty] | RN/DC/SP/INNOVA GOLD CHAIR DELIVERY UNIT INSTRUMENT CUSHION RUBBER
IM03713 | Dental Chair Spares-Runyes-Innova Gold Chair Delivery Unit Lower Cover |  |  | A Class | NOS | NOS | I-Inventory | FG-Finish Good |  | Spares | Dental Chair-Spares | Dental Equiment | Main Location | 90330000 |  |  | Runyes | [8 empty] | 0 | 0 | 0 | 1 | 0 | [10 empty] | RN/DC/SP/INNOVA GOLD CHAIR DELIVERY UNIT LOWER COVER
IM03714 | Dental Chair Spares-Runyes-Innova Gold Chair Delivery Unit Upper Cover |  |  | A Class | NOS | NOS | I-Inventory | FG-Finish Good |  | Spares | Dental Chair-Spares | Dental Equiment | Main Location | 90330000 |  |  | Runyes | [8 empty] | 0 | 0 | 0 | 1 | 0 | [10 empty] | RN/DC/SP/INNOVA GOLD CHAIR DELIVERY UNIT UPPER COVER
IM03715 | Dental Chair Spares-Runyes-Innova Pad And Gold Main Pcb |  |  | A Class | NOS | NOS | I-Inventory | FG-Finish Good |  | Spares | Dental Chair-Spares | Dental Equiment | Main Location | 90330000 |  |  | Runyes | [8 empty] | 0 | 0 | 0 | 1 | 0 | [10 empty] | RN/DC/SP/INNOVA PAD And GOLD MAIN PCB
IM03716 | Dental Chair Spares-Runyes-Innova Pad Suction Filter Cap-7504040001 |  |  | A Class | NOS | NOS | I-Inventory | FG-Finish Good |  | Spares | Dental Chair-Spares | Dental Equiment | Main Location | 90330000 |  |  | Runyes | [8 empty] | 0 | 0 | 0 | 1 | 0 | [10 empty] | RN/DC/SP/INNOVA PAD SUCTION FILTER CAP-7504040001
IM03717 | Dental Chair Spares-Runyes-Instrument Tray Arm (Innova Pad And Gold) |  |  | A Class | NOS | NOS | I-Inventory | FG-Finish Good |  | Spares | Dental Chair-Spares | Dental Equiment | Main Location | 90330000 |  |  | Runyes | [8 empty] | 0 | 0 | 0 | 1 | 0 | [10 empty] | RN/DC/SP/INSTRUMENT TRAY ARM (INNOVA PAD AND GOLD)
IM03718 | Dental Chair Spares-Runyes-Instrument Tray Lower Support Arm(Innova Pad And Gold) |  |  | A Class | NOS | NOS | I-Inventory | FG-Finish Good |  | Spares | Dental Chair-Spares | Dental Equiment | Main Location | 90330000 |  |  | Runyes | [8 empty] | 0 | 0 | 0 | 1 | 0 | [10 empty] | RN/DC/SP/INSTRUMENT TRAY LOWER SUPPORT ARM(INNOVA PAD AND GOLD)
IM03719 | Dental Chair Spares-Runyes-Keyboard Kb-17 |  |  | A Class | NOS | NOS | I-Inventory | FG-Finish Good |  | Spares | Dental Chair-Spares | Dental Equiment | Main Location | 90330000 |  |  | Runyes | [8 empty] | 0 | 0 | 0 | 1 | 0 | [10 empty] | RN/DC/SP/KEYBOARD KB-17
IM03720 | Dental Chair Spares-Runyes-Left Side Arm For (Innova Pad And Gold) Chair |  |  | A Class | NOS | NOS | I-Inventory | FG-Finish Good |  | Spares | Dental Chair-Spares | Dental Equiment | Main Location | 90330000 |  |  | Runyes | [8 empty] | 0 | 0 | 0 | 1 | 0 | [10 empty] | RN/DC/SP/LEFT SIDE ARM FOR (INNOVA PAD And GOLD) CHAIR
IM03721 | Dental Chair Spares-Runyes-Left Side Arm For Spark Chair |  |  | A Class | NOS | NOS | I-Inventory | FG-Finish Good |  | Spares | Dental Chair-Spares | Dental Equiment | Main Location | 90330000 |  |  | Runyes | [8 empty] | 0 | 0 | 0 | 1 | 0 | [10 empty] | RN/DC/SP/LEFT SIDE ARM FOR SPARK CHAIR
IM03722 | Dental Chair Spares-Runyes-Low Suction Cannula Rubber Tip(Innova Pad And Gold) |  |  | A Class | NOS | NOS | I-Inventory | FG-Finish Good |  | Spares | Dental Chair-Spares | Dental Equiment | Main Location | 90330000 |  |  | Runyes | [8 empty] | 0 | 0 | 0 | 1 | 0 | [10 empty] | RN/DC/SP/LOW SUCTION CANNULA RUBBER TIP(INNOVA PAD AND GOLD)
IM03723 | Dental Chair Spares-Runyes-Low Suction Cannula(Innova Pad And Gold) |  |  | A Class | NOS | NOS | I-Inventory | FG-Finish Good |  | Spares | Dental Chair-Spares | Dental Equiment | Main Location | 90330000 |  |  | Runyes | [8 empty] | 0 | 0 | 0 | 1 | 0 | [10 empty] | RN/DC/SP/LOW SUCTION CANNULA(INNOVA PAD And GOLD)
IM03724 | Dental Chair Spares-Runyes-Low Suction Tubing 6X4 |  |  | A Class | NOS | NOS | I-Inventory | FG-Finish Good |  | Spares | Dental Chair-Spares | Dental Equiment | Main Location | 90330000 |  |  | Runyes | [8 empty] | 0 | 0 | 0 | 1 | 0 | [10 empty] | RN/DC/SP/Low suction TUBING 6x4
IM03725 | Dental Chair Spares-Runyes-Main Pcb Of Spark Chair |  |  | A Class | NOS | NOS | I-Inventory | FG-Finish Good |  | Spares | Dental Chair-Spares | Dental Equiment | Main Location | 90330000 |  |  | Runyes | [8 empty] | 0 | 0 | 0 | 1 | 0 | [10 empty] | Rn/Dc/Sp/Main Pcb of Spark Chair
IM03726 | Dental Chair Spares-Runyes-Normal Close Valve-Yc07001103(Innova Pad Innova Pad And Gold) |  |  | A Class | NOS | NOS | I-Inventory | FG-Finish Good |  | Spares | Dental Chair-Spares | Dental Equiment | Main Location | 90330000 |  |  | Runyes | [8 empty] | 0 | 0 | 0 | 1 | 0 | [10 empty] | RN/DC/SP/NORMAL CLOSE VALVE-YC07001103(INNOVA PAD INNOVA PAD And GOLD)
IM03727 | Dental Chair Spares-Runyes-Normal Open Valve(Innova Pad) |  |  | A Class | NOS | NOS | I-Inventory | FG-Finish Good |  | Spares | Dental Chair-Spares | Dental Equiment | Main Location | 90330000 |  |  | Runyes | [8 empty] | 0 | 0 | 0 | 1 | 0 | [10 empty] | RN/DC/SP/NORMAL OPEN VALVE(INNOVA PAD)
IM03728 | Dental Chair Spares-Runyes-Normal Open Valve-Yc07001102(Innova Pad Innova Pad And Gold) |  |  | A Class | NOS | NOS | I-Inventory | FG-Finish Good |  | Spares | Dental Chair-Spares | Dental Equiment | Main Location | 90330000 |  |  | Runyes | [8 empty] | 0 | 0 | 0 | 1 | 0 | [10 empty] | RN/DC/SP/NORMAL OPEN VALVE-YC07001102(INNOVA PAD INNOVA PAD And GOLD)
IM03729 | Dental Chair Spares-Runyes-One Way Valve For Chair |  |  | A Class | NOS | NOS | I-Inventory | FG-Finish Good |  | Spares | Dental Chair-Spares | Dental Equiment | Main Location | 90330000 |  |  | Runyes | [8 empty] | 0 | 0 | 0 | 1 | 0 | [10 empty] | Rn/Dc/Sp/One Way Valve For Chair
IM03730 | Dental Chair Spares-Runyes-One Way Valvell-7401990023 |  |  | A Class | NOS | NOS | I-Inventory | FG-Finish Good |  | Spares | Dental Chair-Spares | Dental Equiment | Main Location | 90330000 |  |  | Runyes | [8 empty] | 0 | 0 | 0 | 1 | 0 | [10 empty] | RN/DC/SP/ONE WAY VALVELL-7401990023
IM03731 | Dental Chair Spares-Runyes-Over Head Delivery Unit Pcb Sticker (Innova Gold Chair) 7501050123 |  |  | A Class | NOS | NOS | I-Inventory | FG-Finish Good |  | Spares | Dental Chair-Spares | Dental Equiment | Main Location | 90330000 |  |  | Runyes | [8 empty] | 0 | 0 | 0 | 1 | 0 | [10 empty] | RN/DC/SP/OVER HEAD DELIVERY UNIT PCB STICKER (INNOVA GOLD CHAIR) 7501050123
IM03732 | Dental Chair Spares-Runyes-Pc Board Of Selection Valve(Innova Pad And Gold) |  |  | A Class | NOS | NOS | I-Inventory | FG-Finish Good |  | Spares | Dental Chair-Spares | Dental Equiment | Main Location | 90330000 |  |  | Runyes | [8 empty] | 0 | 0 | 0 | 1 | 0 | [10 empty] | RN/DC/SP/PC BOARD OF SELECTION VALVE(INNOVA PAD And GOLD)
IM03733 | Dental Chair Spares-Runyes-Pillow Support Locking Cover |  |  | A Class | NOS | NOS | I-Inventory | FG-Finish Good |  | Spares | Dental Chair-Spares | Dental Equiment | Main Location | 90330000 |  |  | Runyes | [8 empty] | 0 | 0 | 0 | 1 | 0 | [10 empty] | RN/DC/SP/PILLOW SUPPORT LOCKING COVER
IM03734 | Dental Chair Spares-Runyes-Rack Socket Gray For Chair |  |  | A Class | NOS | NOS | I-Inventory | FG-Finish Good |  | Spares | Dental Chair-Spares | Dental Equiment | Main Location | 90330000 |  |  | Runyes | [8 empty] | 0 | 0 | 0 | 1 | 0 | [10 empty] | Rn/Dc/Sp/Rack Socket Gray For Chair
IM03735 | Dental Chair Spares-Runyes-Right Arm For Chair |  |  | A Class | NOS | NOS | I-Inventory | FG-Finish Good |  | Spares | Dental Chair-Spares | Dental Equiment | Main Location | 90330000 |  |  | Runyes | [8 empty] | 0 | 0 | 0 | 1 | 0 | [10 empty] | Rn/Dc/Sp/Right Arm For Chair
IM03736 | Dental Chair Spares-Runyes-Right Handrest Arm Lock |  |  | A Class | NOS | NOS | I-Inventory | FG-Finish Good |  | Spares | Dental Chair-Spares | Dental Equiment | Main Location | 90330000 |  |  | Runyes | [8 empty] | 0 | 0 | 0 | 1 | 0 | [10 empty] | RN/DC/SP/RIGHT HANDREST ARM LOCK
IM03737 | Dental Chair Spares-Runyes-Right Handrest Arm Lock 1(Innova Pad And Gold) |  |  | A Class | NOS | NOS | I-Inventory | FG-Finish Good |  | Spares | Dental Chair-Spares | Dental Equiment | Main Location | 90330000 |  |  | Runyes | [8 empty] | 0 | 0 | 0 | 1 | 0 | [10 empty] | RN/DC/SP/RIGHT HANDREST ARM LOCK 1(INNOVA PAD AND GOLD)
IM03738 | Dental Chair Spares-Runyes-Right Handrest Arm Lock 2(Innova Pad And Gold) |  |  | A Class | NOS | NOS | I-Inventory | FG-Finish Good |  | Spares | Dental Chair-Spares | Dental Equiment | Main Location | 90330000 |  |  | Runyes | [8 empty] | 0 | 0 | 0 | 1 | 0 | [10 empty] | RN/DC/SP/RIGHT HANDREST ARM LOCK 2(INNOVA PAD AND GOLD)
IM03739 | Dental Chair Spares-Runyes-Right Side Arm For (Innova Pad And Gold)Chair |  |  | A Class | NOS | NOS | I-Inventory | FG-Finish Good |  | Spares | Dental Chair-Spares | Dental Equiment | Main Location | 90330000 |  |  | Runyes | [8 empty] | 0 | 0 | 0 | 1 | 0 | [10 empty] | RN/DC/SP/RIGHT SIDE ARM FOR (INNOVA PAD And GOLD)CHAIR
IM03740 | Dental Chair Spares-Runyes-Right Side Arm For Spark Chair |  |  | A Class | NOS | NOS | I-Inventory | FG-Finish Good |  | Spares | Dental Chair-Spares | Dental Equiment | Main Location | 90330000 |  |  | Runyes | [8 empty] | 0 | 0 | 0 | 1 | 0 | [10 empty] | Rn/Dc/Sp/Right Side Arm for Spark Chair
IM03741 | Dental Chair Spares-Runyes-Round Shape Foot Control |  |  | A Class | NOS | NOS | I-Inventory | FG-Finish Good |  | Spares | Dental Chair-Spares | Dental Equiment | Main Location | 90330000 |  |  | Runyes | [8 empty] | 0 | 0 | 0 | 1 | 0 | [10 empty] | RN/DC/SP/ROUND SHAPE FOOT CONTROL
IM03742 | Dental Chair Spares-Runyes-Runyes Assistance Water Unit Arm Set |  |  | A Class | NOS | NOS | I-Inventory | FG-Finish Good |  | Spares | Dental Chair-Spares | Dental Equiment | Main Location | 90330000 |  |  | Runyes | [8 empty] | 0 | 0 | 0 | 1 | 0 | [10 empty] | RN/DC/SP/RUNYES ASSISTANCE WATER UNIT ARM SET
IM03743 | Dental Chair Spares-Runyes-Runyes Dci Chair Led Light Pcb |  |  | A Class | NOS | NOS | I-Inventory | FG-Finish Good |  | Spares | Dental Chair-Spares | Dental Equiment | Main Location | 90330000 |  |  | Runyes | [8 empty] | 0 | 0 | 0 | 1 | 0 | [10 empty] | RN/DC/SP/RUNYES DCI CHAIR LED LIGHT PCB
IM03744 | Dental Chair Spares-Runyes-Runyes Led Pcb For D4-2 |  |  | A Class | NOS | NOS | I-Inventory | FG-Finish Good |  | Spares | Dental Chair-Spares | Dental Equiment | Main Location | 90330000 |  |  | Runyes | [8 empty] | 0 | 0 | 0 | 1 | 0 | [10 empty] | RN/DC/SP/RUNYES LED PCB FOR D4-2
IM03745 | Dental Chair Spares-Runyes-Solnoid Valve Big |  |  | A Class | NOS | NOS | I-Inventory | FG-Finish Good |  | Spares | Dental Chair-Spares | Dental Equiment | Main Location | 90330000 |  |  | Runyes | [8 empty] | 0 | 0 | 0 | 1 | 0 | [10 empty] | RN/DC/SP/SOLNOID VALVE BIG
IM03746 | Dental Chair Spares-Runyes-Solnoid Valve Small |  |  | A Class | NOS | NOS | I-Inventory | FG-Finish Good |  | Spares | Dental Chair-Spares | Dental Equiment | Main Location | 90330000 |  |  | Runyes | [8 empty] | 0 | 0 | 0 | 1 | 0 | [10 empty] | RN/DC/SP/SOLNOID VALVE SMALL
IM03747 | Dental Chair Spares-Runyes-Spare Chair Left Side Lower Cover |  |  | A Class | NOS | NOS | I-Inventory | FG-Finish Good |  | Spares | Dental Chair-Spares | Dental Equiment | Main Location | 90330000 |  |  | Runyes | [8 empty] | 0 | 0 | 0 | 1 | 0 | [10 empty] | RN/DC/SP/SPARE CHAIR LEFT SIDE LOWER COVER
IM03748 | Dental Chair Spares-Runyes-Spare Chair Right Side Lower Cover |  |  | A Class | NOS | NOS | I-Inventory | FG-Finish Good |  | Spares | Dental Chair-Spares | Dental Equiment | Main Location | 90330000 |  |  | Runyes | [8 empty] | 0 | 0 | 0 | 1 | 0 | [10 empty] | RN/DC/SP/SPARE CHAIR RIGHT SIDE LOWER COVER
IM03749 | Dental Chair Spares-Runyes-Spark Chair 3 In Valve |  |  | A Class | NOS | NOS | I-Inventory | FG-Finish Good |  | Spares | Dental Chair-Spares | Dental Equiment | Main Location | 90330000 |  |  | Runyes | [8 empty] | 0 | 0 | 0 | 1 | 0 | [10 empty] | RN/DC/SP/SPARK CHAIR 3 IN VALVE
IM03750 | Dental Chair Spares-Runyes-Spark Chair Bottle Holder-7501040180A |  |  | A Class | NOS | NOS | I-Inventory | FG-Finish Good |  | Spares | Dental Chair-Spares | Dental Equiment | Main Location | 90330000 |  |  | Runyes | [8 empty] | 0 | 0 | 0 | 1 | 0 | [10 empty] | RN/DC/SP/SPARK CHAIR BOTTLE HOLDER-7501040180A
IM03751 | Dental Chair Spares-Runyes-Spark Chair Delivery Unit Instrument Cushion Rubber |  |  | A Class | NOS | NOS | I-Inventory | FG-Finish Good |  | Spares | Dental Chair-Spares | Dental Equiment | Main Location | 90330000 |  |  | Runyes | [8 empty] | 0 | 0 | 0 | 1 | 0 | [10 empty] | RN/DC/SP/SPARK CHAIR DELIVERY UNIT INSTRUMENT CUSHION RUBBER
IM03752 | Dental Chair Spares-Runyes-Spark Chair Delivery Unit Lower Cover |  |  | A Class | NOS | NOS | I-Inventory | FG-Finish Good |  | Spares | Dental Chair-Spares | Dental Equiment | Main Location | 90330000 |  |  | Runyes | [8 empty] | 0 | 0 | 0 | 1 | 0 | [10 empty] | RN/DC/SP/SPARK CHAIR DELIVERY UNIT LOWER COVER
IM03753 | Dental Chair Spares-Runyes-Spark Chair Delivery Unit Upper Cover |  |  | A Class | NOS | NOS | I-Inventory | FG-Finish Good |  | Spares | Dental Chair-Spares | Dental Equiment | Main Location | 90330000 |  |  | Runyes | [8 empty] | 0 | 0 | 0 | 1 | 0 | [10 empty] | RN/DC/SP/SPARK CHAIR DELIVERY UNIT UPPER COVER
IM03754 | Dental Chair Spares-Runyes-Spark Chair Light Sensor Pcb |  |  | A Class | NOS | NOS | I-Inventory | FG-Finish Good |  | Spares | Dental Chair-Spares | Dental Equiment | Main Location | 90330000 |  |  | Runyes | [8 empty] | 0 | 0 | 0 | 1 | 0 | [10 empty] | Rn/Dc/Sp/Spark Chair Light Sensor Pcb
IM03755 | Dental Chair Spares-Runyes-Spark Chair Main Foot Control |  |  | A Class | NOS | NOS | I-Inventory | FG-Finish Good |  | Spares | Dental Chair-Spares | Dental Equiment | Main Location | 90330000 |  |  | Runyes | [8 empty] | 0 | 0 | 0 | 1 | 0 | [10 empty] | RN/DC/SP/SPARK CHAIR MAIN FOOT CONTROL
IM03756 | Dental Chair Spares-Runyes-Spark Chair Main Foot Control Cushion Rubber |  |  | A Class | NOS | NOS | I-Inventory | FG-Finish Good |  | Spares | Dental Chair-Spares | Dental Equiment | Main Location | 90330000 |  |  | Runyes | [8 empty] | 0 | 0 | 0 | 1 | 0 | [10 empty] | RN/DC/SP/SPARK CHAIR MAIN FOOT CONTROL CUSHION RUBBER
IM03757 | Dental Chair Spares-Runyes-Spark Chair Sea Green Seat Upholstery |  |  | A Class | NOS | NOS | I-Inventory | FG-Finish Good |  | Spares | Dental Chair-Spares | Dental Equiment | Main Location | 90330000 |  |  | Runyes | [8 empty] | 0 | 0 | 0 | 1 | 0 | [10 empty] | RN/DC/SP/SPARK CHAIR SEA GREEN SEAT UPHOLSTERY
IM03758 | Dental Chair Spares-Runyes-Spark Chair Seat Upholstery Base Frame |  |  | A Class | NOS | NOS | I-Inventory | FG-Finish Good |  | Spares | Dental Chair-Spares | Dental Equiment | Main Location | 90330000 |  |  | Runyes | [8 empty] | 0 | 0 | 0 | 1 | 0 | [10 empty] | RN/DC/SP/SPARK CHAIR SEAT UPHOLSTERY BASE FRAME
IM03759 | Dental Chair Spares-Runyes-Spark Chair Spitoon Filter |  |  | A Class | NOS | NOS | I-Inventory | FG-Finish Good |  | Spares | Dental Chair-Spares | Dental Equiment | Main Location | 90330000 |  |  | Runyes | [8 empty] | 0 | 0 | 0 | 1 | 0 | [10 empty] | RN/DC/SP/SPARK CHAIR SPITOON FILTER
IM03760 | Dental Chair Spares-Runyes-Spark Chair Transformer |  |  | A Class | NOS | NOS | I-Inventory | FG-Finish Good |  | Spares | Dental Chair-Spares | Dental Equiment | Main Location | 90330000 |  |  | Runyes | [8 empty] | 0 | 0 | 0 | 1 | 0 | [10 empty] | Rn/Dc/Sp/Spark Chair Transformer
IM03761 | Dental Chair Spares-Runyes-Spark Chair Updown Motor Hidden Cover |  |  | A Class | NOS | NOS | I-Inventory | FG-Finish Good |  | Spares | Dental Chair-Spares | Dental Equiment | Main Location | 90330000 |  |  | Runyes | [8 empty] | 0 | 0 | 0 | 1 | 0 | [10 empty] | RN/DC/SP/SPARK CHAIR UPDOWN MOTOR HIDDEN COVER
IM03762 | Dental Chair Spares-Runyes-Spark Chair Water Bottle Sensor |  |  | A Class | NOS | NOS | I-Inventory | FG-Finish Good |  | Spares | Dental Chair-Spares | Dental Equiment | Main Location | 90330000 |  |  | Runyes | [8 empty] | 0 | 0 | 0 | 1 | 0 | [10 empty] | Rn/Dc/Sp/Spark Chair Water Bottle Sensor
IM03763 | Dental Chair Spares-Runyes-Spark Chair Water Unit Pcb |  |  | A Class | NOS | NOS | I-Inventory | FG-Finish Good |  | Spares | Dental Chair-Spares | Dental Equiment | Main Location | 90330000 |  |  | Runyes | [8 empty] | 0 | 0 | 0 | 1 | 0 | [10 empty] | Rn/Dc/Sp/Spark Chair Water Unit Pcb
IM03764 | Dental Chair Spares-Runyes-Spark Chair Yellow Seat Upholstery |  |  | A Class | NOS | NOS | I-Inventory | FG-Finish Good |  | Spares | Dental Chair-Spares | Dental Equiment | Main Location | 90330000 |  |  | Runyes | [8 empty] | 0 | 0 | 0 | 1 | 0 | [10 empty] | RN/DC/SP/SPARK CHAIR YELLOW SEAT UPHOLSTERY
IM03765 | Dental Chair Spares-Runyes-Spark Headrest Upholstery Cover |  |  | A Class | NOS | NOS | I-Inventory | FG-Finish Good |  | Spares | Dental Chair-Spares | Dental Equiment | Main Location | 90330000 |  |  | Runyes | [8 empty] | 0 | 0 | 0 | 1 | 0 | [10 empty] | RN/DC/SP/SPARK HEADREST UPHOLSTERY COVER
IM03766 | Dental Chair Spares-Runyes-Spiral Pipe Big25×16 (Innova Pad And Gold) |  |  | A Class | NOS | NOS | I-Inventory | FG-Finish Good |  | Spares | Dental Chair-Spares | Dental Equiment | Main Location | 90330000 |  |  | Runyes | [8 empty] | 0 | 0 | 0 | 1 | 0 | [10 empty] | RN/DC/SP/SPIRAL PIPE BIG25×16 (INNOVA PAD And GOLD)
IM03767 | Dental Chair Spares-Runyes-Spiral Pipe Small14×5(Innova Pad And Gold) |  |  | A Class | NOS | NOS | I-Inventory | FG-Finish Good |  | Spares | Dental Chair-Spares | Dental Equiment | Main Location | 90330000 |  |  | Runyes | [8 empty] | 0 | 0 | 0 | 1 | 0 | [10 empty] | RN/DC/SP/SPIRAL PIPE SMALL14×5(INNOVA PAD And GOLD)
IM03768 | Dental Chair Spares-Runyes-Spitoon For (Innova Pad And Gold)Chair |  |  | A Class | NOS | NOS | I-Inventory | FG-Finish Good |  | Spares | Dental Chair-Spares | Dental Equiment | Main Location | 90330000 |  |  | Runyes | [8 empty] | 0 | 0 | 0 | 1 | 0 | [10 empty] | RN/DC/SP/SPITOON FOR (INNOVA PAD And GOLD)CHAIR
IM03769 | Dental Chair Spares-Runyes-Spitoon For Spark Chair |  |  | A Class | NOS | NOS | I-Inventory | FG-Finish Good |  | Spares | Dental Chair-Spares | Dental Equiment | Main Location | 90330000 |  |  | Runyes | [8 empty] | 0 | 0 | 0 | 1 | 0 | [10 empty] | Rn/Dc/Sp/Spitoon for Spark Chair
IM03770 | Dental Chair Spares-Runyes-Spittoon Filter Cap |  |  | A Class | NOS | NOS | I-Inventory | FG-Finish Good |  | Spares | Dental Chair-Spares | Dental Equiment | Main Location | 90330000 |  |  | Runyes | [8 empty] | 0 | 0 | 0 | 1 | 0 | [10 empty] | RN/DC/SP/SPITTOON FILTER CAP
IM03771 | Dental Chair Spares-Runyes-Spittoon Stand Innova Gold & Innova Pad |  |  | A Class | NOS | NOS | I-Inventory | FG-Finish Good |  | Spares | Dental Chair-Spares | Dental Equiment | Main Location | 90330000 |  |  | Runyes | [8 empty] | 0 | 0 | 0 | 1 | 0 | [10 empty] | RN/DC/SP/SPITTOON STAND INNOVA GOLD & INNOVA PAD
IM03772 | Dental Chair Spares-Runyes-Strong Suction Generator(Innova Pad And Gold) |  |  | A Class | NOS | NOS | I-Inventory | FG-Finish Good |  | Spares | Dental Chair-Spares | Dental Equiment | Main Location | 90330000 |  |  | Runyes | [8 empty] | 0 | 0 | 0 | 1 | 0 | [10 empty] | RN/DC/SP/STRONG SUCTION GENERATOR(INNOVA PAD And GOLD)
IM03773 | Dental Chair Spares-Runyes-Strong Suction Tube -501990078 |  |  | A Class | NOS | NOS | I-Inventory | FG-Finish Good |  | Spares | Dental Chair-Spares | Dental Equiment | Main Location | 90330000 |  |  | Runyes | [8 empty] | 0 | 0 | 0 | 1 | 0 | [10 empty] | RN/DC/SP/STRONG SUCTION TUBE -501990078
IM03774 | Dental Chair Spares-Runyes-Suction Filter Net (Innova Pad And Gold) |  |  | A Class | NOS | NOS | I-Inventory | FG-Finish Good |  | Spares | Dental Chair-Spares | Dental Equiment | Main Location | 90330000 |  |  | Runyes | [8 empty] | 0 | 0 | 0 | 1 | 0 | [10 empty] | RN/DC/SP/SUCTION FILTER NET (INNOVA PAD AND GOLD)
IM03775 | Dental Chair Spares-Runyes-Tumbler Cupfiller For (Innova Pad And Gold) Chair |  |  | A Class | NOS | NOS | I-Inventory | FG-Finish Good |  | Spares | Dental Chair-Spares | Dental Equiment | Main Location | 90330000 |  |  | Runyes | [8 empty] | 0 | 0 | 0 | 1 | 0 | [10 empty] | RN/DC/SP/TUMBLER CUPFILLER FOR (INNOVA PAD And GOLD) CHAIR
IM03776 | Dental Chair Spares-Runyes-Tumbler Cupfiller For Spark Chair |  |  | A Class | NOS | NOS | I-Inventory | FG-Finish Good |  | Spares | Dental Chair-Spares | Dental Equiment | Main Location | 90330000 |  |  | Runyes | [8 empty] | 0 | 0 | 0 | 1 | 0 | [10 empty] | Rn/Dc/Sp/Tumbler Cupfiller for Spark Chair
IM03777 | Dental Chair Spares-Runyes-Up Dwon Motor Upper Hidden Cover(Innova Pad And Gold) |  |  | A Class | NOS | NOS | I-Inventory | FG-Finish Good |  | Spares | Dental Chair-Spares | Dental Equiment | Main Location | 90330000 |  |  | Runyes | [8 empty] | 0 | 0 | 0 | 1 | 0 | [10 empty] | RN/DC/SP/UP DWON MOTOR UPPER HIDDEN COVER(INNOVA PAD AND GOLD)
IM03778 | Dental Chair Spares-Runyes-Updown Motor For (Innova Pad And Gold)Chair |  |  | A Class | NOS | NOS | I-Inventory | FG-Finish Good |  | Spares | Dental Chair-Spares | Dental Equiment | Main Location | 90330000 |  |  | Runyes | [8 empty] | 0 | 0 | 0 | 1 | 0 | [10 empty] | RN/DC/SP/UPDOWN MOTOR FOR (INNOVA PAD And GOLD)CHAIR
IM03779 | Dental Chair Spares-Runyes-Updown Motor For Spark Chair |  |  | A Class | NOS | NOS | I-Inventory | FG-Finish Good |  | Spares | Dental Chair-Spares | Dental Equiment | Main Location | 90330000 |  |  | Runyes | [8 empty] | 0 | 0 | 0 | 1 | 0 | [10 empty] | Rn/Dc/Sp/Updown Motor For Spark Chair
IM03780 | Dental Chair Spares-Runyes-Updown Motor Lower Hidden Cover(Innova Pad And Gold) |  |  | A Class | NOS | NOS | I-Inventory | FG-Finish Good |  | Spares | Dental Chair-Spares | Dental Equiment | Main Location | 90330000 |  |  | Runyes | [8 empty] | 0 | 0 | 0 | 1 | 0 | [10 empty] | RN/DC/SP/UPDOWN MOTOR LOWER HIDDEN COVER(INNOVA PAD AND GOLD)
IM03781 | Dental Chair Spares-Runyes-Water Filter(Innova Pad And Gold) |  |  | A Class | NOS | NOS | I-Inventory | FG-Finish Good |  | Spares | Dental Chair-Spares | Dental Equiment | Main Location | 90330000 |  |  | Runyes | [8 empty] | 0 | 0 | 0 | 1 | 0 | [10 empty] | RN/DC/SP/WATER FILTER(INNOVA PAD And GOLD)
IM03782 | Dental Chair Spares-Runyes-Water Micro Switch(Innova Pad) |  |  | A Class | NOS | NOS | I-Inventory | FG-Finish Good |  | Spares | Dental Chair-Spares | Dental Equiment | Main Location | 90330000 |  |  | Runyes | [8 empty] | 0 | 0 | 0 | 1 | 0 | [10 empty] | RN/DC/SP/WATER MICRO SWITCH(INNOVA PAD)
IM03783 | Dental Chair Spares-Runyes-Water Pipe Of Rinse For Chair |  |  | A Class | NOS | NOS | I-Inventory | FG-Finish Good |  | Spares | Dental Chair-Spares | Dental Equiment | Main Location | 90330000 |  |  | Runyes | [8 empty] | 0 | 0 | 0 | 1 | 0 | [10 empty] | Rn/Dc/Sp/Water Pipe Of Rinse For Chair
IM03784 | Dental Chair Spares-Runyes-Water Unit Pole Cap(Innova Pad And Gold) |  |  | A Class | NOS | NOS | I-Inventory | FG-Finish Good |  | Spares | Dental Chair-Spares | Dental Equiment | Main Location | 90330000 |  |  | Runyes | [8 empty] | 0 | 0 | 0 | 1 | 0 | [10 empty] | RN/DC/SP/WATER UNIT POLE CAP(INNOVA PAD AND GOLD)
IM03785 | Dental Chair Spares-Runyes-Water Unit Side Cover(Innova Pad And Gold) |  |  | A Class | NOS | NOS | I-Inventory | FG-Finish Good |  | Spares | Dental Chair-Spares | Dental Equiment | Main Location | 90330000 |  |  | Runyes | [8 empty] | 0 | 0 | 0 | 1 | 0 | [10 empty] | RN/DC/SP/WATER UNIT SIDE COVER(INNOVA PAD AND GOLD)
IM03786 | Dental Chair Spares-Runyes-Weak Suction Tube 7501990080 |  |  | A Class | NOS | NOS | I-Inventory | FG-Finish Good |  | Spares | Dental Chair-Spares | Dental Equiment | Main Location | 90330000 |  |  | Runyes | [8 empty] | 0 | 0 | 0 | 1 | 0 | [10 empty] | RN/DC/SP/WEAK SUCTION TUBE 7501990080
IM03787 | Dental Chair Spares-Runyes-Xray Viewer Pcb |  |  | A Class | NOS | NOS | I-Inventory | FG-Finish Good |  | Spares | Dental Chair-Spares | Dental Equiment | Main Location | 90330000 |  |  | Runyes | [8 empty] | 0 | 0 | 0 | 1 | 0 | [10 empty] | RN/DC/SP/XRAY VIEWER PCB
IM03788 | Dental Chair Spares-Runyes-Z3 Chair Water Unit Pcb Version 2 (Innova Pad And Gold) |  |  | A Class | NOS | NOS | I-Inventory | FG-Finish Good |  | Spares | Dental Chair-Spares | Dental Equiment | Main Location | 90330000 |  |  | Runyes | [8 empty] | 0 | 0 | 0 | 1 | 0 | [10 empty] | RN/DC/SP/Z3 CHAIR WATER UNIT PCB VERSION 2 (INNOVA PAD And GOLD)
IM03789 | Dental Chair Spares-Runyes-11-Water Bottle Air Switch 7401990014 |  |  | A Class | NOS | NOS | I-Inventory | FG-Finish Good |  | Spares | Dental Chair-Spares | Dental Equiment | Main Location | 90330000 |  |  | Runyes | [8 empty] | 0 | 0 | 0 | 1 | 0 | [10 empty] | RN/DC/SP11-WATER BOTTLE AIR SWITCH 7401990014
IM03790 | Dental Chair Spares-Runyes- Runyes Dci Chair Delivery Unit Handle |  |  | A Class | NOS | NOS | I-Inventory | FG-Finish Good |  | Spares | Dental Chair-Spares | Dental Equiment | Main Location | 90330000 |  |  | Runyes | [8 empty] | 0 | 0 | 0 | 1 | 0 | [10 empty] | RN/DU/SP RUNYES DCI CHAIR DELIVERY UNIT HANDLE
IM03791 | Dental Chair Spares-Runyes-Chair Foot Control Air/Water Switch Valve |  |  | A Class | NOS | NOS | I-Inventory | FG-Finish Good |  | Spares | Dental Chair-Spares | Dental Equiment | Main Location | 90330000 |  |  | Runyes | [8 empty] | 0 | 0 | 0 | 1 | 0 | [10 empty] | RN/DC/SP/CHAIR FOOT CONTROL AIR/WATER SWITCH VALVE
IM03792 | Dental Chair Spares-Runyes-Dci Chair Delivery Unit Left/Right Side Panel Connecting Pcb |  |  | A Class | NOS | NOS | I-Inventory | FG-Finish Good |  | Spares | Dental Chair-Spares | Dental Equiment | Main Location | 90330000 |  |  | Runyes | [8 empty] | 0 | 0 | 0 | 1 | 0 | [10 empty] | RN/DC/SP/DCI CHAIR DELIVERY UNIT LEFT/RIGHT SIDE PANEL CONNECTING PCB
IM03793 | Dental Chair Spares-Runyes-Handrest Arm Round Cap (Innova Gold /Padchair) |  |  | A Class | NOS | NOS | I-Inventory | FG-Finish Good |  | Spares | Dental Chair-Spares | Dental Equiment | Main Location | 90330000 |  |  | Runyes | [8 empty] | 0 | 0 | 0 | 1 | 0 | [10 empty] | RN/DC/SP/HANDREST ARM ROUND CAP (INNOVA GOLD /PADCHAIR)
IM03794 | Dental Chair Spares-Runyes-Innova Pad/Gold Chair Bottle Holder |  |  | A Class | NOS | NOS | I-Inventory | FG-Finish Good |  | Spares | Dental Chair-Spares | Dental Equiment | Main Location | 90330000 |  |  | Runyes | [8 empty] | 0 | 0 | 0 | 1 | 0 | [10 empty] | RN/DC/SP/INNOVA PAD/GOLD CHAIR BOTTLE HOLDER
IM03795 | Dental Chair Spares-Runyes-/Runyes Chair Uphl Innova Gold/Dark Blue C01 |  |  | A Class | NOS | NOS | I-Inventory | FG-Finish Good |  | Spares | Dental Chair-Spares | Dental Equiment | Main Location | 90184900 |  |  | Runyes | [8 empty] | 0 | 0 | 0 | 1 | 0 | [10 empty] | RN/DC/UP/RUNYES CHAIR UPHL INNOVA GOLD/DARK BLUE C01
IM03796 | Dental Chair Spares-Runyes-/Runyes Chair Uphl Innova Gold/Pad/Dark Blue C01 |  |  | A Class | NOS | NOS | I-Inventory | FG-Finish Good |  | Spares | Dental Chair-Spares | Dental Equiment | Main Location | 90330000 |  |  | Runyes | [8 empty] | 0 | 0 | 0 | 1 | 0 | [10 empty] | RN/DC/UP/RUNYES CHAIR UPHL INNOVA GOLD/PAD/DARK BLUE C01
IM03797 | Dental Chair Spares-Runyes-/Runyes Chair Uphl Innova Pad/Apple Green/S03 |  |  | A Class | NOS | NOS | I-Inventory | FG-Finish Good |  | Spares | Dental Chair-Spares | Dental Equiment | Main Location | 90184900 |  |  | Runyes | [8 empty] | 0 | 0 | 0 | 1 | 0 | [10 empty] | RN/DC/UP/RUNYES CHAIR UPHL INNOVA PAD/APPLE GREEN/S03
IM03798 | Dental Chair Spares-Runyes-/Runyes Chair Uphl Innova Pad/Cherry Red /S02 |  |  | A Class | NOS | NOS | I-Inventory | FG-Finish Good |  | Spares | Dental Chair-Spares | Dental Equiment | Main Location | 90184900 |  |  | Runyes | [8 empty] | 0 | 0 | 0 | 1 | 0 | [10 empty] | RN/DC/UP/RUNYES CHAIR UPHL INNOVA PAD/CHERRY RED /S02
IM03799 | Dental Chair Spares-Runyes-Light Cure Led |  |  | A Class | NOS | NOS | I-Inventory | FG-Finish Good |  | Spares | Dental Chair-Spares | Dental Equiment | Main Location | 90330000 |  |  | Runyes | [8 empty] | 0 | 0 | 0 | 1 | 0 | [10 empty] | Rn/Lc/Sp/Light Cure Led
IM03800 | Dental Chair Spares-Runyes-Light Cure Pcb |  |  | A Class | NOS | NOS | I-Inventory | FG-Finish Good |  | Spares | Dental Chair-Spares | Dental Equiment | Main Location | 90330000 |  |  | Runyes | [8 empty] | 0 | 0 | 0 | 1 | 0 | [10 empty] | Rn/Lc/Sp/Light Cure Pcb
IM03801 | Dental Chair Spares-Runyes-Chair Light Arm (Innova Pad And Gold) |  |  | A Class | NOS | NOS | I-Inventory | FG-Finish Good |  | Spares | Dental Chair-Spares | Dental Equiment | Main Location | 90330000 |  |  | Runyes | [8 empty] | 0 | 0 | 0 | 1 | 0 | [10 empty] | RN/LU/SP/CHAIR LIGHT ARM (INNOVA PAD AND GOLD)
IM03802 | Dental Chair Spares-Runyes-Complete Light Head |  |  | A Class | NOS | NOS | I-Inventory | FG-Finish Good |  | Spares | Dental Chair-Spares | Dental Equiment | Main Location | 90330000 |  |  | Runyes | [8 empty] | 0 | 0 | 0 | 1 | 0 | [10 empty] | Rn/Lu/Sp/Complete Light Head
IM03803 | Dental Chair Spares-Runyes-Led Light Bulb Middle(Innova Pad And Gold) |  |  | A Class | NOS | NOS | I-Inventory | FG-Finish Good |  | Spares | Dental Chair-Spares | Dental Equiment | Main Location | 90330000 |  |  | Runyes | [8 empty] | 0 | 0 | 0 | 1 | 0 | [10 empty] | RN/LU/SP/LED LIGHT BULB MIDDLE(INNOVA PAD AND GOLD)
IM03804 | Dental Chair Spares-Runyes-Led Light Joint Block |  |  | A Class | NOS | NOS | I-Inventory | FG-Finish Good |  | Spares | Dental Chair-Spares | Dental Equiment | Main Location | 90330000 |  |  | Runyes | [8 empty] | 0 | 0 | 0 | 1 | 0 | [10 empty] | RN/LU/SP/LED LIGHT JOINT BLOCK
IM03805 | Dental Chair Spares-Runyes-Led Light Sticker(Iinova Pad And Gold) |  |  | A Class | NOS | NOS | I-Inventory | FG-Finish Good |  | Spares | Dental Chair-Spares | Dental Equiment | Main Location | 90330000 |  |  | Runyes | [8 empty] | 0 | 0 | 0 | 1 | 0 | [10 empty] | RN/LU/SP/LED LIGHT STICKER(IINOVA PAD AND GOLD)
IM03806 | Dental Chair Spares-Runyes-Spark Chair Led Light Pcb |  |  | A Class | NOS | NOS | I-Inventory | FG-Finish Good |  | Spares | Dental Chair-Spares | Dental Equiment | Main Location | 90330000 |  |  | Runyes | [8 empty] | 0 | 0 | 0 | 1 | 0 | [10 empty] | Rn/Lu/Sp/Spark Chair Led Light Pcb
IM03807 | Dental Chair Spares-Runyes-/Head Leds Runyes Dental Head Dci6 Light |  |  | A Class | NOS | NOS | I-Inventory | FG-Finish Good |  | Spares | Dental Chair-Spares | Dental Equiment | Main Location | 90184900 |  |  | Runyes | [8 empty] | 0 | 0 | 0 | 1 | 0 | [10 empty] | RN/DL/AC/HEAD LEDS RUNYES DENTAL HEAD DCI6 LIGHT
IM03808 | Dental Chair Spares-Runyes-/ Stool Seat Upholsery Brown S07 (Innova Pad And Gold) |  |  | A Class | NOS | NOS | I-Inventory | FG-Finish Good |  | Spares | Dental Chair-Spares | Dental Equiment | Main Location | 90330000 |  |  | Runyes | [8 empty] | 0 | 0 | 0 | 1 | 0 | [10 empty] | RN/DS/SP/ STOOL SEAT UPHOLSERY BROWN S07 (INNOVA PAD AND GOLD)
IM03809 | Dental Chair Spares-Runyes-/ Stool Seat Upholsery Wine S02 (Innova Pad And Gold) |  |  | A Class | NOS | NOS | I-Inventory | FG-Finish Good |  | Spares | Dental Chair-Spares | Dental Equiment | Main Location | 90330000 |  |  | Runyes | [8 empty] | 0 | 0 | 0 | 1 | 0 | [10 empty] | RN/DS/SP/ STOOL SEAT UPHOLSERY WINE S02 (INNOVA PAD AND GOLD)
IM03810 | Dental Chair Spares-Runyes-/Stool Backrest Upholsery Brown S07 (Innova Pad And Gold |  |  | A Class | NOS | NOS | I-Inventory | FG-Finish Good |  | Spares | Dental Chair-Spares | Dental Equiment | Main Location | 90330000 |  |  | Runyes | [8 empty] | 0 | 0 | 0 | 1 | 0 | [10 empty] | RN/DS/SP/STOOL BACKREST UPHOLSERY BROWN S07 (INNOVA PAD AND GOLD
IM03811 | Dental Chair Spares-Runyes-/Stool Backrest Upholsery Wine S02 (Innova Pad And Gold |  |  | A Class | NOS | NOS | I-Inventory | FG-Finish Good |  | Spares | Dental Chair-Spares | Dental Equiment | Main Location | 90330000 |  |  | Runyes | [8 empty] | 0 | 0 | 0 | 1 | 0 | [10 empty] | RN/DS/SP/STOOL BACKREST UPHOLSERY WINE S02 (INNOVA PAD AND GOLD
IM03812 | Dental Chair Spares-Runyes-/Stool Pump |  |  | A Class | NOS | NOS | I-Inventory | FG-Finish Good |  | Spares | Dental Chair-Spares | Dental Equiment | Main Location | 90330000 |  |  | Runyes | [8 empty] | 0 | 0 | 0 | 1 | 0 | [10 empty] | RN/DS/SP/STOOL PUMP
IM03813 | Dental Chair Spares-Runyes-/Chair Over Head Arm |  |  | A Class | NOS | NOS | I-Inventory | FG-Finish Good |  | Spares | Dental Chair-Spares | Dental Equiment | Main Location | 90330000 |  |  | Runyes | [8 empty] | 0 | 0 | 0 | 1 | 0 | [10 empty] | Rn/Du/Sp/Chair Over Head Arm
IM03814 | Dental Chair Spares-Runyes-/Delivery Unit Arm Cap |  |  | A Class | NOS | NOS | I-Inventory | FG-Finish Good |  | Spares | Dental Chair-Spares | Dental Equiment | Main Location | 90330000 |  |  | Runyes | [8 empty] | 0 | 0 | 0 | 1 | 0 | [10 empty] | Rn/Du/Sp/Delivery Unit Arm Cap
IM03815 | Dental Chair Spares-Runyes-/Delivery Unit Pcb |  |  | A Class | NOS | NOS | I-Inventory | FG-Finish Good |  | Spares | Dental Chair-Spares | Dental Equiment | Main Location | 90330000 |  |  | Runyes | [8 empty] | 0 | 0 | 0 | 1 | 0 | [10 empty] | RN/DU/SP/DELIVERY UNIT PCB
IM03816 | Dental Chair Spares-Runyes-/Delivery Unit Pcb Cover For Spark Chair |  |  | A Class | NOS | NOS | I-Inventory | FG-Finish Good |  | Spares | Dental Chair-Spares | Dental Equiment | Main Location | 90330000 |  |  | Runyes | [8 empty] | 0 | 0 | 0 | 1 | 0 | [10 empty] | Rn/Du/Sp/Delivery Unit Pcb Cover for Spark Chair
IM03817 | Dental Chair Spares-Runyes-/Delivery Unit Sticker For Spark Chair |  |  | A Class | NOS | NOS | I-Inventory | FG-Finish Good |  | Spares | Dental Chair-Spares | Dental Equiment | Main Location | 90330000 |  |  | Runyes | [8 empty] | 0 | 0 | 0 | 1 | 0 | [10 empty] | RN/DU/SP/DELIVERY UNIT STICKER FOR SPARK CHAIR
IM03818 | Dental Chair Spares-Runyes-/Spare Chair Delivery Unit Arm |  |  | A Class | NOS | NOS | I-Inventory | FG-Finish Good |  | Spares | Dental Chair-Spares | Dental Equiment | Main Location | 90330000 |  |  | Runyes | [8 empty] | 0 | 0 | 0 | 1 | 0 | [10 empty] | RN/DU/SP/SPARE CHAIR DELIVERY UNIT ARM
IM03819 | Dental Chair Spares-Runyes-/Spare Chair Delivery Unit Panel Cover X-Ray Viewer |  |  | A Class | NOS | NOS | I-Inventory | FG-Finish Good |  | Spares | Dental Chair-Spares | Dental Equiment | Main Location | 90330000 |  |  | Runyes | [8 empty] | 0 | 0 | 0 | 1 | 0 | [10 empty] | RN/DU/SP/SPARE CHAIR DELIVERY UNIT PANEL COVER X-RAY VIEWER
IM03820 | Dental Chair Spares-Runyes-/Spare Chair Delivery Unit Panel Lower Cover |  |  | A Class | NOS | NOS | I-Inventory | FG-Finish Good |  | Spares | Dental Chair-Spares | Dental Equiment | Main Location | 90330000 |  |  | Runyes | [8 empty] | 0 | 0 | 0 | 1 | 0 | [10 empty] | RN/DU/SP/SPARE CHAIR DELIVERY UNIT PANEL LOWER COVER
IM03821 | Dental Chair Spares-Runyes- Spark Chair Drain Tee Y Shape |  |  | A Class | NOS | NOS | I-Inventory | FG-Finish Good |  | Spares | Dental Chair-Spares | Dental Equiment | Main Location | 90330000 |  |  | Runyes | [8 empty] | 0 | 0 | 0 | 1 | 0 | [10 empty] | RN/WU/SP SPARK CHAIR DRAIN TEE Y SHAPE
IM03822 | Dental Chair Spares-Runyes-Assistance Water Unit Lower Cover |  |  | A Class | NOS | NOS | I-Inventory | FG-Finish Good |  | Spares | Dental Chair-Spares | Dental Equiment | Main Location | 90330000 |  |  | Runyes | [8 empty] | 0 | 0 | 0 | 1 | 0 | [10 empty] | RN/WU/SP/ASSISTANCE WATER UNIT LOWER COVER
IM03823 | Dental Chair Spares-Runyes-Assistance Water Unit Pcb |  |  | A Class | NOS | NOS | I-Inventory | FG-Finish Good |  | Spares | Dental Chair-Spares | Dental Equiment | Main Location | 90330000 |  |  | Runyes | [8 empty] | 0 | 0 | 0 | 1 | 0 | [10 empty] | RN/WU/SP/ASSISTANCE WATER UNIT PCB
IM03824 | Dental Chair Spares-Runyes-Assistance Water Unit Upper Cover |  |  | A Class | NOS | NOS | I-Inventory | FG-Finish Good |  | Spares | Dental Chair-Spares | Dental Equiment | Main Location | 90330000 |  |  | Runyes | [8 empty] | 0 | 0 | 0 | 1 | 0 | [10 empty] | RN/WU/SP/ASSISTANCE WATER UNIT UPPER COVER
IM03825 | Dental Chair Spares-Runyes-Bottle Rotary Knob |  |  | A Class | NOS | NOS | I-Inventory | FG-Finish Good |  | Spares | Dental Chair-Spares | Dental Equiment | Main Location | 90330000 |  |  | Runyes | [8 empty] | 0 | 0 | 0 | 1 | 0 | [10 empty] | RN/WU/SP/BOTTLE ROTARY KNOB
IM03826 | Dental Chair Spares-Runyes-Chair Water Unit Filter |  |  | A Class | NOS | NOS | I-Inventory | FG-Finish Good |  | Spares | Dental Chair-Spares | Dental Equiment | Main Location | 90330000 |  |  | Runyes | [8 empty] | 0 | 0 | 0 | 1 | 0 | [10 empty] | Rn/Wu/Sp/Chair Water Unit Filter
IM03827 | Dental Chair Spares-Runyes-Dci Chair 1000 Ml Water Bottle |  |  | A Class | NOS | NOS | I-Inventory | FG-Finish Good |  | Spares | Dental Chair-Spares | Dental Equiment | Main Location | 90330000 |  |  | Runyes | [8 empty] | 0 | 0 | 0 | 1 | 0 | [10 empty] | RN/WU/SP/DCI CHAIR 1000 ML WATER BOTTLE
IM03828 | Dental Chair Spares-Runyes-Dci Chair Water Bottle Holder-9002100148 |  |  | A Class | NOS | NOS | I-Inventory | FG-Finish Good |  | Spares | Dental Chair-Spares | Dental Equiment | Main Location | 90330000 |  |  | Runyes | [8 empty] | 0 | 0 | 0 | 1 | 0 | [10 empty] | RN/WU/SP/DCI CHAIR WATER BOTTLE HOLDER-9002100148
IM03829 | Dental Chair Spares-Runyes-Innova G-P Spitoon Cannula |  |  | A Class | NOS | NOS | I-Inventory | FG-Finish Good |  | Spares | Dental Chair-Spares | Dental Equiment | Main Location | 90330000 |  |  | Runyes | [8 empty] | 0 | 0 | 0 | 1 | 0 | [10 empty] | RN/WU/SP/INNOVA G-P SPITOON CANNULA
IM03830 | Dental Chair Spares-Runyes-Spark Chair Air On Off Switch 3 Pin |  |  | A Class | NOS | NOS | I-Inventory | FG-Finish Good |  | Spares | Dental Chair-Spares | Dental Equiment | Main Location | 90330000 |  |  | Runyes | [8 empty] | 0 | 0 | 0 | 1 | 0 | [10 empty] | RN/WU/SP/SPARK CHAIR AIR ON OFF SWITCH 3 PIN
IM03831 | Dental Chair Spares-Runyes-Spark Water Sensor |  |  | A Class | NOS | NOS | I-Inventory | FG-Finish Good |  | Spares | Dental Chair-Spares | Dental Equiment | Main Location | 90330000 |  |  | Runyes | [8 empty] | 0 | 0 | 0 | 1 | 0 | [10 empty] | RN/WU/SP/SPARK WATER SENSOR
IM03832 | Dental Chair Spares-Runyes-Spark Water Solenoid Valve |  |  | A Class | NOS | NOS | I-Inventory | FG-Finish Good |  | Spares | Dental Chair-Spares | Dental Equiment | Main Location | 90330000 |  |  | Runyes | [8 empty] | 0 | 0 | 0 | 1 | 0 | [10 empty] | RN/WU/SP/SPARK WATER SOLENOID VALVE
IM03833 | Dental Chair Spares- Runyes Motor for Chair 6000N |  |  | A Class | NOS | NOS | I-Inventory | FG-Finish Good |  | Spares | Dental Chair-Spares | Dental Equiment | Main Location | 90330000 |  |  | Runyes | [8 empty] | 0 | 0 | 0 | 1 | 0 | [10 empty] | RN/CM/AC/MOTOR 6000-RUNYES MOTOR FOR CHAIR 6000N
IM03834 | Dental Air Rotor Handpeice- Being-Lotus-Push Button Tornado 401PB-2 Black Al |  |  | A Class | NOS | NOS | I-Inventory | FG-Finish Good |  | Equipment | Handpiece | Dental Equiment | Main Location | 90184900 |  |  | Being-Tornado | [8 empty] | 0 | 0 | 0 | 1 | 0 | [10 empty] | BE/HP/MC/AIR ROTOR/BEING-LOTUS/P.BUTTON TORNADO 401PB-2 BLACK AL
IM03835 | Dental Implant- CSM-Dental Surgical Kit (B10) |  |  | A Class | NOS | NOS | I-Inventory | O-Other |  | Consumables | Dental Implant | Dental Equiment | Main Location | 90212900 |  |  | CSM Implant | [8 empty] | 0 | 0 | 0 | 1 | 0 | [10 empty] | CSM/DENTAL SURGICAL KIT (B10)
IM03836 | Dental Implant -CSM-Dental Surgical Kit (B310) |  |  | A Class | NOS | NOS | I-Inventory | O-Other |  | Consumables | Dental Implant | Dental Equiment | Main Location | 90212900 |  |  | CSM Implant | [8 empty] | 0 | 0 | 0 | 1 | 0 | [10 empty] | CSM/DENTAL SURGICAL KIT (B310)
IM03837 | Dental Implant-CSM-Dental Surgical Kit (B347) |  |  | A Class | NOS | NOS | I-Inventory | O-Other |  | Consumables | Dental Implant | Dental Equiment | Main Location | 90212900 |  |  | CSM Implant | [8 empty] | 0 | 0 | 0 | 1 | 0 | [10 empty] | CSM/DENTAL SURGICAL KIT (B347)
IM03838 | Dental Implant- CSM-CR CO UCLA-I 4.5 * 1.3 CR.CUAPH |  |  | A Class | NOS | NOS | I-Inventory | O-Other |  | Consumables | Dental Implant | Dental Equiment | Main Location | 90212900 |  |  | CSM Implant | [8 empty] | 0 | 0 | 0 | 1 | 0 | [10 empty] | CSM/IM/CR CO UCLA-I 4.5 * 1.3 CR.CUAPH
IM03839 | Dental Implant-CSM-HEX Cementation Abutment-I 4.0 * 1.5 CCEA4015 |  |  | A Class | NOS | NOS | I-Inventory | O-Other |  | Consumables | Dental Implant | Dental Equiment | Main Location | 90212900 |  |  | CSM Implant | [8 empty] | 0 | 0 | 0 | 1 | 0 | [10 empty] | CSM/IM/HEX CEMENTATION ABUTMENT-I 4.0 * 1.5 CCEA4015
IM03840 | Dental Implant-CSM-HEX Cementation Abutment-I 4.5 * 3.5 CCEA4535 |  |  | A Class | NOS | NOS | I-Inventory | O-Other |  | Consumables | Dental Implant | Dental Equiment | Main Location | 90212900 |  |  | CSM Implant | [8 empty] | 0 | 0 | 0 | 1 | 0 | [10 empty] | CSM/IM/HEX CEMENTATION ABUTMENT-I 4.5 * 3.5 CCEA4535
IM03841 | Dental Implant-CSM-Plastic Ucla Abutment HEX-II Ua4510-21 |  |  | A Class | NOS | NOS | I-Inventory | O-Other |  | Consumables | Dental Implant | Dental Equiment | Main Location | 90212900 |  |  | CSM Implant | [8 empty] | 0 | 0 | 0 | 1 | 0 | [10 empty] | CSM/IM/PLASTIC UCLA ABUTMENT HEX-II UA4510-21
IM03842 | Dental Implant-CSM-Plastic Ucla Abutment Non-HEX-II Ua4510N-21 |  |  | A Class | NOS | NOS | I-Inventory | O-Other |  | Consumables | Dental Implant | Dental Equiment | Main Location | 90212900 |  |  | CSM Implant | [8 empty] | 0 | 0 | 0 | 1 | 0 | [10 empty] | CSM/IM/PLASTIC UCLA ABUTMENT NON-HEX-II UA4510N-21
IM03843 | Dental Implant-CSM-Ucla Plastic HEX-I 4.5 * 13 Cuaph |  |  | A Class | NOS | NOS | I-Inventory | O-Other |  | Consumables | Dental Implant | Dental Equiment | Main Location | 90212900 |  |  | CSM Implant | [8 empty] | 0 | 0 | 0 | 1 | 0 | [10 empty] | CSM/IM/UCLA PLASTIC HEX-I 4.5 * 13 CUAPH
IM03844 | Dental Implant-CSM-Angled Abutment HEX-I 4.0 * 1.5 * 15 Aa401515-21 |  |  | A Class | NOS | NOS | I-Inventory | O-Other |  | Consumables | Dental Implant | Dental Equiment | Main Location | 90212900 |  |  | CSM Implant | [8 empty] | 0 | 0 | 0 | 1 | 0 | [10 empty] | IM/CSM-ANGLED ABUTMENT HEX-I 4.0 * 1.5 * 15 AA401515-21
IM03845 | Dental Implant-CSM-Angled Abutment HEX-I 4.0 * 2.5 * 20 Caa402520 |  |  | A Class | NOS | NOS | I-Inventory | O-Other |  | Consumables | Dental Implant | Dental Equiment | Main Location | 90212900 |  |  | CSM Implant | [8 empty] | 0 | 0 | 0 | 1 | 0 | [10 empty] | IM/CSM-ANGLED ABUTMENT HEX-I 4.0 * 2.5 * 20 CAA402520
IM03846 | Dental Implant-CSM-Angled Abutment HEX-I 4.0 * 3.5 * 20 Caa403520 |  |  | A Class | NOS | NOS | I-Inventory | O-Other |  | Consumables | Dental Implant | Dental Equiment | Main Location | 90212900 |  |  | CSM Implant | [8 empty] | 0 | 0 | 0 | 1 | 0 | [10 empty] | IM/CSM-ANGLED ABUTMENT HEX-I 4.0 * 3.5 * 20 CAA403520
IM03847 | Dental Implant-CSM-Angled Abutment HEX-I 4.0 1.5 20 Caa401520 |  |  | A Class | NOS | NOS | I-Inventory | O-Other |  | Consumables | Dental Implant | Dental Equiment | Main Location | 90212900 |  |  | CSM Implant | [8 empty] | 0 | 0 | 0 | 1 | 0 | [10 empty] | IM/CSM-ANGLED ABUTMENT HEX-I 4.0 1.5 20 CAA401520
IM03848 | Dental Implant-CSM-Angled Abutment HEX-I 4.5 * 1.5 * 15 Caa451515 |  |  | A Class | NOS | NOS | I-Inventory | O-Other |  | Consumables | Dental Implant | Dental Equiment | Main Location | 90212900 |  |  | CSM Implant | [8 empty] | 0 | 0 | 0 | 1 | 0 | [10 empty] | IM/CSM-ANGLED ABUTMENT HEX-I 4.5 * 1.5 * 15 CAA451515
IM03849 | Dental Implant-CSM-Angled Abutment HEX-I 4.5 * 1.5 * 20 Caa451520 |  |  | A Class | NOS | NOS | I-Inventory | O-Other |  | Consumables | Dental Implant | Dental Equiment | Main Location | 90212900 |  |  | CSM Implant | [8 empty] | 0 | 0 | 0 | 1 | 0 | [10 empty] | IM/CSM-ANGLED ABUTMENT HEX-I 4.5 * 1.5 * 20 CAA451520
IM03850 | Dental Implant-CSM-Angled Abutment HEX-I 4.5 * 2.5 * 15 Caa452515 |  |  | A Class | NOS | NOS | I-Inventory | O-Other |  | Consumables | Dental Implant | Dental Equiment | Main Location | 90212900 |  |  | CSM Implant | [8 empty] | 0 | 0 | 0 | 1 | 0 | [10 empty] | IM/CSM-ANGLED ABUTMENT HEX-I 4.5 * 2.5 * 15 CAA452515
IM03851 | Dental Implant-CSM-Angled Abutment HEX-I 4.5 * 2.5 * 20 Caa452520 |  |  | A Class | NOS | NOS | I-Inventory | O-Other |  | Consumables | Dental Implant | Dental Equiment | Main Location | 90212900 |  |  | CSM Implant | [8 empty] | 0 | 0 | 0 | 1 | 0 | [10 empty] | IM/CSM-ANGLED ABUTMENT HEX-I 4.5 * 2.5 * 20 CAA452520
IM03852 | Dental Implant-CSM-Angled Abutment HEX-I 4.5 * 3.5 * 15 Caa453515 |  |  | A Class | NOS | NOS | I-Inventory | O-Other |  | Consumables | Dental Implant | Dental Equiment | Main Location | 90212900 |  |  | CSM Implant | [8 empty] | 0 | 0 | 0 | 1 | 0 | [10 empty] | IM/CSM-ANGLED ABUTMENT HEX-I 4.5 * 3.5 * 15 CAA453515
IM03853 | Dental Implant-CSM-Angled Abutment HEX-I 4.5 * 3.5 * 20 Caa453520 |  |  | A Class | NOS | NOS | I-Inventory | O-Other |  | Consumables | Dental Implant | Dental Equiment | Main Location | 90212900 |  |  | CSM Implant | [8 empty] | 0 | 0 | 0 | 1 | 0 | [10 empty] | IM/CSM-ANGLED ABUTMENT HEX-I 4.5 * 3.5 * 20 CAA453520
IM03854 | Dental Implant-CSM-Angled Abutment HEX-I 4.5 * 4.5 * 15 Caa454515 |  |  | A Class | NOS | NOS | I-Inventory | O-Other |  | Consumables | Dental Implant | Dental Equiment | Main Location | 90212900 |  |  | CSM Implant | [8 empty] | 0 | 0 | 0 | 1 | 0 | [10 empty] | IM/CSM-ANGLED ABUTMENT HEX-I 4.5 * 4.5 * 15 CAA454515
IM03855 | Dental Implant-CSM-Angled Abutment HEX-I 4.5 * 4.5 * 20 Caa454520 |  |  | A Class | NOS | NOS | I-Inventory | O-Other |  | Consumables | Dental Implant | Dental Equiment | Main Location | 90212900 |  |  | CSM Implant | [8 empty] | 0 | 0 | 0 | 1 | 0 | [10 empty] | IM/CSM-ANGLED ABUTMENT HEX-I 4.5 * 4.5 * 20 CAA454520
IM03856 | Dental Implant-CSM-Angled Abutment HEX-I 5.5 * 1.5 * 15 Caa551515 |  |  | A Class | NOS | NOS | I-Inventory | O-Other |  | Consumables | Dental Implant | Dental Equiment | Main Location | 90212900 |  |  | CSM Implant | [8 empty] | 0 | 0 | 0 | 1 | 0 | [10 empty] | IM/CSM-ANGLED ABUTMENT HEX-I 5.5 * 1.5 * 15 CAA551515
IM03857 | Dental Implant-CSM-Angled Abutment HEX-I 5.5 * 1.5 * 20 Caa551520 |  |  | A Class | NOS | NOS | I-Inventory | O-Other |  | Consumables | Dental Implant | Dental Equiment | Main Location | 90212900 |  |  | CSM Implant | [8 empty] | 0 | 0 | 0 | 1 | 0 | [10 empty] | IM/CSM-ANGLED ABUTMENT HEX-I 5.5 * 1.5 * 20 CAA551520
IM03858 | Dental Implant-CSM-Angled Abutment HEX-I 5.5 * 2.5 * 15 Caa552515 |  |  | A Class | NOS | NOS | I-Inventory | O-Other |  | Consumables | Dental Implant | Dental Equiment | Main Location | 90212900 |  |  | CSM Implant | [8 empty] | 0 | 0 | 0 | 1 | 0 | [10 empty] | IM/CSM-ANGLED ABUTMENT HEX-I 5.5 * 2.5 * 15 CAA552515
IM03859 | Dental Implant-CSM-Angled Abutment HEX-I 5.5 * 2.5 * 20 Caa552520 |  |  | A Class | NOS | NOS | I-Inventory | O-Other |  | Consumables | Dental Implant | Dental Equiment | Main Location | 90212900 |  |  | CSM Implant | [8 empty] | 0 | 0 | 0 | 1 | 0 | [10 empty] | IM/CSM-ANGLED ABUTMENT HEX-I 5.5 * 2.5 * 20 CAA552520
IM03860 | Dental Implant-CSM-Angled Abutment HEX-I 5.5 * 3.5 * 15 Caa553515 |  |  | A Class | NOS | NOS | I-Inventory | O-Other |  | Consumables | Dental Implant | Dental Equiment | Main Location | 90212900 |  |  | CSM Implant | [8 empty] | 0 | 0 | 0 | 1 | 0 | [10 empty] | IM/CSM-ANGLED ABUTMENT HEX-I 5.5 * 3.5 * 15 CAA553515
IM03861 | Dental Implant-CSM-Angled Abutment HEX-I 5.5 * 3.5 * 20 Caa553520 |  |  | A Class | NOS | NOS | I-Inventory | O-Other |  | Consumables | Dental Implant | Dental Equiment | Main Location | 90212900 |  |  | CSM Implant | [8 empty] | 0 | 0 | 0 | 1 | 0 | [10 empty] | IM/CSM-ANGLED ABUTMENT HEX-I 5.5 * 3.5 * 20 CAA553520
IM03862 | Dental Implant-CSM-Angled Abutment HEX-I 5.5 * 4.5 * 15 Caa554515 |  |  | A Class | NOS | NOS | I-Inventory | O-Other |  | Consumables | Dental Implant | Dental Equiment | Main Location | 90212900 |  |  | CSM Implant | [8 empty] | 0 | 0 | 0 | 1 | 0 | [10 empty] | IM/CSM-ANGLED ABUTMENT HEX-I 5.5 * 4.5 * 15 CAA554515
IM03863 | Dental Implant-CSM-Angled Abutment HEX-I 5.5 * 4.5 * 20 Caa554520 |  |  | A Class | NOS | NOS | I-Inventory | O-Other |  | Consumables | Dental Implant | Dental Equiment | Main Location | 90212900 |  |  | CSM Implant | [8 empty] | 0 | 0 | 0 | 1 | 0 | [10 empty] | IM/CSM-ANGLED ABUTMENT HEX-I 5.5 * 4.5 * 20 CAA554520
IM03864 | Dental Implant-CSM-Angled Abutment HEX-II 4.5*1.0*20 Aa451020-21 |  |  | A Class | NOS | NOS | I-Inventory | O-Other |  | Consumables | Dental Implant | Dental Equiment | Main Location | 90212900 |  |  | CSM Implant | [8 empty] | 0 | 0 | 0 | 1 | 0 | [10 empty] | IM/CSM-ANGLED ABUTMENT HEX-II 4.5*1.0*20 AA451020-21
IM03865 | Dental Implant-CSM-Angled Abutment HEX-II 4.5*1.5*15 Aa451515-21 |  |  | A Class | NOS | NOS | I-Inventory | O-Other |  | Consumables | Dental Implant | Dental Equiment | Main Location | 90212900 |  |  | CSM Implant | [8 empty] | 0 | 0 | 0 | 1 | 0 | [10 empty] | IM/CSM-ANGLED ABUTMENT HEX-II 4.5*1.5*15 AA451515-21
IM03866 | Dental Implant-CSM-Angled Abutment HEX-II 4.5*1.5*20 Aa451520-21 |  |  | A Class | NOS | NOS | I-Inventory | O-Other |  | Consumables | Dental Implant | Dental Equiment | Main Location | 90212900 |  |  | CSM Implant | [8 empty] | 0 | 0 | 0 | 1 | 0 | [10 empty] | IM/CSM-ANGLED ABUTMENT HEX-II 4.5*1.5*20 AA451520-21
IM03867 | Dental Implant-CSM-Angled Abutment HEX-II 4.5*1.5*20 Aa451520-25 |  |  | A Class | NOS | NOS | I-Inventory | O-Other |  | Consumables | Dental Implant | Dental Equiment | Main Location | 90212900 |  |  | CSM Implant | [8 empty] | 0 | 0 | 0 | 1 | 0 | [10 empty] | IM/CSM-ANGLED ABUTMENT HEX-II 4.5*1.5*20 AA451520-25
IM03868 | Dental Implant-CSM-Angled Abutment HEX-II 4.5*3.5*15 Aa453515-21 |  |  | A Class | NOS | NOS | I-Inventory | O-Other |  | Consumables | Dental Implant | Dental Equiment | Main Location | 90212900 |  |  | CSM Implant | [8 empty] | 0 | 0 | 0 | 1 | 0 | [10 empty] | IM/CSM-ANGLED ABUTMENT HEX-II 4.5*3.5*15 AA453515-21
IM03869 | Dental Implant-CSM-Angled Abutment Non HEX 4.5 * 1.5 * 20 Caa451520N |  |  | A Class | NOS | NOS | I-Inventory | O-Other |  | Consumables | Dental Implant | Dental Equiment | Main Location | 90212900 |  |  | CSM Implant | [8 empty] | 0 | 0 | 0 | 1 | 0 | [10 empty] | IM/CSM-ANGLED ABUTMENT NON HEX 4.5 * 1.5 * 20 CAA451520N
IM03870 | Dental Implant-CSM-Angled Abutment Non HEX 4.5 * 2.5 * 15 Aa452515N-21 |  |  | A Class | NOS | NOS | I-Inventory | O-Other |  | Consumables | Dental Implant | Dental Equiment | Main Location | 90212900 |  |  | CSM Implant | [8 empty] | 0 | 0 | 0 | 1 | 0 | [10 empty] | IM/CSM-ANGLED ABUTMENT NON HEX 4.5 * 2.5 * 15 AA452515N-21
IM03871 | Dental Implant-CSM-Angled Abutment Non HEX 4.5 * 2.5 * 15 Caa452515N |  |  | A Class | NOS | NOS | I-Inventory | O-Other |  | Consumables | Dental Implant | Dental Equiment | Main Location | 90212900 |  |  | CSM Implant | [8 empty] | 0 | 0 | 0 | 1 | 0 | [10 empty] | IM/CSM-ANGLED ABUTMENT NON HEX 4.5 * 2.5 * 15 CAA452515N
IM03872 | Dental Implant-CSM-Ball Abutment 3.5 * 1.5 |  |  | A Class | NOS | NOS | I-Inventory | O-Other |  | Consumables | Dental Implant | Dental Equiment | Main Location | 90212900 |  |  | CSM Implant | [8 empty] | 0 | 0 | 0 | 1 | 0 | [10 empty] | IM/CSM-BALL ABUTMENT 3.5 * 1.5
IM03873 | Dental Implant-CSM-Ball Abutment 3.5 * 2.5 |  |  | A Class | NOS | NOS | I-Inventory | O-Other |  | Consumables | Dental Implant | Dental Equiment | Main Location | 90212900 |  |  | CSM Implant | [8 empty] | 0 | 0 | 0 | 1 | 0 | [10 empty] | IM/CSM-BALL ABUTMENT 3.5 * 2.5
IM03874 | Dental Implant-CSM-Ball Abutment 3.5 * 3.5 |  |  | A Class | NOS | NOS | I-Inventory | O-Other |  | Consumables | Dental Implant | Dental Equiment | Main Location | 90212900 |  |  | CSM Implant | [8 empty] | 0 | 0 | 0 | 1 | 0 | [10 empty] | IM/CSM-BALL ABUTMENT 3.5 * 3.5
IM03875 | Dental Implant-CSM-Ball Abutment 4.5 * 1.5 |  |  | A Class | NOS | NOS | I-Inventory | O-Other |  | Consumables | Dental Implant | Dental Equiment | Main Location | 90212900 |  |  | CSM Implant | [8 empty] | 0 | 0 | 0 | 1 | 0 | [10 empty] | IM/CSM-BALL ABUTMENT 4.5 * 1.5
IM03876 | Dental Implant-CSM-Ball Abutment 4.5 * 2.5 |  |  | A Class | NOS | NOS | I-Inventory | O-Other |  | Consumables | Dental Implant | Dental Equiment | Main Location | 90212900 |  |  | CSM Implant | [8 empty] | 0 | 0 | 0 | 1 | 0 | [10 empty] | IM/CSM-BALL ABUTMENT 4.5 * 2.5
IM03877 | Dental Implant-CSM-Ball Abutment 4.5 * 3.5 |  |  | A Class | NOS | NOS | I-Inventory | O-Other |  | Consumables | Dental Implant | Dental Equiment | Main Location | 90212900 |  |  | CSM Implant | [8 empty] | 0 | 0 | 0 | 1 | 0 | [10 empty] | IM/CSM-BALL ABUTMENT 4.5 * 3.5
IM03878 | Dental Implant-CSM-Ball Abutment 4.5 * 4.5 |  |  | A Class | NOS | NOS | I-Inventory | O-Other |  | Consumables | Dental Implant | Dental Equiment | Main Location | 90212900 |  |  | CSM Implant | [8 empty] | 0 | 0 | 0 | 1 | 0 | [10 empty] | IM/CSM-BALL ABUTMENT 4.5 * 4.5
IM03879 | Dental Implant-CSM-Ball Abutment Cap-I |  |  | A Class | NOS | NOS | I-Inventory | O-Other |  | Consumables | Dental Implant | Dental Equiment | Main Location | 90212900 |  |  | CSM Implant | [8 empty] | 0 | 0 | 0 | 1 | 0 | [10 empty] | IM/CSM-BALL ABUTMENT CAP-I
IM03880 | Dental Implant-CSM-Ball Abutment Drive |  |  | A Class | NOS | NOS | I-Inventory | O-Other |  | Consumables | Dental Implant | Dental Equiment | Main Location | 90212900 |  |  | CSM Implant | [8 empty] | 0 | 0 | 0 | 1 | 0 | [10 empty] | IM/CSM-BALL ABUTMENT DRIVE
IM03881 | Dental Implant-CSM-Cr Co Ucla Plastic Abutment-Ii 4.5*1.0 Cr.Ua4510-21 |  |  | A Class | NOS | NOS | I-Inventory | O-Other |  | Consumables | Dental Implant | Dental Equiment | Main Location | 90212900 |  |  | CSM Implant | [8 empty] | 0 | 0 | 0 | 1 | 0 | [10 empty] | IM/CSM-CR CO UCLA PLASTIC ABUTMENT-II 4.5*1.0 CR.UA4510-21
IM03882 | Dental Implant-CSM-Cr. Co Ucla Abutment Non-HEX |  |  | A Class | NOS | NOS | I-Inventory | O-Other |  | Consumables | Dental Implant | Dental Equiment | Main Location | 90212900 |  |  | CSM Implant | [8 empty] | 0 | 0 | 0 | 1 | 0 | [10 empty] | IM/CSM-CR. CO UCLA ABUTMENT NON-HEX
IM03883 | Dental Implant-CSM-Fixture Analogue 3.8 * 12 Can38 |  |  | A Class | NOS | NOS | I-Inventory | O-Other |  | Consumables | Dental Implant | Dental Equiment | Main Location | 90212900 |  |  | CSM Implant | [8 empty] | 0 | 0 | 0 | 1 | 0 | [10 empty] | IM/CSM-FIXTURE ANALOGUE 3.8 * 12 CAN38
IM03884 | Dental Implant-CSM-Fixture Analogue-Ii HEX 3.5*12 Fa35-21 |  |  | A Class | NOS | NOS | I-Inventory | O-Other |  | Consumables | Dental Implant | Dental Equiment | Main Location | 90212900 |  |  | CSM Implant | [8 empty] | 0 | 0 | 0 | 1 | 0 | [10 empty] | IM/CSM-FIXTURE ANALOGUE-II HEX 3.5*12 FA35-21
IM03885 | Dental Implant-CSM-Fixture Analogue-Ii HEX 4.5*12 Fa45-25 |  |  | A Class | NOS | NOS | I-Inventory | O-Other |  | Consumables | Dental Implant | Dental Equiment | Main Location | 90212900 |  |  | CSM Implant | [8 empty] | 0 | 0 | 0 | 1 | 0 | [10 empty] | IM/CSM-FIXTURE ANALOGUE-II HEX 4.5*12 FA45-25
IM03886 | Dental Implant-CSM-Full 3 Basic Surgical Kit Sk3 |  |  | A Class | NOS | NOS | I-Inventory | O-Other |  | Consumables | Dental Implant | Dental Equiment | Main Location | 90212900 |  |  | CSM Implant | [8 empty] | 0 | 0 | 0 | 1 | 0 | [10 empty] | IM/CSM-FULL 3 BASIC SURGICAL KIT SK3
IM03887 | Dental Implant-CSM-Healing Abutment I 4.0 * 3.5 Cha4035 |  |  | A Class | NOS | NOS | I-Inventory | O-Other |  | Consumables | Dental Implant | Dental Equiment | Main Location | 90212900 |  |  | CSM Implant | [8 empty] | 0 | 0 | 0 | 1 | 0 | [10 empty] | IM/CSM-HEALING ABUTMENT I 4.0 * 3.5 CHA4035
IM03888 | Dental Implant-CSM-Healing Abutment-I 4.0 * 1.5 Cha4015 |  |  | A Class | NOS | NOS | I-Inventory | O-Other |  | Consumables | Dental Implant | Dental Equiment | Main Location | 90212900 |  |  | CSM Implant | [8 empty] | 0 | 0 | 0 | 1 | 0 | [10 empty] | IM/CSM-HEALING ABUTMENT-I 4.0 * 1.5 CHA4015
IM03889 | Dental Implant-CSM-Healing Abutment-I 4.0 * 2.5 Cha4025 |  |  | A Class | NOS | NOS | I-Inventory | O-Other |  | Consumables | Dental Implant | Dental Equiment | Main Location | 90212900 |  |  | CSM Implant | [8 empty] | 0 | 0 | 0 | 1 | 0 | [10 empty] | IM/CSM-HEALING ABUTMENT-I 4.0 * 2.5 CHA4025
IM03890 | Dental Implant-CSM-Healing Abutment-I 4.0 * 4.5 Cha4045 |  |  | A Class | NOS | NOS | I-Inventory | O-Other |  | Consumables | Dental Implant | Dental Equiment | Main Location | 90212900 |  |  | CSM Implant | [8 empty] | 0 | 0 | 0 | 1 | 0 | [10 empty] | IM/CSM-HEALING ABUTMENT-I 4.0 * 4.5 CHA4045
IM03891 | Dental Implant-CSM-Healing Abutment-I 4.5 * 1.5 Cha4515 |  |  | A Class | NOS | NOS | I-Inventory | O-Other |  | Consumables | Dental Implant | Dental Equiment | Main Location | 90212900 |  |  | CSM Implant | [8 empty] | 0 | 0 | 0 | 1 | 0 | [10 empty] | IM/CSM-HEALING ABUTMENT-I 4.5 * 1.5 CHA4515
IM03892 | Dental Implant-CSM-Healing Abutment-I 4.5 * 2.5 Cha4525 |  |  | A Class | NOS | NOS | I-Inventory | O-Other |  | Consumables | Dental Implant | Dental Equiment | Main Location | 90212900 |  |  | CSM Implant | [8 empty] | 0 | 0 | 0 | 1 | 0 | [10 empty] | IM/CSM-HEALING ABUTMENT-I 4.5 * 2.5 CHA4525
IM03893 | Dental Implant-CSM-Healing Abutment-I 4.5 * 3.5 Cha4535 |  |  | A Class | NOS | NOS | I-Inventory | O-Other |  | Consumables | Dental Implant | Dental Equiment | Main Location | 90212900 |  |  | CSM Implant | [8 empty] | 0 | 0 | 0 | 1 | 0 | [10 empty] | IM/CSM-HEALING ABUTMENT-I 4.5 * 3.5 CHA4535
IM03894 | Dental Implant-CSM-Healing Abutment-I 4.5 * 4.5 Cha4545 |  |  | A Class | NOS | NOS | I-Inventory | O-Other |  | Consumables | Dental Implant | Dental Equiment | Main Location | 90212900 |  |  | CSM Implant | [8 empty] | 0 | 0 | 0 | 1 | 0 | [10 empty] | IM/CSM-HEALING ABUTMENT-I 4.5 * 4.5 CHA4545
IM03895 | Dental Implant-CSM-Healing Abutment-I 5.5 * 1.5 Cha5515 |  |  | A Class | NOS | NOS | I-Inventory | O-Other |  | Consumables | Dental Implant | Dental Equiment | Main Location | 90212900 |  |  | CSM Implant | [8 empty] | 0 | 0 | 0 | 1 | 0 | [10 empty] | IM/CSM-HEALING ABUTMENT-I 5.5 * 1.5 CHA5515
IM03896 | Dental Implant-CSM-Healing Abutment-I 5.5 * 2.5 Cha5525 |  |  | A Class | NOS | NOS | I-Inventory | O-Other |  | Consumables | Dental Implant | Dental Equiment | Main Location | 90212900 |  |  | CSM Implant | [8 empty] | 0 | 0 | 0 | 1 | 0 | [10 empty] | IM/CSM-HEALING ABUTMENT-I 5.5 * 2.5 CHA5525
IM03897 | Dental Implant-CSM-Healing Abutment-I 5.5 * 3.5 Cha5535 |  |  | A Class | NOS | NOS | I-Inventory | O-Other |  | Consumables | Dental Implant | Dental Equiment | Main Location | 90212900 |  |  | CSM Implant | [8 empty] | 0 | 0 | 0 | 1 | 0 | [10 empty] | IM/CSM-HEALING ABUTMENT-I 5.5 * 3.5 CHA5535
IM03898 | Dental Implant-CSM-Healing Abutment-I 6.5 * 1.5 Cha6515 |  |  | A Class | NOS | NOS | I-Inventory | O-Other |  | Consumables | Dental Implant | Dental Equiment | Main Location | 90212900 |  |  | CSM Implant | [8 empty] | 0 | 0 | 0 | 1 | 0 | [10 empty] | IM/CSM-HEALING ABUTMENT-I 6.5 * 1.5 CHA6515
IM03899 | Dental Implant-CSM-Healing Abutment-I 6.5 * 2.5 Cha6525 |  |  | A Class | NOS | NOS | I-Inventory | O-Other |  | Consumables | Dental Implant | Dental Equiment | Main Location | 90212900 |  |  | CSM Implant | [8 empty] | 0 | 0 | 0 | 1 | 0 | [10 empty] | IM/CSM-HEALING ABUTMENT-I 6.5 * 2.5 CHA6525
IM03900 | Dental Implant-CSM-Healing Abutment-I 6.5 * 3.5 Cha6535 |  |  | A Class | NOS | NOS | I-Inventory | O-Other |  | Consumables | Dental Implant | Dental Equiment | Main Location | 90212900 |  |  | CSM Implant | [8 empty] | 0 | 0 | 0 | 1 | 0 | [10 empty] | IM/CSM-HEALING ABUTMENT-I 6.5 * 3.5 CHA6535
IM03901 | Dental Implant-CSM-HEX Cementation Abutment-I 4.0 * 2.5 Ccea4025 |  |  | A Class | NOS | NOS | I-Inventory | O-Other |  | Consumables | Dental Implant | Dental Equiment | Main Location | 90212900 |  |  | CSM Implant | [8 empty] | 0 | 0 | 0 | 1 | 0 | [10 empty] | IM/CSM-HEX CEMENTATION ABUTMENT-I 4.0 * 2.5 CCEA4025
IM03902 | Dental Implant-CSM-HEX Cementation Abutment-I 4.0 * 3.5Ccea4035 |  |  | A Class | NOS | NOS | I-Inventory | O-Other |  | Consumables | Dental Implant | Dental Equiment | Main Location | 90212900 |  |  | CSM Implant | [8 empty] | 0 | 0 | 0 | 1 | 0 | [10 empty] | IM/CSM-HEX CEMENTATION ABUTMENT-I 4.0 * 3.5CCEA4035
IM03903 | Dental Implant-CSM-HEX Cementation Abutment-I 4.5 * 1.5 Ccea4515 |  |  | A Class | NOS | NOS | I-Inventory | O-Other |  | Consumables | Dental Implant | Dental Equiment | Main Location | 90212900 |  |  | CSM Implant | [8 empty] | 0 | 0 | 0 | 1 | 0 | [10 empty] | IM/CSM-HEX CEMENTATION ABUTMENT-I 4.5 * 1.5 CCEA4515
IM03904 | Dental Implant-CSM-HEX Cementation Abutment-I 4.5 * 2.5 Ccea4525 |  |  | A Class | NOS | NOS | I-Inventory | O-Other |  | Consumables | Dental Implant | Dental Equiment | Main Location | 90212900 |  |  | CSM Implant | [8 empty] | 0 | 0 | 0 | 1 | 0 | [10 empty] | IM/CSM-HEX CEMENTATION ABUTMENT-I 4.5 * 2.5 CCEA4525
IM03905 | Dental Implant-CSM-HEX Cementation Abutment-I 6.5 * 1.5Ccea6515 |  |  | A Class | NOS | NOS | I-Inventory | O-Other |  | Consumables | Dental Implant | Dental Equiment | Main Location | 90212900 |  |  | CSM Implant | [8 empty] | 0 | 0 | 0 | 1 | 0 | [10 empty] | IM/CSM-HEX CEMENTATION ABUTMENT-I 6.5 * 1.5CCEA6515
IM03906 | Dental Implant-CSM-HEX Cementation Abutment-I 6.5 * 2.5Ccea6525 |  |  | A Class | NOS | NOS | I-Inventory | O-Other |  | Consumables | Dental Implant | Dental Equiment | Main Location | 90212900 |  |  | CSM Implant | [8 empty] | 0 | 0 | 0 | 1 | 0 | [10 empty] | IM/CSM-HEX CEMENTATION ABUTMENT-I 6.5 * 2.5CCEA6525
IM03907 | Dental Implant-CSM-HEX Cementation Abutment-I 6.5 * 3.5Ccea6535 |  |  | A Class | NOS | NOS | I-Inventory | O-Other |  | Consumables | Dental Implant | Dental Equiment | Main Location | 90212900 |  |  | CSM Implant | [8 empty] | 0 | 0 | 0 | 1 | 0 | [10 empty] | IM/CSM-HEX CEMENTATION ABUTMENT-I 6.5 * 3.5CCEA6535
IM03908 | Dental Implant-CSM-HEX Cementation Abutment-Ii 4.5 * 1.5 Ca4515-21 |  |  | A Class | NOS | NOS | I-Inventory | O-Other |  | Consumables | Dental Implant | Dental Equiment | Main Location | 90212900 |  |  | CSM Implant | [8 empty] | 0 | 0 | 0 | 1 | 0 | [10 empty] | IM/CSM-HEX CEMENTATION ABUTMENT-II 4.5 * 1.5 CA4515-21
IM03909 | Dental Implant-CSM-HEX Cementation Abutment-Ii 4.5 * 1.5 Ca4515-25 |  |  | A Class | NOS | NOS | I-Inventory | O-Other |  | Consumables | Dental Implant | Dental Equiment | Main Location | 90212900 |  |  | CSM Implant | [8 empty] | 0 | 0 | 0 | 1 | 0 | [10 empty] | IM/CSM-HEX CEMENTATION ABUTMENT-II 4.5 * 1.5 CA4515-25
IM03910 | Dental Implant-CSM-Implant 3.8 * 10 Yellow C3Fn10 |  |  | A Class | NOS | NOS | I-Inventory | O-Other |  | Consumables | Dental Implant | Dental Equiment | Main Location | 90212900 |  |  | CSM Implant | [8 empty] | 0 | 0 | 0 | 1 | 0 | [10 empty] | IM/CSM-IMPLANT 3.8 * 10 YELLOW C3FN10
IM03911 | Dental Implant-CSM-Implant 3.8 * 12 Yellow C3Fn12 |  |  | A Class | NOS | NOS | I-Inventory | O-Other |  | Consumables | Dental Implant | Dental Equiment | Main Location | 90212900 |  |  | CSM Implant | [8 empty] | 0 | 0 | 0 | 1 | 0 | [10 empty] | IM/CSM-IMPLANT 3.8 * 12 YELLOW C3FN12
IM03912 | Dental Implant-CSM-Implant 3.8 * 8 Yellow C3Fn08 |  |  | A Class | NOS | NOS | I-Inventory | O-Other |  | Consumables | Dental Implant | Dental Equiment | Main Location | 90212900 |  |  | CSM Implant | [8 empty] | 0 | 0 | 0 | 1 | 0 | [10 empty] | IM/CSM-IMPLANT 3.8 * 8 YELLOW C3FN08
IM03913 | Dental Implant-CSM-Implant 4.2 * 10 Purple C3Fm10 |  |  | A Class | NOS | NOS | I-Inventory | O-Other |  | Consumables | Dental Implant | Dental Equiment | Main Location | 90212900 |  |  | CSM Implant | [8 empty] | 0 | 0 | 0 | 1 | 0 | [10 empty] | IM/CSM-IMPLANT 4.2 * 10 PURPLE C3FM10
IM03914 | Dental Implant-CSM-Implant 4.2 * 12 Purple C3Fm12 |  |  | A Class | NOS | NOS | I-Inventory | O-Other |  | Consumables | Dental Implant | Dental Equiment | Main Location | 90212900 |  |  | CSM Implant | [8 empty] | 0 | 0 | 0 | 1 | 0 | [10 empty] | IM/CSM-IMPLANT 4.2 * 12 PURPLE C3FM12
IM03915 | Dental Implant-CSM-Implant 4.2 * 12 Purple C3Fm12 |  |  | A Class | NOS | NOS | I-Inventory | O-Other |  | Consumables | Dental Implant | Dental Equiment | Main Location | 90212900 |  |  | CSM Implant | [8 empty] | 0 | 0 | 0 | 1 | 0 | [10 empty] | IM/CSM-IMPLANT 4.2 * 12 PURPLE C3FM12
IM03916 | Dental Implant-CSM-Implant 4.2 * 14 Purple C3Fm14 |  |  | A Class | NOS | NOS | I-Inventory | O-Other |  | Consumables | Dental Implant | Dental Equiment | Main Location | 90212900 |  |  | CSM Implant | [8 empty] | 0 | 0 | 0 | 1 | 0 | [10 empty] | IM/CSM-IMPLANT 4.2 * 14 PURPLE C3FM14
IM03917 | Dental Implant-CSM-Implant 4.2 * 8 Purple C3Fm08 |  |  | A Class | NOS | NOS | I-Inventory | O-Other |  | Consumables | Dental Implant | Dental Equiment | Main Location | 90212900 |  |  | CSM Implant | [8 empty] | 0 | 0 | 0 | 1 | 0 | [10 empty] | IM/CSM-IMPLANT 4.2 * 8 PURPLE C3FM08
IM03918 | Dental Implant-CSM-Implant 4.6 * 10 Red C3Fr10 |  |  | A Class | NOS | NOS | I-Inventory | O-Other |  | Consumables | Dental Implant | Dental Equiment | Main Location | 90212900 |  |  | CSM Implant | [8 empty] | 0 | 0 | 0 | 1 | 0 | [10 empty] | IM/CSM-IMPLANT 4.6 * 10 RED C3FR10
IM03919 | Dental Implant-CSM-Implant 4.6 * 12 Red C3Fr12 |  |  | A Class | NOS | NOS | I-Inventory | O-Other |  | Consumables | Dental Implant | Dental Equiment | Main Location | 90212900 |  |  | CSM Implant | [8 empty] | 0 | 0 | 0 | 1 | 0 | [10 empty] | IM/CSM-IMPLANT 4.6 * 12 RED C3FR12
IM03920 | Dental Implant-CSM-Implant 4.6 * 14 Red C3Fr14 |  |  | A Class | NOS | NOS | I-Inventory | O-Other |  | Consumables | Dental Implant | Dental Equiment | Main Location | 90212900 |  |  | CSM Implant | [8 empty] | 0 | 0 | 0 | 1 | 0 | [10 empty] | IM/CSM-IMPLANT 4.6 * 14 RED C3FR14
IM03921 | Dental Implant-CSM-Implant 4.6 * 8 Red C3Fr08 |  |  | A Class | NOS | NOS | I-Inventory | O-Other |  | Consumables | Dental Implant | Dental Equiment | Main Location | 90212900 |  |  | CSM Implant | [8 empty] | 0 | 0 | 0 | 1 | 0 | [10 empty] | IM/CSM-IMPLANT 4.6 * 8 RED C3FR08
IM03922 | Dental Implant-CSM-Implant 5.3 * 10 Green C3Fw10 |  |  | A Class | NOS | NOS | I-Inventory | O-Other |  | Consumables | Dental Implant | Dental Equiment | Main Location | 90212900 |  |  | CSM Implant | [8 empty] | 0 | 0 | 0 | 1 | 0 | [10 empty] | IM/CSM-IMPLANT 5.3 * 10 GREEN C3FW10
IM03923 | Dental Implant-CSM-Implant 5.3 * 12 Green C3Fw12 |  |  | A Class | NOS | NOS | I-Inventory | O-Other |  | Consumables | Dental Implant | Dental Equiment | Main Location | 90212900 |  |  | CSM Implant | [8 empty] | 0 | 0 | 0 | 1 | 0 | [10 empty] | IM/CSM-IMPLANT 5.3 * 12 GREEN C3FW12
IM03924 | Dental Implant-CSM-Implant 5.3 * 14 Green C3Fw14 |  |  | A Class | NOS | NOS | I-Inventory | O-Other |  | Consumables | Dental Implant | Dental Equiment | Main Location | 90212900 |  |  | CSM Implant | [8 empty] | 0 | 0 | 0 | 1 | 0 | [10 empty] | IM/CSM-IMPLANT 5.3 * 14 GREEN C3FW14
IM03925 | Dental Implant-CSM-Implant 5.3 * 8 Green C3Fw08 |  |  | A Class | NOS | NOS | I-Inventory | O-Other |  | Consumables | Dental Implant | Dental Equiment | Main Location | 90212900 |  |  | CSM Implant | [8 empty] | 0 | 0 | 0 | 1 | 0 | [10 empty] | IM/CSM-IMPLANT 5.3 * 8 GREEN C3FW08
IM03926 | Dental Implant-CSM-Impression Coping 4.5 * 1.5 (Close Tray) |  |  | A Class | NOS | NOS | I-Inventory | O-Other |  | Consumables | Dental Implant | Dental Equiment | Main Location | 90212900 |  |  | CSM Implant | [8 empty] | 0 | 0 | 0 | 1 | 0 | [10 empty] | IM/CSM-IMPRESSION COPING 4.5 * 1.5 (CLOSE TRAY)
IM03927 | Dental Implant-CSM-Impression Coping 45*1.5-21 (Transfer) Cit4515-21 |  |  | A Class | NOS | NOS | I-Inventory | O-Other |  | Consumables | Dental Implant | Dental Equiment | Main Location | 90212900 |  |  | CSM Implant | [8 empty] | 0 | 0 | 0 | 1 | 0 | [10 empty] | IM/CSM-IMPRESSION COPING 45*1.5-21 (TRANSFER) CIT4515-21
IM03928 | Dental Implant-CSM-Impression Coping 5.5*1.5 (Transfer) Cit5515 |  |  | A Class | NOS | NOS | I-Inventory | O-Other |  | Consumables | Dental Implant | Dental Equiment | Main Location | 90212900 |  |  | CSM Implant | [8 empty] | 0 | 0 | 0 | 1 | 0 | [10 empty] | IM/CSM-IMPRESSION COPING 5.5*1.5 (TRANSFER) CIT5515
IM03929 | Dental Implant-CSM-Impression Coping 5.5*2.5 (Transfer) Cit5525 |  |  | A Class | NOS | NOS | I-Inventory | O-Other |  | Consumables | Dental Implant | Dental Equiment | Main Location | 90212900 |  |  | CSM Implant | [8 empty] | 0 | 0 | 0 | 1 | 0 | [10 empty] | IM/CSM-IMPRESSION COPING 5.5*2.5 (TRANSFER) CIT5525
IM03930 | Dental Implant-CSM-Impression Coping 5.5*3.5 (Transfer) Cit5535 |  |  | A Class | NOS | NOS | I-Inventory | O-Other |  | Consumables | Dental Implant | Dental Equiment | Main Location | 90212900 |  |  | CSM Implant | [8 empty] | 0 | 0 | 0 | 1 | 0 | [10 empty] | IM/CSM-IMPRESSION COPING 5.5*3.5 (TRANSFER) CIT5535
IM03931 | Dental Implant-CSM-Impression Coping 6.5*1.5 (Transfer) Cit6515 |  |  | A Class | NOS | NOS | I-Inventory | O-Other |  | Consumables | Dental Implant | Dental Equiment | Main Location | 90212900 |  |  | CSM Implant | [8 empty] | 0 | 0 | 0 | 1 | 0 | [10 empty] | IM/CSM-IMPRESSION COPING 6.5*1.5 (TRANSFER) CIT6515
IM03932 | Dental Implant-CSM-Impression Coping 6.5*3.5 (Transfer) Cit6535 |  |  | A Class | NOS | NOS | I-Inventory | O-Other |  | Consumables | Dental Implant | Dental Equiment | Main Location | 90212900 |  |  | CSM Implant | [8 empty] | 0 | 0 | 0 | 1 | 0 | [10 empty] | IM/CSM-IMPRESSION COPING 6.5*3.5 (TRANSFER) CIT6535
IM03933 | Dental Implant-CSM-Impression Coping-I 4.0 * 1.5 (Open Tray) Cip4015 |  |  | A Class | NOS | NOS | I-Inventory | O-Other |  | Consumables | Dental Implant | Dental Equiment | Main Location | 90212900 |  |  | CSM Implant | [8 empty] | 0 | 0 | 0 | 1 | 0 | [10 empty] | IM/CSM-IMPRESSION COPING-I 4.0 * 1.5 (OPEN TRAY) CIP4015
IM03934 | Dental Implant-CSM-Impression Coping-I 4.0 * 2.5 (Open Tray) Cip4025 |  |  | A Class | NOS | NOS | I-Inventory | O-Other |  | Consumables | Dental Implant | Dental Equiment | Main Location | 90212900 |  |  | CSM Implant | [8 empty] | 0 | 0 | 0 | 1 | 0 | [10 empty] | IM/CSM-IMPRESSION COPING-I 4.0 * 2.5 (OPEN TRAY) CIP4025
IM03935 | Dental Implant-CSM-Impression Coping-I 4.5 * 1.5 (Open Tray) Cip4515 |  |  | A Class | NOS | NOS | I-Inventory | O-Other |  | Consumables | Dental Implant | Dental Equiment | Main Location | 90212900 |  |  | CSM Implant | [8 empty] | 0 | 0 | 0 | 1 | 0 | [10 empty] | IM/CSM-IMPRESSION COPING-I 4.5 * 1.5 (OPEN TRAY) CIP4515
IM03936 | Dental Implant-CSM-Impression Coping-I 4.5 * 2.5 (Open Tray) Cip4525 |  |  | A Class | NOS | NOS | I-Inventory | O-Other |  | Consumables | Dental Implant | Dental Equiment | Main Location | 90212900 |  |  | CSM Implant | [8 empty] | 0 | 0 | 0 | 1 | 0 | [10 empty] | IM/CSM-IMPRESSION COPING-I 4.5 * 2.5 (OPEN TRAY) CIP4525
IM03937 | Dental Implant-CSM-Impression Coping-I 4.5 * 3.5 (Open Tray) Cip4535 |  |  | A Class | NOS | NOS | I-Inventory | O-Other |  | Consumables | Dental Implant | Dental Equiment | Main Location | 90212900 |  |  | CSM Implant | [8 empty] | 0 | 0 | 0 | 1 | 0 | [10 empty] | IM/CSM-IMPRESSION COPING-I 4.5 * 3.5 (OPEN TRAY) CIP4535
IM03938 | Dental Implant-CSM-Impression Coping-I 5.5 * 1.5 (Open Tray) Cip5515 |  |  | A Class | NOS | NOS | I-Inventory | O-Other |  | Consumables | Dental Implant | Dental Equiment | Main Location | 90212900 |  |  | CSM Implant | [8 empty] | 0 | 0 | 0 | 1 | 0 | [10 empty] | IM/CSM-IMPRESSION COPING-I 5.5 * 1.5 (OPEN TRAY) CIP5515
IM03939 | Dental Implant-CSM-Impression Coping-I 5.5 * 2.5 (Open Tray) Cip5525 |  |  | A Class | NOS | NOS | I-Inventory | O-Other |  | Consumables | Dental Implant | Dental Equiment | Main Location | 90212900 |  |  | CSM Implant | [8 empty] | 0 | 0 | 0 | 1 | 0 | [10 empty] | IM/CSM-IMPRESSION COPING-I 5.5 * 2.5 (OPEN TRAY) CIP5525
IM03940 | Dental Implant-CSM-Impression Coping-I 5.5 * 3.5 (Open Tray) Cip5535 |  |  | A Class | NOS | NOS | I-Inventory | O-Other |  | Consumables | Dental Implant | Dental Equiment | Main Location | 90212900 |  |  | CSM Implant | [8 empty] | 0 | 0 | 0 | 1 | 0 | [10 empty] | IM/CSM-IMPRESSION COPING-I 5.5 * 3.5 (OPEN TRAY) CIP5535
IM03941 | Dental Implant-CSM-Impression Coping-I 6.5 * 1.5 (Open Tray) Cip6515 |  |  | A Class | NOS | NOS | I-Inventory | O-Other |  | Consumables | Dental Implant | Dental Equiment | Main Location | 90212900 |  |  | CSM Implant | [8 empty] | 0 | 0 | 0 | 1 | 0 | [10 empty] | IM/CSM-IMPRESSION COPING-I 6.5 * 1.5 (OPEN TRAY) CIP6515
IM03942 | Dental Implant-CSM-Impression Coping-I 6.5 * 2.5 (Open Tray) Cip6525 |  |  | A Class | NOS | NOS | I-Inventory | O-Other |  | Consumables | Dental Implant | Dental Equiment | Main Location | 90212900 |  |  | CSM Implant | [8 empty] | 0 | 0 | 0 | 1 | 0 | [10 empty] | IM/CSM-IMPRESSION COPING-I 6.5 * 2.5 (OPEN TRAY) CIP6525
IM03943 | Dental Implant-CSM-Impression Coping-I 6.5 * 3.5 (Open Tray) Cip6535 |  |  | A Class | NOS | NOS | I-Inventory | O-Other |  | Consumables | Dental Implant | Dental Equiment | Main Location | 90212900 |  |  | CSM Implant | [8 empty] | 0 | 0 | 0 | 1 | 0 | [10 empty] | IM/CSM-IMPRESSION COPING-I 6.5 * 3.5 (OPEN TRAY) CIP6535
IM03944 | Dental Implant-CSM-Impression Coping-Ii HEX 4.5*1.5 (Pick Up) Icp4515-21 |  |  | A Class | NOS | NOS | I-Inventory | O-Other |  | Consumables | Dental Implant | Dental Equiment | Main Location | 90212900 |  |  | CSM Implant | [8 empty] | 0 | 0 | 0 | 1 | 0 | [10 empty] | IM/CSM-IMPRESSION COPING-II HEX 4.5*1.5 (PICK UP) ICP4515-21
IM03945 | Dental Implant-CSM-Impression Coping-Ii HEX 4.5*1.5 (Transfer) Ict4515-21 |  |  | A Class | NOS | NOS | I-Inventory | O-Other |  | Consumables | Dental Implant | Dental Equiment | Main Location | 90212900 |  |  | CSM Implant | [8 empty] | 0 | 0 | 0 | 1 | 0 | [10 empty] | IM/CSM-IMPRESSION COPING-II HEX 4.5*1.5 (TRANSFER) ICT4515-21
IM03946 | Dental Implant-CSM-Impression Coping-Ii HEX 4.5*1.5 (Transfer) Ict4515-21 |  |  | A Class | NOS | NOS | I-Inventory | O-Other |  | Consumables | Dental Implant | Dental Equiment | Main Location | 90212900 |  |  | CSM Implant | [8 empty] | 0 | 0 | 0 | 1 | 0 | [10 empty] | IM/CSM-IMPRESSION COPING-II HEX 4.5*1.5 (TRANSFER) ICT4515-21
IM03947 | Dental Implant-CSM-Impression Coping-Ii HEX 4.5*1.5 (Transfer) Ict4515-25 |  |  | A Class | NOS | NOS | I-Inventory | O-Other |  | Consumables | Dental Implant | Dental Equiment | Main Location | 90212900 |  |  | CSM Implant | [8 empty] | 0 | 0 | 0 | 1 | 0 | [10 empty] | IM/CSM-IMPRESSION COPING-II HEX 4.5*1.5 (TRANSFER) ICT4515-25
IM03948 | Dental Implant-CSM-Impression Coping-Ii HEX 4.5*2.5 (Transfer) Ict4525-21 |  |  | A Class | NOS | NOS | I-Inventory | O-Other |  | Consumables | Dental Implant | Dental Equiment | Main Location | 90212900 |  |  | CSM Implant | [8 empty] | 0 | 0 | 0 | 1 | 0 | [10 empty] | IM/CSM-IMPRESSION COPING-II HEX 4.5*2.5 (TRANSFER) ICT4525-21
IM03949 | Dental Implant-CSM-Impression Coping-Ii HEX 4.5*3.5 (Transfer) Ict4535-21 |  |  | A Class | NOS | NOS | I-Inventory | O-Other |  | Consumables | Dental Implant | Dental Equiment | Main Location | 90212900 |  |  | CSM Implant | [8 empty] | 0 | 0 | 0 | 1 | 0 | [10 empty] | IM/CSM-IMPRESSION COPING-II HEX 4.5*3.5 (TRANSFER) ICT4535-21
IM03950 | Dental Implant-CSM-Impression Coping-Ii HEX 4.5*3.5 (Transfer) Ict4535-25 |  |  | A Class | NOS | NOS | I-Inventory | O-Other |  | Consumables | Dental Implant | Dental Equiment | Main Location | 90212900 |  |  | CSM Implant | [8 empty] | 0 | 0 | 0 | 1 | 0 | [10 empty] | IM/CSM-IMPRESSION COPING-II HEX 4.5*3.5 (TRANSFER) ICT4535-25
IM03951 | Dental Implant-CSM-Milling Abutment Cma45 |  |  | A Class | NOS | NOS | I-Inventory | O-Other |  | Consumables | Dental Implant | Dental Equiment | Main Location | 90212900 |  |  | CSM Implant | [8 empty] | 0 | 0 | 0 | 1 | 0 | [10 empty] | IM/CSM-MILLING ABUTMENT CMA45
IM03952 | Dental Implant-CSM-Plastic Ucla Abutment Non-HEX/Cuapn |  |  | A Class | NOS | NOS | I-Inventory | O-Other |  | Consumables | Dental Implant | Dental Equiment | Main Location | 90212900 |  |  | CSM Implant | [8 empty] | 0 | 0 | 0 | 1 | 0 | [10 empty] | CSM/IM/PLASTIC UCLA ABUTMENT NON-HEX/CUAPN
IM03953 | Dental Implant-CSM-Mountless Driver/Mdh14*25 |  |  | A Class | NOS | NOS | I-Inventory | O-Other |  | Consumables | Dental Implant | Dental Equiment | Main Location | 90212900 |  |  | CSM Implant | [8 empty] | 0 | 0 | 0 | 1 | 0 | [10 empty] | IM/CSM/AC/MOUNTLESS DRIVER/MDH14*25
IM03954 | Dental Implant-CSM-Stopper/Ss08 |  |  | A Class | NOS | NOS | I-Inventory | O-Other |  | Consumables | Dental Implant | Dental Equiment | Main Location | 90212900 |  |  | CSM Implant | [8 empty] | 0 | 0 | 0 | 1 | 0 | [10 empty] | IM/CSM/AC/STOPPER/SS08
IM03955 | Dental Implant-CSM-Stopper/Ss10 |  |  | A Class | NOS | NOS | I-Inventory | O-Other |  | Consumables | Dental Implant | Dental Equiment | Main Location | 90212900 |  |  | CSM Implant | [8 empty] | 0 | 0 | 0 | 1 | 0 | [10 empty] | IM/CSM/AC/STOPPER/SS10
IM03956 | Dental Implant-CSM-Stopper/Ss12 |  |  | A Class | NOS | NOS | I-Inventory | O-Other |  | Consumables | Dental Implant | Dental Equiment | Main Location | 90212900 |  |  | CSM Implant | [8 empty] | 0 | 0 | 0 | 1 | 0 | [10 empty] | IM/CSM/AC/STOPPER/SS12
IM03957 | Dental Implant-CSM-Abutment Screw/As16-21 |  |  | A Class | NOS | NOS | I-Inventory | O-Other |  | Consumables | Dental Implant | Dental Equiment | Main Location | 90212900 |  |  | CSM Implant | [8 empty] | 0 | 0 | 0 | 1 | 0 | [10 empty] | IM/CSM-ABUTMENT SCREW/AS16-21
IM03958 | Dental Implant-CSM-Abutment Screw/As20-25 |  |  | A Class | NOS | NOS | I-Inventory | O-Other |  | Consumables | Dental Implant | Dental Equiment | Main Location | 90212900 |  |  | CSM Implant | [8 empty] | 0 | 0 | 0 | 1 | 0 | [10 empty] | IM/CSM-ABUTMENT SCREW/AS20-25
IM03959 | Dental Implant-CSM-Angled Octa Abutment/Oa451515 |  |  | A Class | NOS | NOS | I-Inventory | O-Other |  | Consumables | Dental Implant | Dental Equiment | Main Location | 90212900 |  |  | CSM Implant | [8 empty] | 0 | 0 | 0 | 1 | 0 | [10 empty] | IM/CSM-ANGLED OCTA ABUTMENT/OA451515
IM03960 | Dental Implant-CSM-Angled Octa Abutment/Oa451515-21 |  |  | A Class | NOS | NOS | I-Inventory | O-Other |  | Consumables | Dental Implant | Dental Equiment | Main Location | 90212900 |  |  | CSM Implant | [8 empty] | 0 | 0 | 0 | 1 | 0 | [10 empty] | IM/CSM-ANGLED OCTA ABUTMENT/OA451515-21
IM03961 | Dental Implant-CSM-Dental Implant-CSM-Full Surgical Kit/Sktfull Surgical Kit/Skt |  |  | A Class | NOS | NOS | I-Inventory | O-Other |  | Consumables | Dental Implant | Dental Equiment | Main Location | 90212900 |  |  | CSM Implant | [8 empty] | 0 | 0 | 0 | 1 | 0 | [10 empty] | IM/CSM-IM/CSM-FULL SURGICAL KIT/SKTFULL SURGICAL KIT/SKT
IM03962 | Dental Implant-CSM-Implant 3.5 * 12 Blue/Grey C3Fs12 |  |  | A Class | NOS | NOS | I-Inventory | O-Other |  | Consumables | Dental Implant | Dental Equiment | Main Location | 90212900 |  |  | CSM Implant | [8 empty] | 0 | 0 | 0 | 1 | 0 | [10 empty] | IM/CSM-IMPLANT 3.5 * 12 BLUE/GREY C3FS12
IM03963 | Dental Implant-CSM-Link Abutment/La4510-21 |  |  | A Class | NOS | NOS | I-Inventory | O-Other |  | Consumables | Dental Implant | Dental Equiment | Main Location | 90212900 |  |  | CSM Implant | [8 empty] | 0 | 0 | 0 | 1 | 0 | [10 empty] | IM/CSM-LINK ABUTMENT/LA4510-21
IM03964 | Dental Implant-CSM-Link Abutment/Sla4505 |  |  | A Class | NOS | NOS | I-Inventory | O-Other |  | Consumables | Dental Implant | Dental Equiment | Main Location | 90212900 |  |  | CSM Implant | [8 empty] | 0 | 0 | 0 | 1 | 0 | [10 empty] | IM/CSM-LINK ABUTMENT/SLA4505
IM03965 | Dental Implant-CSM-Octa Abutment Analogue/Coaa45 |  |  | A Class | NOS | NOS | I-Inventory | O-Other |  | Consumables | Dental Implant | Dental Equiment | Main Location | 90212900 |  |  | CSM Implant | [8 empty] | 0 | 0 | 0 | 1 | 0 | [10 empty] | IM/CSM-OCTA ABUTMENT ANALOGUE/COAA45
IM03966 | Dental Implant-CSM-Octa Abutment Analogue/Coaa55 |  |  | A Class | NOS | NOS | I-Inventory | O-Other |  | Consumables | Dental Implant | Dental Equiment | Main Location | 90212900 |  |  | CSM Implant | [8 empty] | 0 | 0 | 0 | 1 | 0 | [10 empty] | IM/CSM-OCTA ABUTMENT ANALOGUE/COAA55
IM03967 | Dental Implant-CSM-Octa Abutment Cementation Cyl/Coat45 |  |  | A Class | NOS | NOS | I-Inventory | O-Other |  | Consumables | Dental Implant | Dental Equiment | Main Location | 90212900 |  |  | CSM Implant | [8 empty] | 0 | 0 | 0 | 1 | 0 | [10 empty] | IM/CSM-OCTA ABUTMENT CEMENTATION CYL/COAT45
IM03968 | Dental Implant-CSM-Octa Abutment Cementation Cyl/Coat55 |  |  | A Class | NOS | NOS | I-Inventory | O-Other |  | Consumables | Dental Implant | Dental Equiment | Main Location | 90212900 |  |  | CSM Implant | [8 empty] | 0 | 0 | 0 | 1 | 0 | [10 empty] | IM/CSM-OCTA ABUTMENT CEMENTATION CYL/COAT55
IM03969 | Dental Implant-CSM-Octa Abutment Cr.Co Cyl/Coat45 |  |  | A Class | NOS | NOS | I-Inventory | O-Other |  | Consumables | Dental Implant | Dental Equiment | Main Location | 90212900 |  |  | CSM Implant | [8 empty] | 0 | 0 | 0 | 1 | 0 | [10 empty] | IM/CSM-OCTA ABUTMENT CR.CO CYL/COAT45
IM03970 | Dental Implant-CSM-Octa Abutment Cr.Co Cyl/Coat55 |  |  | A Class | NOS | NOS | I-Inventory | O-Other |  | Consumables | Dental Implant | Dental Equiment | Main Location | 90212900 |  |  | CSM Implant | [8 empty] | 0 | 0 | 0 | 1 | 0 | [10 empty] | IM/CSM-OCTA ABUTMENT CR.CO CYL/COAT55
IM03971 | Dental Implant-CSM-Octa Abutment Driver Long/Badi |  |  | A Class | NOS | NOS | I-Inventory | O-Other |  | Consumables | Dental Implant | Dental Equiment | Main Location | 90212900 |  |  | CSM Implant | [8 empty] | 0 | 0 | 0 | 1 | 0 | [10 empty] | IM/CSM-OCTA ABUTMENT DRIVER LONG/BADI
IM03972 | Dental Implant-CSM-Octa Abutment Driver Short/Mdhi |  |  | A Class | NOS | NOS | I-Inventory | O-Other |  | Consumables | Dental Implant | Dental Equiment | Main Location | 90212900 |  |  | CSM Implant | [8 empty] | 0 | 0 | 0 | 1 | 0 | [10 empty] | IM/CSM-OCTA ABUTMENT DRIVER SHORT/MDHI
IM03973 | Dental Implant-CSM-Octa Abutment Temp Cylinder/Coat45 |  |  | A Class | NOS | NOS | I-Inventory | O-Other |  | Consumables | Dental Implant | Dental Equiment | Main Location | 90212900 |  |  | CSM Implant | [8 empty] | 0 | 0 | 0 | 1 | 0 | [10 empty] | IM/CSM-OCTA ABUTMENT TEMP CYLINDER/COAT45
IM03974 | Dental Implant-CSM-Octa Abutment Temp Cylinder/Coat55 |  |  | A Class | NOS | NOS | I-Inventory | O-Other |  | Consumables | Dental Implant | Dental Equiment | Main Location | 90212900 |  |  | CSM Implant | [8 empty] | 0 | 0 | 0 | 1 | 0 | [10 empty] | IM/CSM-OCTA ABUTMENT TEMP CYLINDER/COAT55
IM03975 | Dental Implant-CSM-Octa Abutment/Coa4515 |  |  | A Class | NOS | NOS | I-Inventory | O-Other |  | Consumables | Dental Implant | Dental Equiment | Main Location | 90212900 |  |  | CSM Implant | [8 empty] | 0 | 0 | 0 | 1 | 0 | [10 empty] | IM/CSM-OCTA ABUTMENT/COA4515
IM03976 | Dental Implant-CSM-Octa Abutment/Coa4525 |  |  | A Class | NOS | NOS | I-Inventory | O-Other |  | Consumables | Dental Implant | Dental Equiment | Main Location | 90212900 |  |  | CSM Implant | [8 empty] | 0 | 0 | 0 | 1 | 0 | [10 empty] | IM/CSM-OCTA ABUTMENT/COA4525
IM03977 | Dental Implant-CSM-Octa Abutment/Coa4535 |  |  | A Class | NOS | NOS | I-Inventory | O-Other |  | Consumables | Dental Implant | Dental Equiment | Main Location | 90212900 |  |  | CSM Implant | [8 empty] | 0 | 0 | 0 | 1 | 0 | [10 empty] | IM/CSM-OCTA ABUTMENT/COA4535
IM03978 | Dental Implant-CSM-Plastic Ucla Abutment |  |  | A Class | NOS | NOS | I-Inventory | O-Other |  | Consumables | Dental Implant | Dental Equiment | Main Location | 90212900 |  |  | CSM Implant | [8 empty] | 0 | 0 | 0 | 1 | 0 | [10 empty] | IM/CSM-PLASTIC UCLA ABUTMENT
IM03979 | Dental Implant-CSM-Plastic Ucla Abutment HEX-II Ua4510N-21 |  |  | A Class | NOS | NOS | I-Inventory | O-Other |  | Consumables | Dental Implant | Dental Equiment | Main Location | 90212900 |  |  | CSM Implant | [8 empty] | 0 | 0 | 0 | 1 | 0 | [10 empty] | IM/CSM-PLASTIC UCLA ABUTMENT HEX-II UA4510N-21
IM03980 | Dental Implant-CSM-Plastic Ucla Abutment Non-HEX-II Ua4510N-21 |  |  | A Class | NOS | NOS | I-Inventory | O-Other |  | Consumables | Dental Implant | Dental Equiment | Main Location | 90212900 |  |  | CSM Implant | [8 empty] | 0 | 0 | 0 | 1 | 0 | [10 empty] | IM/CSM-PLASTIC UCLA ABUTMENT NON-HEX-II UA4510N-21
IM03981 | Dental Implant-CSM-Plastic Ucla Plastic Abutment-Ii Ua4515-25 |  |  | A Class | NOS | NOS | I-Inventory | O-Other |  | Consumables | Dental Implant | Dental Equiment | Main Location | 90212900 |  |  | CSM Implant | [8 empty] | 0 | 0 | 0 | 1 | 0 | [10 empty] | IM/CSM-PLASTIC UCLA PLASTIC ABUTMENT-II UA4515-25
IM03982 | Dental Implant-CSM-Plastic Ucla Plastic Abutment-Ii Ua4515-25 |  |  | A Class | NOS | NOS | I-Inventory | O-Other |  | Consumables | Dental Implant | Dental Equiment | Main Location | 90212900 |  |  | CSM Implant | [8 empty] | 0 | 0 | 0 | 1 | 0 | [10 empty] | IM/CSM-PLASTIC UCLA PLASTIC ABUTMENT-II UA4515-25
IM03983 | Dental Implant-CSM-Retainer Abutment 3.9* 20 Csra3920 |  |  | A Class | NOS | NOS | I-Inventory | O-Other |  | Consumables | Dental Implant | Dental Equiment | Main Location | 90212900 |  |  | CSM Implant | [8 empty] | 0 | 0 | 0 | 1 | 0 | [10 empty] | IM/CSM-RETAINER ABUTMENT 3.9* 20 CSRA3920
IM03984 | Dental Implant-CSM-Retainer Abutment 3.9* 4 |  |  | A Class | NOS | NOS | I-Inventory | O-Other |  | Consumables | Dental Implant | Dental Equiment | Main Location | 90212900 |  |  | CSM Implant | [8 empty] | 0 | 0 | 0 | 1 | 0 | [10 empty] | IM/CSM-RETAINER ABUTMENT 3.9* 4
IM03985 | Dental Implant-CSM-Retainer Abutment Cap Set Csrs-D |  |  | A Class | NOS | NOS | I-Inventory | O-Other |  | Consumables | Dental Implant | Dental Equiment | Main Location | 90212900 |  |  | CSM Implant | [8 empty] | 0 | 0 | 0 | 1 | 0 | [10 empty] | IM/CSM-RETAINER ABUTMENT CAP SET CSRS-D
IM03986 | Dental Implant-CSM-Retainer Abutment Driver |  |  | A Class | NOS | NOS | I-Inventory | O-Other |  | Consumables | Dental Implant | Dental Equiment | Main Location | 90212900 |  |  | CSM Implant | [8 empty] | 0 | 0 | 0 | 1 | 0 | [10 empty] | IM/CSM-RETAINER ABUTMENT DRIVER
IM03987 | Dental Implant-CSM-Scan Body Ssb21M |  |  | A Class | NOS | NOS | I-Inventory | O-Other |  | Consumables | Dental Implant | Dental Equiment | Main Location | 90212900 |  |  | CSM Implant | [8 empty] | 0 | 0 | 0 | 1 | 0 | [10 empty] | IM/CSM-SCAN BODY SSB21M
IM03988 | Dental Implant-CSM-Scan Body Ssb25M |  |  | A Class | NOS | NOS | I-Inventory | O-Other |  | Consumables | Dental Implant | Dental Equiment | Main Location | 90212900 |  |  | CSM Implant | [8 empty] | 0 | 0 | 0 | 1 | 0 | [10 empty] | IM/CSM-SCAN BODY SSB25M
IM03989 | Dental Implant-CSM-Octa Abutment/Coa4545 |  |  | A Class | NOS | NOS | I-Inventory | O-Other |  | Consumables | Dental Implant | Dental Equiment | Main Location | 90212900 |  |  | CSM Implant | [8 empty] | 0 | 0 | 0 | 1 | 0 | [10 empty] | IM/CSM-OCTA ABUTMENT/COA4545
IM03990 | Dental Implant-CSM-Octa Abutment/Coa5515 |  |  | A Class | NOS | NOS | I-Inventory | O-Other |  | Consumables | Dental Implant | Dental Equiment | Main Location | 90212900 |  |  | CSM Implant | [8 empty] | 0 | 0 | 0 | 1 | 0 | [10 empty] | IM/CSM-OCTA ABUTMENT/COA5515
IM03991 | Dental Implant-CSM-Sinus Lift Kit 21 Pcs. Set |  |  | A Class | NOS | NOS | I-Inventory | O-Other |  | Consumables | Dental Implant | Dental Equiment | Main Location | 90212900 |  |  | CSM Implant | [8 empty] | 0 | 0 | 0 | 1 | 0 | [10 empty] | IM/CSM-SINUS LIFT KIT 21 PCS. SET
IM03992 | Dental Implant-CSM-Octa Abutment/Coa5525 |  |  | A Class | NOS | NOS | I-Inventory | O-Other |  | Consumables | Dental Implant | Dental Equiment | Main Location | 90212900 |  |  | CSM Implant | [8 empty] | 0 | 0 | 0 | 1 | 0 | [10 empty] | IM/CSM-OCTA ABUTMENT/COA5525
IM03993 | Dental Implant-CSM-Octa Abutment/Coa5535 |  |  | A Class | NOS | NOS | I-Inventory | O-Other |  | Consumables | Dental Implant | Dental Equiment | Main Location | 90212900 |  |  | CSM Implant | [8 empty] | 0 | 0 | 0 | 1 | 0 | [10 empty] | IM/CSM-OCTA ABUTMENT/COA5535
IM03994 | Dental Implant-CSM-Octa Abutment/Coa5545 |  |  | A Class | NOS | NOS | I-Inventory | O-Other |  | Consumables | Dental Implant | Dental Equiment | Main Location | 90212900 |  |  | CSM Implant | [8 empty] | 0 | 0 | 0 | 1 | 0 | [10 empty] | IM/CSM-OCTA ABUTMENT/COA5545
IM03995 | Dental Implant-CSM-Octa Abutment/Impr.Coping N-HEX/Coaip45N |  |  | A Class | NOS | NOS | I-Inventory | O-Other |  | Consumables | Dental Implant | Dental Equiment | Main Location | 90212900 |  |  | CSM Implant | [8 empty] | 0 | 0 | 0 | 1 | 0 | [10 empty] | IM/CSM-OCTA ABUTMENT/IMPR.COPING N-HEX/COAIP45N
IM03996 | Dental Implant-CSM-Octa Abutment/Impr.Coping N-HEX/Coaip55N |  |  | A Class | NOS | NOS | I-Inventory | O-Other |  | Consumables | Dental Implant | Dental Equiment | Main Location | 90212900 |  |  | CSM Implant | [8 empty] | 0 | 0 | 0 | 1 | 0 | [10 empty] | IM/CSM-OCTA ABUTMENT/IMPR.COPING N-HEX/COAIP55N
IM03997 | Dental Implant-CSM-Octa Abutment/Impression Coping/Coaip45 |  |  | A Class | NOS | NOS | I-Inventory | O-Other |  | Consumables | Dental Implant | Dental Equiment | Main Location | 90212900 |  |  | CSM Implant | [8 empty] | 0 | 0 | 0 | 1 | 0 | [10 empty] | IM/CSM-OCTA ABUTMENT/IMPRESSION COPING/COAIP45
IM03998 | Dental Implant-CSM-Octa Abutment/Impression Coping/Coaip55 |  |  | A Class | NOS | NOS | I-Inventory | O-Other |  | Consumables | Dental Implant | Dental Equiment | Main Location | 90212900 |  |  | CSM Implant | [8 empty] | 0 | 0 | 0 | 1 | 0 | [10 empty] | IM/CSM-OCTA ABUTMENT/IMPRESSION COPING/COAIP55
IM03999 | Dental Implant-CSM-Octa Abutment/Oa4515-21 |  |  | A Class | NOS | NOS | I-Inventory | O-Other |  | Consumables | Dental Implant | Dental Equiment | Main Location | 90212900 |  |  | CSM Implant | [8 empty] | 0 | 0 | 0 | 1 | 0 | [10 empty] | IM/CSM-OCTA ABUTMENT/OA4515-21
IM04000 | Dental Implant-CSM-Octa Abutment/Oa4525-21 |  |  | A Class | NOS | NOS | I-Inventory | O-Other |  | Consumables | Dental Implant | Dental Equiment | Main Location | 90212900 |  |  | CSM Implant | [8 empty] | 0 | 0 | 0 | 1 | 0 | [10 empty] | IM/CSM-OCTA ABUTMENT/OA4525-21

## Sheet2
Item_Code | Item_Name | Item_Part_No | Item_Drawing_No | Inventory_Class_Name | Main_UOM_Code | ALT_UOM_Code | Item_Type_Code | Material_Type_Code_OR_GL_Code | Item_Description | Item_Group_Name | Item_Sub_Group_Name | Item_Category_Name | Default_Store_Name | HSN_Code | Standard_Custom_Duty_Rate_Percentage | Inventory_Valuation_Method | Business_Unit_Name | Standard_Rate | Standard_SWS_Rate_Percentage | Minimum_Level | Reorder_Level | Maximum_Level | Item_Specification | Attribute_Attribute_Code | Attribute_Value | Check_Flag_QC_Applicable | Check_Flag_Serial_No_Applicable | Check_Flag_Batch_No_Lot_No_Applicable | Check_Flag_Inventory_Maintain | check_flag_barcode_applicable | check_flag_serialno_mode | check_flag_serialno_prefix | check_flag_serialno_starts_from | check_flag_serialno_suffix | check_flag_serialno_max_length | Technical_Specification_TS_Type | Technical_Specification_Value | UOM_Conversion_To_UOM_Code | UOM_Conversion_Qty | ALPS_Specific_SAP_Customer_Code | ALPS_Specific_SAP_Customer_Name | ALPS_Specific_SAP_Part_Number | ALPS_Specific_SAP_Part_Description | ALPS_Specific_SAP_Customer_Part_No | ALPS_Specific_SAP_Market_Set_Code | ALPS_Specific_Rounding_Value_LOT_Size_Qty | ALPS_Specific_ALPS_Part_No | ALPS_Specific_Customer_Part_No | ALPS_Specific_OEM_Part_No | UDF_UDF_Label | UDF_VALUE
IM00480 | 3D Printer Spares-Phorozen-Phrozen 3D Printer Transform Fast End Stop Sensor | 2020553DPTRANSFASTENDSTOPSENSOR |  | A Class | NOS | NOS | I-Inventory | TG-Trading Good |  | Spares | 3D Printer-Spares | CAD CAM | Main Location |  |  | FIFO | Phorozen | [8 empty] | 0 | 0 | 0 | 1 | 0 | 0 | [6 empty] | NOS | 1 |  | PH/3DP/MC/PHROZEN 3D PRINTER TRANSFORM FAST END STOP SENSOR
IM00500 | 3D Printer Spares-Phorozen-Phrozen 3D Printer Transform Fast Main Board | 2020553DPTRANSFASTMAINBOARD |  | A Class | NOS | NOS | I-Inventory | FG-Finish Good | R | Spares | 3D Printer-Spares | CAD CAM | Main Location |  |  | FIFO | Phorozen | [8 empty] | 0 | 0 | 0 | 1 | 0 | 0 | [6 empty] | NOS | 1 |  | PH/3DP/MC/PHROZEN 3D PRINTER TRANSFORM FAST MAIN BOARD
IM00594 | Blank-Hangsang-Lithium Disilicate-Rosetta Sm Blank-98X10-B2 | 132SMBLANK9810B2 |  | A Class | NOS | NOS | I-Inventory | FG-Finish Good | R | Consumables | Blank | CAD CAM | Main Location |  |  | FIFO | Hangsang | [8 empty] | 0 | 0 | 0 | 1 | 0 | 0 | [6 empty] | NOS | 1 |  | HS/LITHIUM DISILICATE/ROSETTA SM BLANK/98x10-B2
IM00595 | Blank-Hangsang-Lithium Disilicate-Rosetta Sm Blank-98X14-A2 | 132SMBLANK9814A2 |  | A Class | NOS | NOS | I-Inventory | FG-Finish Good | R | Consumables | Blank | CAD CAM | Main Location |  |  | FIFO | Hangsang | [8 empty] | 0 | 0 | 0 | 1 | 0 | 0 | [6 empty] | NOS | 1 |  | HS/LITHIUM DISILICATE/ROSETTA SM BLANK/98x14-A2
IM00596 | Blank-Hangsang-Lithium Disilicate-Rosetta Sm Blank-98X14-B1 | 132SMBLANK9814B1 |  | A Class | NOS | NOS | I-Inventory | FG-Finish Good | R | Consumables | Blank | CAD CAM | Main Location |  |  | FIFO | Hangsang | [8 empty] | 0 | 0 | 0 | 1 | 0 | 0 | [6 empty] | NOS | 1 |  | HS/LITHIUM DISILICATE/ROSETTA SM BLANK/98x14-B1
IM00597 | Blank-Hangsang-Lithium Disilicate-Rosetta Sm Blank-98X14-B2 | 132SMBLANK9814B2 |  | A Class | NOS | NOS | I-Inventory | FG-Finish Good | R | Consumables | Blank | CAD CAM | Main Location |  |  | FIFO | Hangsang | [8 empty] | 0 | 0 | 0 | 1 | 0 | 0 | [6 empty] | NOS | 1 |  | HS/LITHIUM DISILICATE/ROSETTA SM BLANK/98x14-B2
IM00598 | Blank-Hangsang-Lithium Disilicate-Rosetta Sm Block-C14-B3 | 132SMBLOCK14B3 |  | A Class | NOS | NOS | I-Inventory | FG-Finish Good | R | Consumables | Blank | CAD CAM | Main Location |  |  | FIFO | Hangsang | [8 empty] | 0 | 0 | 0 | 1 | 0 | 0 | [6 empty] | NOS | 1 |  | HS/LITHIUM DISILICATE/ROSETTA SM BLOCK/C14-B3
IM00599 | Blank-Hangsang-Lithium Disilicate-Rosetta Sm Block-C14-B4 | 132SMBLOCK14B4 |  | A Class | NOS | NOS | I-Inventory | FG-Finish Good | R | Consumables | Blank | CAD CAM | Main Location |  |  | FIFO | Hangsang | [8 empty] | 0 | 0 | 0 | 1 | 0 | 0 | [6 empty] | NOS | 1 |  | HS/LITHIUM DISILICATE/ROSETTA SM BLOCK/C14-B4
IM00600 | Blank-Hangsang-Lithium Disilicate-Rosetta Sm Block-C14-C2 | 132SMBLOCK14C2 |  | A Class | NOS | NOS | I-Inventory | FG-Finish Good | R | Consumables | Blank | CAD CAM | Main Location |  |  | FIFO | Hangsang | [8 empty] | 0 | 0 | 0 | 1 | 0 | 0 | [6 empty] | NOS | 1 |  | HS/LITHIUM DISILICATE/ROSETTA SM BLOCK/C14-C2
IM00601 | Blank-Hangsang-Lithium Disilicate-Rosetta Sm Block-C14-C4 | 132SMBLOCK14C4 |  | A Class | NOS | NOS | I-Inventory | FG-Finish Good | R | Consumables | Blank | CAD CAM | Main Location |  |  | FIFO | Hangsang | [8 empty] | 0 | 0 | 0 | 1 | 0 | 0 | [6 empty] | NOS | 1 |  | HS/LITHIUM DISILICATE/ROSETTA SM BLOCK/C14-C4
IM00602 | Blank-Hangsang-Lithium Disilicate-Rosetta Sm Block-C14-D2 | 132SMBLOCK14D2 |  | A Class | NOS | NOS | I-Inventory | FG-Finish Good | R | Consumables | Blank | CAD CAM | Main Location |  |  | FIFO | Hangsang | [8 empty] | 0 | 0 | 0 | 1 | 0 | 0 | [6 empty] | NOS | 1 |  | HS/LITHIUM DISILICATE/ROSETTA SM BLOCK/C14-D2
IM00603 | Blank-Hangsang-Lithium Disilicate-Rosetta Sm Block-C14-D3 | 132SMBLOCK14D3 |  | A Class | NOS | NOS | I-Inventory | FG-Finish Good | R | Consumables | Blank | CAD CAM | Main Location |  |  | FIFO | Hangsang | [8 empty] | 0 | 0 | 0 | 1 | 0 | 0 | [6 empty] | NOS | 1 |  | HS/LITHIUM DISILICATE/ROSETTA SM BLOCK/C14-D3
IM00604 | Blank-Hass-Bleach Ingot-Rosetta SP-R10-HT-W1 (Pack of 5) | 132030SPR10HTW1 |  | A Class | NOS | NOS | I-Inventory | FG-Finish Good | R | Consumables | Blank | CAD CAM | Main Location |  |  | FIFO | Hass Corporation | [8 empty] | 0 | 0 | 0 | 1 | 0 | 0 | [6 empty] | NOS | 1 |  | HS/BLEACH INGOT/ ROSETTA SP/R10-HT/W1 (PCK OF 5)
IM00605 | Blank-Hass-Bleach Ingot-Rosetta SP-R10-HT-W2 (Pack of 5) | 132030SPR10HTW2 |  | A Class | NOS | NOS | I-Inventory | FG-Finish Good | R | Consumables | Blank | CAD CAM | Main Location |  |  | FIFO | Hass Corporation | [8 empty] | 0 | 0 | 0 | 1 | 0 | 0 | [6 empty] | NOS | 1 |  | HS/BLEACH INGOT/ ROSETTA SP/R10-HT/W2 (PCK OF 5)
IM00606 | Blank-Hass-Bleach Ingot-Rosetta SP-R10-HT-W3 (Pack of 5) | 132030SPR10HTW3 |  | A Class | NOS | NOS | I-Inventory | FG-Finish Good | R | Consumables | Blank | CAD CAM | Main Location |  |  | FIFO | Hass Corporation | [8 empty] | 0 | 0 | 0 | 1 | 0 | 0 | [6 empty] | NOS | 1 |  | HS/BLEACH INGOT/ ROSETTA SP/R10-HT/W3 (PCK OF 5)
IM00607 | Blank-Hass-Bleach Ingot-Rosetta SP-R10-LT-W1 (Pack of 5) | 132030SPR10LTW1 |  | A Class | NOS | NOS | I-Inventory | FG-Finish Good | R | Consumables | Blank | CAD CAM | Main Location |  |  | FIFO | Hass Corporation | [8 empty] | 0 | 0 | 0 | 1 | 0 | 0 | [6 empty] | NOS | 1 |  | HS/BLEACH INGOT/ ROSETTA SP/R10-LT/W1 (PCK OF 5)
IM00608 | Blank-Hass-Bleach Ingot-Rosetta SP-R10-LT-W2 (Pack of 5) | 132030SPR10LTW2 |  | A Class | NOS | NOS | I-Inventory | FG-Finish Good | R | Consumables | Blank | CAD CAM | Main Location |  |  | FIFO | Hass Corporation | [8 empty] | 0 | 0 | 0 | 1 | 0 | 0 | [6 empty] | NOS | 1 |  | HS/BLEACH INGOT/ ROSETTA SP/R10-LT/W2 (PCK OF 5)
IM00609 | Blank-Hass-Bleach Ingot-Rosetta SP-R10-LT-W3 (Pack of 5) | 132030SPR10LTW3 |  | A Class | NOS | NOS | I-Inventory | FG-Finish Good | R | Consumables | Blank | CAD CAM | Main Location |  |  | FIFO | Hass Corporation | [8 empty] | 0 | 0 | 0 | 1 | 0 | 0 | [6 empty] | NOS | 1 |  | HS/BLEACH INGOT/ ROSETTA SP/R10-LT/W3 (PCK OF 5)
IM00610 | Blank-Hass-Bleach IngotLT-R10-A1 | 132030LTR10A1 |  | A Class | NOS | NOS | I-Inventory | FG-Finish Good | R | Consumables | Blank | CAD CAM | Main Location |  |  | FIFO | Hass Corporation | [8 empty] | 0 | 0 | 0 | 1 | 0 | 0 | [6 empty] | NOS | 1 |  | ROSETTA/INGOT/LT-R10/A1
IM00611 | Blank-Hass-Bleach IngotLT-R10-B1 | 132030LTR10B1 |  | A Class | NOS | NOS | I-Inventory | FG-Finish Good | R | Consumables | Blank | CAD CAM | Main Location |  |  | FIFO | Hass Corporation | [8 empty] | 0 | 0 | 0 | 1 | 0 | 0 | [6 empty] | NOS | 1 |  | ROSETTA/INGOT/LT-R10/B1
IM00612 | Blank-Hass-Bleach IngotLT-R10-B2 | 132030LTR10B2 |  | A Class | NOS | NOS | I-Inventory | FG-Finish Good | R | Consumables | Blank | CAD CAM | Main Location |  |  | FIFO | Hass Corporation | [8 empty] | 0 | 0 | 0 | 1 | 0 | 0 | [6 empty] | NOS | 1 |  | ROSETTA/INGOT/LT-R10/B2
IM00636 | Blank-Aidite-Zirconia- Super High Translucent Round Blank 98X16MM | 162034SUHIGH9816MM |  | A Class | NOS | NOS | I-Inventory | FG-Finish Good | R | Consumables | Blank | CAD CAM | Main Location |  |  | FIFO | Aidite | [8 empty] | 0 | 0 | 0 | 1 | 0 | 0 | [6 empty] | NOS | 1 |  | ZIRC /AD/ BLANK/SUPER HIGH TRANSLT/ ROUND/98x 16MM
IM00637 | Blank-Aidite-Zirconia- Super High Translucent Round Blank 98X18MM | 162034SUHIGHTRANS9818MM |  | A Class | NOS | NOS | I-Inventory | FG-Finish Good | R | Consumables | Blank | CAD CAM | Main Location |  |  | FIFO | Aidite | [8 empty] | 0 | 0 | 0 | 1 | 0 | 0 | [6 empty] | NOS | 1 |  | ZIRC /AD/ BLANK/SUPER HIGH TRANSLT/ ROUND/98x 18MM
IM00638 | Blank-Aidite-Zirconia- Super High Translucent Round Blank 98X20MM | 162034SUHIGHTRANS9820MM |  | A Class | NOS | NOS | I-Inventory | FG-Finish Good | R | Consumables | Blank | CAD CAM | Main Location |  |  | FIFO | Aidite | [8 empty] | 0 | 0 | 0 | 1 | 0 | 0 | [6 empty] | NOS | 1 |  | ZIRC /AD/ BLANK/SUPER HIGH TRANSLT/ ROUND/98x 20MM
IM00639 | Blank-Aidite-Zirconia- Super High Translucent Round Blank 98X25MM | 162034SUHIGHTRANS9825MM |  | A Class | NOS | NOS | I-Inventory | FG-Finish Good | R | Consumables | Blank | CAD CAM | Main Location |  |  | FIFO | Aidite | [8 empty] | 0 | 0 | 0 | 1 | 0 | 0 | [6 empty] | NOS | 1 |  | ZIRC /AD/ BLANK/SUPER HIGH TRANSLT/ ROUND/98x 25MM
IM00640 | Blank-Aidite-Zirconia- Super Translucent Round Blank 98X10MM | 162034SUTRANS98X10MM |  | A Class | NOS | NOS | I-Inventory | FG-Finish Good | R | Consumables | Blank | CAD CAM | Main Location |  |  | FIFO | Aidite | [8 empty] | 0 | 0 | 0 | 1 | 0 | 0 | [6 empty] | NOS | 1 |  | ZIRC /AD/ BLANK/SUPER TRANSLUCENT/ ROUND/98x 10MM
IM00641 | Blank-Aidite-Zirconia- Super Translucent Round Blank 98X12MM | 162034SUTRANS98X12MM |  | A Class | NOS | NOS | I-Inventory | FG-Finish Good | R | Consumables | Blank | CAD CAM | Main Location |  |  | FIFO | Aidite | [8 empty] | 0 | 0 | 0 | 1 | 0 | 0 | [6 empty] | NOS | 1 |  | ZIRC /AD/ BLANK/SUPER TRANSLUCENT/ ROUND/98x 12MM
IM00642 | Blank-Aidite-Zirconia- Super Translucent Round Blank 98X25MM | 162034SUBLANK98X25MM |  | A Class | NOS | NOS | I-Inventory | FG-Finish Good | R | Consumables | Blank | CAD CAM | Main Location |  |  | FIFO | Aidite | [8 empty] | 0 | 0 | 0 | 1 | 0 | 0 | [6 empty] | NOS | 1 |  | ZIRC /AD/ BLANK/SUPER TRANSLUCENT/ ROUND/98x 25MM
IM00643 | Blank-Aidite-Zirconia-Multilayer Round Blank 98X12MM-A2 | 162034MULTILAYER98X12MMA2 |  | A Class | NOS | NOS | I-Inventory | FG-Finish Good | C | Consumables | Blank | CAD CAM | Main Location |  |  | FIFO | Aidite | [8 empty] | 0 | 0 | 0 | 1 | 0 | 0 | [6 empty] | NOS | 1 |  | ZIRC/AIDITE /MULTILAYER BLANK/ ROUND/98x 12MM-A2
IM00644 | Blank-Aidite-Zirconia-Multilayer Round Blank 98X12MM-A3.5 | 162034MULTILAYER98X12MMA3.5 |  | A Class | NOS | NOS | I-Inventory | FG-Finish Good | R | Consumables | Blank | CAD CAM | Main Location |  |  | FIFO | Aidite | [8 empty] | 0 | 0 | 0 | 1 | 0 | 0 | [6 empty] | NOS | 1 |  | ZIRC/AIDITE /MULTILAYER BLANK/ ROUND/98x 12MM-A3.5
IM00645 | Blank-Aidite-Zirconia-Multilayer Round Blank 98X12MM-B1 | 162034MULTI98X12MMB1 |  | A Class | NOS | NOS | I-Inventory | FG-Finish Good | R | Consumables | Blank | CAD CAM | Main Location |  |  | FIFO | Aidite | [8 empty] | 0 | 0 | 0 | 1 | 0 | 0 | [6 empty] | NOS | 1 |  | ZIRC/AIDITE /MULTILAYER BLANK/ ROUND/98x 12MM-B1
IM00646 | Blank-Aidite-Zirconia-Multilayer Round Blank 98X12MM-C2 | 162034MULTI98X12MMC2 |  | A Class | NOS | NOS | I-Inventory | FG-Finish Good | R | Consumables | Blank | CAD CAM | Main Location |  |  | FIFO | Aidite | [8 empty] | 0 | 0 | 0 | 1 | 0 | 0 | [6 empty] | NOS | 1 |  | ZIRC/AIDITE /MULTILAYER BLANK/ ROUND/98x 12MM-C2
IM00647 | Blank-Aidite-Zirconia-Multilayer Round Blank 98X12MM-D2 | 162034MULTI98X12MMD2 |  | A Class | NOS | NOS | I-Inventory | FG-Finish Good | R | Consumables | Blank | CAD CAM | Main Location |  |  | FIFO | Aidite | [8 empty] | 0 | 0 | 0 | 1 | 0 | 0 | [6 empty] | NOS | 1 |  | ZIRC/AIDITE /MULTILAYER BLANK/ ROUND/98x 12MM-D2
IM00648 | Blank-Aidite-Zirconia-Multilayer Round Blank 98X14MM-A3.5 | 162034MULTI98X14MMA3.5 |  | A Class | NOS | NOS | I-Inventory | FG-Finish Good | R | Consumables | Blank | CAD CAM | Main Location |  |  | FIFO | Aidite | [8 empty] | 0 | 0 | 0 | 1 | 0 | 0 | [6 empty] | NOS | 1 |  | ZIRC/AIDITE /MULTILAYER BLANK/ ROUND/98x 14MM-A3.5
IM00649 | Blank-Aidite-Zirconia-Multilayer Round Blank 98X14MM-B1 | 162034MULTI98X14MMB1 |  | A Class | NOS | NOS | I-Inventory | FG-Finish Good | R | Consumables | Blank | CAD CAM | Main Location |  |  | FIFO | Aidite | [8 empty] | 0 | 0 | 0 | 1 | 0 | 0 | [6 empty] | NOS | 1 |  | ZIRC/AIDITE /MULTILAYER BLANK/ ROUND/98x 14MM-B1
IM00650 | Blank-Aidite-Zirconia-Multilayer Round Blank 98X14MM-D2 | 162034MULTI98X14MMD2 |  | A Class | NOS | NOS | I-Inventory | FG-Finish Good | R | Consumables | Blank | CAD CAM | Main Location |  |  | FIFO | Aidite | [8 empty] | 0 | 0 | 0 | 1 | 0 | 0 | [6 empty] | NOS | 1 |  | ZIRC/AIDITE /MULTILAYER BLANK/ ROUND/98x 14MM-D2
IM00651 | Blank-Aidite-Zirconia-Multilayer Round Blank 98X18MM-A2 | 162034MULTI98X18MMA2 |  | A Class | NOS | NOS | I-Inventory | FG-Finish Good | R | Consumables | Blank | CAD CAM | Main Location |  |  | FIFO | Aidite | [8 empty] | 0 | 0 | 0 | 1 | 0 | 0 | [6 empty] | NOS | 1 |  | ZIRC/AIDITE /MULTILAYER BLANK/ ROUND/98x 18MM-A2
IM00652 | Blank-Aidite-Zirconia-Multilayer Round Blank 98X18MM-A3.5 | 162034MULTI98X18MMA3.5 |  | A Class | NOS | NOS | I-Inventory | FG-Finish Good | R | Consumables | Blank | CAD CAM | Main Location |  |  | FIFO | Aidite | [8 empty] | 0 | 0 | 0 | 1 | 0 | 0 | [6 empty] | NOS | 1 |  | ZIRC/AIDITE /MULTILAYER BLANK/ ROUND/98x 18MM-A3.5
IM00653 | Blank-Aidite-Zirconia-Multilayer Round Blank 98X18MM-C2 | 162034MULTI98X18MMC2 |  | A Class | NOS | NOS | I-Inventory | FG-Finish Good | R | Consumables | Blank | CAD CAM | Main Location |  |  | FIFO | Aidite | [8 empty] | 0 | 0 | 0 | 1 | 0 | 0 | [6 empty] | NOS | 1 |  | ZIRC/AIDITE /MULTILAYER BLANK/ ROUND/98x 18MM-C2
IM00654 | Blank-Aidite-Zirconia-Multilayer Round Blank 98X18MM-D2 | 162034MULTI98X18MMD2 |  | A Class | NOS | NOS | I-Inventory | FG-Finish Good | R | Consumables | Blank | CAD CAM | Main Location |  |  | FIFO | Aidite | [8 empty] | 0 | 0 | 0 | 1 | 0 | 0 | [6 empty] | NOS | 1 |  | ZIRC/AIDITE /MULTILAYER BLANK/ ROUND/98x 18MM-D2
IM00697 | Component-Local- 223(22Kilo Ohm) Pot Adjuster | 148052223POTADJUSTER |  | A Class | NOS | NOS | I-Inventory | FG-Finish Good | C | Spares | Component | Dental Equiment | Main Location |  |  | FIFO | Indian Product | [8 empty] | 0 | 0 | 0 | 1 | 0 | 0 | [6 empty] | NOS | 1 |  | Component-Local- COMPONENT 223(22KILO OHM) POT ADJUSTER
IM00735 | Component-Local- Push Bush Switch | 148052COMPPBSWITCH |  | A Class | NOS | NOS | I-Inventory | FG-Finish Good | C | Spares | Component | Dental Equiment | Main Location |  |  | FIFO | Indian Product | [8 empty] | 0 | 0 | 0 | 1 | 0 | 0 | [6 empty] | NOS | 1 |  | Component-Local-COMPONENT PUSH BUSH SWITCH
IM00738 | Component-Local- Tiv 22 | 148052COMPTIV22 |  | A Class | NOS | NOS | I-Inventory | FG-Finish Good | C | Spares | Component | Dental Equiment | Main Location |  |  | FIFO | Indian Product | [8 empty] | 0 | 0 | 0 | 1 | 0 | 0 | [6 empty] | NOS | 1 |  | Component-Local-COMPONENT TIV 22
IM00789 | Composite Material-Prime Dent- Endodontic Kit | 139ENDODONTICKIT |  | A Class | NOS | NOS | I-Inventory | FG-Finish Good | R | Consumables | Composite Material | Dental Equiment | Main Location |  |  | FIFO | Prime Dent | [8 empty] | 0 | 0 | 0 | 1 | 0 | 0 | [6 empty] | NOS | 1 |  | ENDODONTIC KIT
IM00791 | Composite Material-Prime Dent- Glass Inomer Light Cured Kit A2 | 186KITA2 |  | A Class | NOS | NOS | I-Inventory | FG-Finish Good | R | Consumables | Composite Material | Dental Equiment | Main Location |  |  | FIFO | Prime Dent | [8 empty] | 0 | 0 | 0 | 1 | 0 | 0 | [6 empty] | NOS | 1 |  | PD/GI/PRIME DENT/GLASS INOMER LIGHT- CURED KIT A2
IM00792 | Composite Material-Prime Dent- Glass Inomer Light Cured Kit A3 | 186KITA3 |  | A Class | NOS | NOS | I-Inventory | FG-Finish Good | R | Consumables | Composite Material | Dental Equiment | Main Location |  |  | FIFO | Prime Dent | [8 empty] | 0 | 0 | 0 | 1 | 0 | 0 | [6 empty] | NOS | 1 |  | PD/GI/PRIME DENT/GLASS INOMER LIGHT- CURED KIT A3
IM00794 | Composite Material-Prime Dent-Light Cure Nano Hybrid Composite Kit 001-616 | 139035001616 |  | A Class | NOS | NOS | I-Inventory | FG-Finish Good | R | Consumables | Composite Material | Dental Equiment | Main Location |  |  | FIFO | Prime Dent | [8 empty] | 0 | 0 | 0 | 1 | 0 | 0 | [6 empty] | NOS | 1 |  | PD/NHC/PRIME-DENT L/C NANO HY. C.KIT 001-616
IM00795 | Composite Material-Prime Dent- VLC One Step Bonding Self Etch | 186BONDING |  | A Class | NOS | NOS | I-Inventory | FG-Finish Good | R | Consumables | Composite Material | Dental Equiment | Main Location |  |  | FIFO | Prime Dent | [8 empty] | 0 | 0 | 0 | 1 | 0 | 0 | [6 empty] | NOS | 1 |  | PD/PRIME DENT/VLC ONE STEP BONDING SELF ETCH
IM00796 | Composite Material-Prime Dent GI Resorative Kit | 139GIRESTORATIVEKIT |  | A Class | NOS | NOS | I-Inventory | FG-Finish Good | R | Consumables | Composite Material | Dental Equiment | Main Location |  |  | FIFO | Prime Dent | [8 empty] | 0 | 0 | 0 | 1 | 0 | 0 | [6 empty] | NOS | 1 |  | PD/PRIME GI RESTORATIVE KIT
IM00797 | Composite Material-Prime Dent Hema Desentizer 2 G Syringe | 1392GSYRINGE |  | A Class | NOS | NOS | I-Inventory | FG-Finish Good | R | Consumables | Composite Material | Dental Equiment | Main Location |  |  | FIFO | Prime Dent | [8 empty] | 0 | 0 | 0 | 1 | 0 | 0 | [6 empty] | NOS | 1 |  | PD/PRIME-HEMA DESENTIZER 2 G SYRINGE
IM00798 | Composite Mateial-Prime Dent -PIT and Fissure Sealant | 139PITFISSURE |  | A Class | NOS | NOS | I-Inventory | FG-Finish Good | R | Consumables | Composite Material | Dental Equiment | Main Location |  |  | FIFO | Prime Dent | [8 empty] | 0 | 0 | 0 | 1 | 0 | 0 | [6 empty] | NOS | 1 |  | PD/PRIME-PIT AND FISSURE SEALANT
IM00799 | Composite Material-Prime Dent-Pit and Fissure Sealant-Opeque | 139PITFISSUREOPEQUE |  | A Class | NOS | NOS | I-Inventory | FG-Finish Good | R | Consumables | Composite Material | Dental Equiment | Main Location |  |  | FIFO | Prime Dent | [8 empty] | 0 | 0 | 0 | 1 | 0 | 0 | [6 empty] | NOS | 1 |  | PD/PRIME-PIT AND FISSURE SEALANT-OPEQUE
IM00801 | Composite Material- Prime Dent- Zinc Oxide Eugenol Cement Kit | 139ZINCCEMENTKIT |  | A Class | NOS | NOS | I-Inventory | FG-Finish Good | R | Consumables | Composite Material | Dental Equiment | Main Location |  |  | FIFO | Prime Dent | [8 empty] | 0 | 0 | 0 | 1 | 0 | 0 | [6 empty] | NOS | 1 |  | PD/PRIME-ZINC OXIDE EUGENOL CEMENT KIT
IM00816 | Air Compressor- Cristofolio- Silence Air Compressor 38L | 11600338L |  | A Class | NOS | NOS | I-Inventory | FG-Finish Good | R | Equipment | Air Compressor | Dental Equiment | Main Location |  |  | FIFO | Cristofolio | [5 empty] | 1.*Air Compressor Oil-free for clinical, laboratory, commercial or even residential use.*2.*Suitable for offices with air consumption up to 85 liters per minute;*3.*Modern and compact design;*4.*Easy operation and maintenance;*5.*Large flow capacity and stable performance;*6.*Being oil-free, emits no fumes, vapors or odors;*7.*Has output air filter, engine pistons 2 and 3 safety systems, among them a shield against overheating;*8.*Air tank with inner painting;*9.*High-efficiency drain located at the bottom center of the tank;*10.*1-year guarantee |  |  | 0 | 0 | 0 | 1 | 0 | 0 | [6 empty] | NOS | 1 |  | CR/AC/CRISTOFOLIO/SILENCE AIR COMP. 38L
IM00829 | Air Compressor Accessories- Cristofolio Dental Stool Simpler | 116SIMPLIER |  | A Class | NOS | NOS | I-Inventory | FG-Finish Good | R | Accessories | Air Compressor-Accessories | Dental Equiment | Main Location |  |  | FIFO | Cristofolio | [8 empty] | 0 | 0 | 0 | 1 | 0 | 0 | [6 empty] | NOS | 1 |  | CR/AC/CRITOFOLIO/DENTAL STOOL/SIMPLER
IM00830 | Air Compressor Accessories- Durr Compressor Membrance for Torando 1 and 2 | 150003TORNADO1AND2 |  | A Class | NOS | NOS | I-Inventory | FG-Finish Good | R | Accessories | Air Compressor-Accessories | Dental Equiment | Main Location |  |  | FIFO | Durr Dental | [8 empty] | 0 | 0 | 0 | 1 | 0 | 0 | [6 empty] | NOS | 1 |  | DD/CR/AC/MEMBRANE FOR TORNADO 1 AND 2 COMP.
IM00836 | Air Compressor Spares-Durr-Fine Filter Set for A4 Cylinder Silver Airline 5450-980-60 | 159003CYLINDER545098060 |  | A Class | NOS | NOS | I-Inventory | FG-Finish Good | R | Spares | Air Compressor-Spares | Dental Equiment | Main Location |  |  | FIFO | Durr Dental | [8 empty] | 0 | 0 | 0 | 1 | 0 | 0 | [6 empty] | NOS | 1 |  | DR/CO/SP/FINE FILTER SET FOR A4 CYLINDER SILVER AIRLINE-5450-980-60
IM00867 | Air Compressor Spares -Durr-Power Tower Silence 120/02 | 15000612002 |  | A Class | NOS | NOS | I-Inventory | FG-Finish Good | R | Spares | Air Compressor-Spares | Dental Equiment | Main Location |  |  | FIFO | Durr Dental | [8 empty] | 0 | 0 | 0 | 1 | 0 | 0 | [6 empty] | NOS | 1 |  | DD/CR/AC/DENTAL COMP/POWER TOWER SILENCE 120/02
IM00870 | Air Compressor Spares-Durr-Comfort H/Ve Bare Suction hose-9000-317-38 | 150003900031738 |  | A Class | NOS | NOS | I-Inventory | FG-Finish Good | R | Spares | Air Compressor-Spares | Dental Equiment | Main Location |  |  | FIFO | Durr Dental | [8 empty] | 0 | 0 | 0 | 1 | 0 | 0 | [6 empty] | NOS | 1 |  | DURR/CO/SP/ COMFORT H/VE BARE SUCTION HOSE-9000-317-38
IM00932 | Dental Compressor Spares- Durr Connect 20 Filtre Connector 0700-700-18E | Durr/Sp/Durr Connect 20 Filtre Connector 0700-700-18E |  | A Class | NOS | NOS | I-Inventory | TG-Trading Good |  | Spares | Air Compressor-Spares | Dental Equiment | Main Location |  |  | FIFO | Durr Dental | [8 empty] | 0 | 0 | 0 | 1 | 0 | 0 | [6 empty] | NOS | 1 |  | Durr Connect 20 Filtre Connector 0700-700-18E
IM00933 | Dental Compressor Spares- Durr Dental Base for Tornado Compressor 5180-200-04 | Durr/Sp/Base for Tornado Compressor 5180-200-04 |  | A Class | NOS | NOS | I-Inventory | TG-Trading Good |  | Spares | Air Compressor-Spares | Dental Equiment | Main Location |  |  | FIFO | Durr Dental | [8 empty] | 0 | 0 | 0 | 1 | 0 | 0 | [6 empty] | NOS | 1 |  | Durr Dental Base for Tornado Compressor 5180-200-04
IM00936 | Computer System-Accessories-Stablizer-Servo Voltage Stablizer 3Kva | 1480453KVASTABLIZER |  | A Class | NOS | NOS | I-Inventory | TG-Trading Good |  | Accessories | Computer System-Accessories | Dental Equiment | Main Location |  |  | FIFO | Indian Product | [8 empty] | 0 | 0 | 0 | 1 | 0 | 0 | [6 empty] | NOS | 1 |  | IN/SS/MC/STABLIZER-SERVO VOLTAGE STABLIZER 3KVA
IM00941 | Control Box-Strong-Strong Lab Motor Contorl Box Model Forte 300 | 164013FORTE300 |  | A Class | NOS | NOS | I-Inventory | FG-Finish Good | R | Equipment | Control Box | Dental Equiment | Main Location |  |  | FIFO | Strong | [8 empty] | 0 | 0 | 0 | 1 | 0 | 0 | [6 empty] | NOS | 1 |  | ST/LM/CB/AC/STRONG LAB MOTOR CONTROL BOX -FORTE 300
IM00944 | Dental Cabinet-Shanghai- Dental Mobile Cabinet Model-MDF Q1 | 124022MDFQ1 |  | A Class | NOS | NOS | I-Inventory | FG-Finish Good | R | Equipment | Dental Cabinet | Dental Equiment | Main Location |  |  | FIFO | Shanghai | [8 empty] | 0 | 0 | 0 | 1 | 0 | 0 | [6 empty] | NOS | 1 |  | GL/CB/MC/DENTAL MOBILE CABINET MODEL (MDF) Q 1
IM00947 | Dental Cabinet-Shanghai- Dental Mobile Unit Marble Top Model-BG-752-2E | 1240227522E |  | A Class | NOS | NOS | I-Inventory | FG-Finish Good | R | Equipment | Dental Cabinet | Dental Equiment | Main Location |  |  | FIFO | Shanghai | [8 empty] | 0 | 0 | 0 | 1 | 0 | 0 | [6 empty] | NOS | 1 |  | SS/DC/MC/BG-752-2E-DENTAL MOBILE UNIT MARBLE TOP
IM00948 | Dental Cabinet-Shanghai- Dental Wall Cabinet Model-BG-G3 | 126033CABINETBGG3 |  | A Class | NOS | NOS | I-Inventory | FG-Finish Good | R | Equipment | Dental Cabinet | Dental Equiment | Main Location |  |  | FIFO | Shanghai | [5 empty] | Wall Mount Cabinet*Model BG G3*Wall Mount Cabinet for Gloves, Tissue, Soap Stand, Disenfactant Stand |  |  | 0 | 0 | 0 | 1 | 0 | 0 | [6 empty] | NOS | 1 |  | SS/DC/MC/BG-G3-DENTAL WALL CABINET BG-G3
IM00979 | Dental Chair Machinery- Dahe Dental Mobile Unit Model 110 | 117101110MOBILEUNIT |  | A Class | NOS | NOS | I-Inventory | FG-Finish Good | R | Equipment | Dental Chair | Dental Equiment | Main Location |  |  | FIFO | Dahe | [8 empty] | 0 | 0 | 0 | 1 | 0 | 0 | [6 empty] | NOS | 1 |  | DHD/DC//MC/110-DAHE DENTAL MOBILE UNIT
IM00998 | Dental Chair Machine-Gnatus Xpress Inova Pad -LSFE Sync | GN/DC/MC/SYNC /LSFE GNATUS D/CHAIR XPRESS INOVA PAD |  | A Class | NOS | NOS | I-Inventory | FG-Finish Good | R | Equipment | Dental Chair | Dental Equiment | Main Location |  |  | FIFO | Gnatus | [8 empty] | 0 | 0 | 0 | 1 | 0 | 0 | [6 empty] | NOS | 1 |  | GN/DC/MC/SYNC /LSFE GNATUS CHAIR XPRESS INOVA PAD
IM01006 | Dental Chair Machine-Yoboshi Peado CAT Type -A8000IIA | FY/DC/MC/A8000 IIA YOBOSHI DENTAL PEADO CHAIR CAT TYPE |  | A Class | NOS | NOS | I-Inventory | TG-Trading Good |  | Equipment | Dental Chair | Dental Equiment | Main Location |  |  | FIFO | Yoboshi | [8 empty] | 0 | 0 | 0 | 1 | 0 | 0 | [6 empty] | NOS | 1 |  | FY/DC/MC/A8000 IIA YOBOSHI DENTAL PEADO CHAIR CAT TYPE
IM01133 | Dental Chair Upholstery- Avayanna Dark Orange #13 | 203001CHUPDARKORANGE013 |  | A Class | NOS | NOS | I-Inventory | TG-Trading Good |  | Accessories | Dental Chair-Accessories | Dental Equiment | Main Location |  |  | FIFO | Confident | [8 empty] | 0 | 0 | 0 | 1 | 0 | 0 | [6 empty] | NOS | 1 |  | CD/DC/CHUP/AVYANNA/DENTAL CHAIR UPHOL. DARK ORANGE 013
IM01180 | Dental Chair Upholstery-Innova Pad-Mustard Yellow # S05 | 109001CHUPINPADMUSTARDYELLOWS05 |  | A Class | NOS | NOS | I-Inventory | FG-Finish Good | R | Accessories | Dental Chair-Accessories | Dental Equiment | Main Location |  |  | FIFO | Runyes | [8 empty] | 0 | 0 | 0 | 1 | 0 | 0 | [6 empty] | NOS | 1 |  | RN/DC/UP/RUNYES CHAIR UPHL INNOVA PAD/MUSTARD YELLOW/S05
IM01181 | Dental Chair Accessoires-Runyes Dental Head Light LED | 109001D4LEDLIGHT |  | A Class | NOS | NOS | I-Inventory | FG-Finish Good | R | Accessories | Dental Chair-Accessories | Dental Equiment | Main Location |  |  | FIFO | Runyes | [8 empty] | 0 | 0 | 0 | 1 | 0 | 0 | [6 empty] | NOS | 1 |  | RN/DL/AC/D4-LEDS- RUNYES DENTAL HEAD LED LIGHT
IM01261 | Installation Kit- Utkrisht | KIT-110UTKRISHTCHAIR |  | A Class | NOS | NOS | I-Inventory | TG-Trading Good |  | Consumables | Dental Chair-Consumables | Dental Equiment | Main Location |  |  | FIFO | Bestodent | [8 empty] | 0 | 0 | 0 | 1 | 0 | 0 | [6 empty] | NOS | 1 |  | KIT -110 INSTALLATION KIT FOR UTKRISHT CHAIR
IM01483 | Dental Chair Spares-Anthos-Cefla Vga Exit Cable 97521844 | 10600197521844 |  | A Class | NOS | NOS | I-Inventory | FG-Finish Good | R | Spares | Dental Chair-Spares | Dental Equiment | Main Location |  |  | FIFO | Anthos/Cefla | [8 empty] | 0 | 0 | 0 | 1 | 0 | 0 | [6 empty] | NOS | 1 |  | CF/DC/SP/CEFLA VGA EXIT CABLE 97521844
IM01495 | Dental Chair Spares-Anthos-Continental Console Group 97661144 | 106001CONSOLEGROUP97661144 |  | A Class | NOS | NOS | I-Inventory | FG-Finish Good | R | Spares | Dental Chair-Spares | Dental Equiment | Main Location |  |  | FIFO | Anthos/Cefla | [8 empty] | 0 | 0 | 0 | 1 | 0 | 0 | [6 empty] | NOS | 1 |  | CF/DC/SP/CONTINENTAL CONSOLE GROUP 97661144
IM01496 | Dental Chair Spares-Anthos-Coperchio Serbatoi Serie 3000 Pz 91109109 | 10600191109109 |  | A Class | NOS | NOS | I-Inventory | FG-Finish Good | R | Spares | Dental Chair-Spares | Dental Equiment | Main Location |  |  | FIFO | Anthos/Cefla | [8 empty] | 0 | 0 | 0 | 1 | 0 | 0 | [6 empty] | NOS | 1 |  | CF/DC/SP/COPERCHIO SERBATOI SERIE 3000 PZ 91109109
IM01497 | Dental Chair Spares-Anthos-Cord Sez L1400C U2 Hd 95520509 | 10600195520509 |  | A Class | NOS | NOS | I-Inventory | FG-Finish Good | R | Spares | Dental Chair-Spares | Dental Equiment | Main Location |  |  | FIFO | Anthos/Cefla | [8 empty] | 0 | 0 | 0 | 1 | 0 | 0 | [6 empty] | NOS | 1 |  | CF/DC/SP/CORD SEZ L1400C U2 HD 95520509
IM01527 | Dental Chair Spares-Anthos-Ghiera D 20X1 Autobl-52900023 | 10600152900023 |  | A Class | NOS | NOS | I-Inventory | FG-Finish Good | R | Spares | Dental Chair-Spares | Dental Equiment | Main Location |  |  | FIFO | Anthos/Cefla | [8 empty] | 0 | 0 | 0 | 1 | 0 | 0 | [6 empty] | NOS | 1 |  | CF/DC/SP/GHIERA D 20X1 AUTOBL-52900023
IM01606 | Dental Chair Spares-Nanhai Aspire-Chair Utility Tray | 177001UTILITYTRAY |  | A Class | NOS | NOS | I-Inventory | FG-Finish Good | R | Spares | Dental Chair-Spares | Dental Equiment | Main Location |  |  | FIFO | Nanhai | [8 empty] | 0 | 0 | 0 | 1 | 0 | 0 | [6 empty] | NOS | 1 |  | CHC SPARE -ASPIRE CHAIR UTILY TRAY
IM01681 | Dental Chair Spares- Power Keen-Star- Assistant Arm PCB | Powerkeen Assistant Arm PCB |  | A Class | NOS | NOS | I-Inventory | TG-Trading Good |  | Spares | Dental Chair-Spares | Dental Equiment | Main Location |  |  | FIFO | Power Keen | [8 empty] | 0 | 0 | 0 | 1 | 0 | 0 | [6 empty] | NOS | 1 |  | Pk/Sp/Powerkeen Assistant Arm PCB
IM01682 | Dental Chair Spares- Power Keen-Star- Delivery Unit PCB | Power Keen-Delivery Unit Pcb |  | A Class | NOS | NOS | I-Inventory | TG-Trading Good |  | Spares | Dental Chair-Spares | Dental Equiment | Main Location |  |  | FIFO | Power Keen | [8 empty] | 0 | 0 | 0 | 1 | 0 | 0 | [6 empty] | NOS | 1 |  | Power Keen-Delivery Unit Pcb
IM01836 | Dental Chair Spares-Anthos-Dental Type P1 Tip F680C4400 | CF/SP/DENTAL TYPE P1 TIP F680C4400 |  | A Class | NOS | NOS | I-Inventory | TG-Trading Good |  | Spares | Dental Chair-Spares | Dental Equiment | Main Location |  |  | FIFO | Anthos/Cefla | [5 empty] | .. |  |  | 0 | 0 | 0 | 1 | 0 | 0 | [6 empty] | NOS | 1 |  | CF/SP/DENTAL TYPE P1 TIP F680C4400
IM01845 | Dental Chair Spares-Anthos-Double Join Asst. Side Articulated Arm | CF/SP/DOUBLE JOIN ASST. SIDE ARTICULATED ARM |  | A Class | NOS | NOS | I-Inventory | TG-Trading Good |  | Spares | Dental Chair-Spares | Dental Equiment | Main Location |  |  | FIFO | Anthos/Cefla | [8 empty] | 0 | 0 | 0 | 1 | 0 | 0 | [6 empty] | NOS | 1 |  | CF/SP/DOUBLE JOIN ASST. SIDE ARTICULATED ARM
IM01945 | Dental Chair Spares-Anthos-Victor- Chair Dc Backrest Motor | 106052VICTORDCBACKREST |  | A Class | NOS | NOS | I-Inventory | FG-Finish Good | R | Spares | Dental Chair-Spares | Dental Equiment | Main Location |  |  | FIFO | Anthos/Cefla | [8 empty] | 0 | 0 | 0 | 1 | 0 | 0 | [6 empty] | NOS | 1 |  | VICTOR/BA/SP/VICTOR CHAIR DC BACKREST MOTOR
IM01946 | Dental Chair Spares-Anthos-Victor- Chair Delivery Unit Upper Cover-V97460271 | 106001DUUPPERCOVERV97460271 |  | A Class | NOS | NOS | I-Inventory | FG-Finish Good | C | Spares | Dental Chair-Spares | Dental Equiment | Main Location |  |  | FIFO | Anthos/Cefla | [8 empty] | 0 | 0 | 0 | 1 | 0 | 0 | [6 empty] | NOS | 1 |  | VICTOR/BA/SP/VICTOR CHAIR DELIVERY UNIT UPPER COVER-V97460271
IM01961 | Dental Chair Spares-Anthos-Victor- Chair Main Pcb V97660051B | 106001V97660051B |  | A Class | NOS | NOS | I-Inventory | FG-Finish Good | R | Spares | Dental Chair-Spares | Dental Equiment | Main Location |  |  | FIFO | Anthos/Cefla | [8 empty] | 0 | 0 | 0 | 1 | 0 | 0 | [6 empty] | NOS | 1 |  | VICTOR/DC/SP/VICTOR CHAIR MAIN PCB V97660051B