## Sheet1
Item_Code | Item_Name | Item_Part_No | Item_Drawing_No | Inventory_Class_Name | Main_UOM_Code | ALT_UOM_Code | Item_Type_Code | Material_Type_Code_OR_GL_Code | Item_Description | Item_Group_Name | Item_Sub_Group_Name | Item_Category_Name | Default_Store_Name | HSN_Code | Standard_Custom_Duty_Rate_Percentage | Inventory_Valuation_Method | Business_Unit_Name | Standard_Rate | Standard_SWS_Rate_Percentage | Minimum_Level | Reorder_Level | Maximum_Level | Item_Specification | Attribute_Attribute_Code | Attribute_Value | Check_Flag_QC_Applicable | Check_Flag_Serial_No_Applicable | Check_Flag_Batch_No_Lot_No_Applicable | Check_Flag_Inventory_Maintain | check_flag_barcode_applicable | check_flag_serialno_mode | check_flag_serialno_prefix | check_flag_serialno_starts_from | check_flag_serialno_suffix | check_flag_serialno_max_length | Technical_Specification_TS_Type | Technical_Specification_Value | UOM_Conversion_To_UOM_Code | UOM_Conversion_Qty | ALPS_Specific_SAP_Customer_Code | ALPS_Specific_SAP_Customer_Name | ALPS_Specific_SAP_Part_Number | ALPS_Specific_SAP_Part_Description | ALPS_Specific_SAP_Customer_Part_No | ALPS_Specific_SAP_Market_Set_Code | ALPS_Specific_Rounding_Value_LOT_Size_Qty | ALPS_Specific_ALPS_Part_No | ALPS_Specific_Customer_Part_No | ALPS_Specific_OEM_Part_No | UDF_UDF_Label | UDF_VALUE
IM04001 | Dental Implant-CSM-Octa Abutment/Oa4535-21 |  |  | A Class | NOS | NOS | I-Inventory | O-Other |  | Consumables | Dental Implant | Dental Equiment | Main Location | 90212900 |  | FIFO | CSM Implant | [8 empty] | 0 | 0 | 0 | 1 | 0 | [7 empty] | NOS | 1 |  | IM/CSM-OCTA ABUTMENT/OA4535-21
IM04002 | Dental Implant-CSM-Octa Abutment/Oa4545-21 |  |  | A Class | NOS | NOS | I-Inventory | O-Other |  | Consumables | Dental Implant | Dental Equiment | Main Location | 90212900 |  | FIFO | CSM Implant | [8 empty] | 0 | 0 | 0 | 1 | 0 | [7 empty] | NOS | 1 |  | IM/CSM-OCTA ABUTMENT/OA4545-21
IM04003 | Dental Implant-CSM-Octa Abutment/Oa5515-21 |  |  | A Class | NOS | NOS | I-Inventory | O-Other |  | Consumables | Dental Implant | Dental Equiment | Main Location | 90212900 |  | FIFO | CSM Implant | [8 empty] | 0 | 0 | 0 | 1 | 0 | [7 empty] | NOS | 1 |  | IM/CSM-OCTA ABUTMENT/OA5515-21
IM04004 | Dental Implant-CSM-Octa Abutment/Oa5525-21 |  |  | A Class | NOS | NOS | I-Inventory | O-Other |  | Consumables | Dental Implant | Dental Equiment | Main Location | 90212900 |  | FIFO | CSM Implant | [8 empty] | 0 | 0 | 0 | 1 | 0 | [7 empty] | NOS | 1 |  | IM/CSM-OCTA ABUTMENT/OA5525-21
IM04005 | Dental Implant-CSM-Submerged 3 Implant 4.8 * 10 C5F4810 |  |  | A Class | NOS | NOS | I-Inventory | O-Other |  | Consumables | Dental Implant | Dental Equiment | Main Location | 90212900 |  | FIFO | CSM Implant | [8 empty] | 0 | 0 | 0 | 1 | 0 | [7 empty] | NOS | 1 |  | IM/CSM-SUBMERGED 3 IMPLANT 4.8 * 10 C5F4810
IM04006 | Dental Implant-CSM-Octa Abutment/Oa5535-21 |  |  | A Class | NOS | NOS | I-Inventory | O-Other |  | Consumables | Dental Implant | Dental Equiment | Main Location | 90212900 |  | FIFO | CSM Implant | [8 empty] | 0 | 0 | 0 | 1 | 0 | [7 empty] | NOS | 1 |  | IM/CSM-OCTA ABUTMENT/OA5535-21
IM04007 | Dental Implant-CSM-Octa Abutment/Oa5545-21 |  |  | A Class | NOS | NOS | I-Inventory | O-Other |  | Consumables | Dental Implant | Dental Equiment | Main Location | 90212900 |  | FIFO | CSM Implant | [8 empty] | 0 | 0 | 0 | 1 | 0 | [7 empty] | NOS | 1 |  | IM/CSM-OCTA ABUTMENT/OA5545-21
IM04008 | Dental Implant-CSM-Scre Remover Dril M16/Rd-09 |  |  | A Class | NOS | NOS | I-Inventory | O-Other |  | Consumables | Dental Implant | Dental Equiment | Main Location | 90212900 |  | FIFO | CSM Implant | [8 empty] | 0 | 0 | 0 | 1 | 0 | [7 empty] | NOS | 1 |  | IM/CSM-SCRE REMOVER DRIL M16/RD-09
IM04009 | Dental Implant-CSM-Scre Remover Dril M20/Rd-11 |  |  | A Class | NOS | NOS | I-Inventory | O-Other |  | Consumables | Dental Implant | Dental Equiment | Main Location | 90212900 |  | FIFO | CSM Implant | [8 empty] | 0 | 0 | 0 | 1 | 0 | [7 empty] | NOS | 1 |  | IM/CSM-SCRE REMOVER DRIL M20/RD-11
IM04010 | Dental Implant-CSM-Submerged 3 Implant 3.6 * 08/C5F3608 |  |  | A Class | NOS | NOS | I-Inventory | O-Other |  | Consumables | Dental Implant | Dental Equiment | Main Location | 90212900 |  | FIFO | CSM Implant | [8 empty] | 0 | 0 | 0 | 1 | 0 | [7 empty] | NOS | 1 |  | IM/CSM-SUBMERGED 3 IMPLANT 3.6 * 08/C5F3608
IM04011 | Dental Implant-CSM-Submerged 3 Implant 3.6 * 10/C5F3610 |  |  | A Class | NOS | NOS | I-Inventory | O-Other |  | Consumables | Dental Implant | Dental Equiment | Main Location | 90212900 |  | FIFO | CSM Implant | [8 empty] | 0 | 0 | 0 | 1 | 0 | [7 empty] | NOS | 1 |  | IM/CSM-SUBMERGED 3 IMPLANT 3.6 * 10/C5F3610
IM04012 | Dental Implant-CSM-Submerged 3 Implant 3.6 * 12/C5F3612 |  |  | A Class | NOS | NOS | I-Inventory | O-Other |  | Consumables | Dental Implant | Dental Equiment | Main Location | 90212900 |  | FIFO | CSM Implant | [8 empty] | 0 | 0 | 0 | 1 | 0 | [7 empty] | NOS | 1 |  | IM/CSM-SUBMERGED 3 IMPLANT 3.6 * 12/C5F3612
IM04013 | Dental Implant-CSM-Submerged 3 Implant 3.6 * 14/C5F3614 |  |  | A Class | NOS | NOS | I-Inventory | O-Other |  | Consumables | Dental Implant | Dental Equiment | Main Location | 90212900 |  | FIFO | CSM Implant | [8 empty] | 0 | 0 | 0 | 1 | 0 | [7 empty] | NOS | 1 |  | IM/CSM-SUBMERGED 3 IMPLANT 3.6 * 14/C5F3614
IM04014 | Dental Implant-CSM-Submerged 3 Implant 4.0 * 08/C5F4008 |  |  | A Class | NOS | NOS | I-Inventory | O-Other |  | Consumables | Dental Implant | Dental Equiment | Main Location | 90212900 |  | FIFO | CSM Implant | [8 empty] | 0 | 0 | 0 | 1 | 0 | [7 empty] | NOS | 1 |  | IM/CSM-SUBMERGED 3 IMPLANT 4.0 * 08/C5F4008
IM04015 | Dental Implant-CSM-Submerged 3 Implant 4.0 * 10/C5F4010 |  |  | A Class | NOS | NOS | I-Inventory | O-Other |  | Consumables | Dental Implant | Dental Equiment | Main Location | 90212900 |  | FIFO | CSM Implant | [8 empty] | 0 | 0 | 0 | 1 | 0 | [7 empty] | NOS | 1 |  | IM/CSM-SUBMERGED 3 IMPLANT 4.0 * 10/C5F4010
IM04016 | Dental Implant-CSM-Submerged Ii Implant 4.0 * 09 Yellow C4F4009 |  |  | A Class | NOS | NOS | I-Inventory | O-Other |  | Consumables | Dental Implant | Dental Equiment | Main Location | 90212900 |  | FIFO | CSM Implant | [8 empty] | 0 | 0 | 0 | 1 | 0 | [7 empty] | NOS | 1 |  | IM/CSM-SUBMERGED II IMPLANT 4.0 * 09 YELLOW C4F4009
IM04017 | Dental Implant-CSM-Submerged Ii Implant 4.0 * 12 Yellow C4F4012 |  |  | A Class | NOS | NOS | I-Inventory | O-Other |  | Consumables | Dental Implant | Dental Equiment | Main Location | 90212900 |  | FIFO | CSM Implant | [8 empty] | 0 | 0 | 0 | 1 | 0 | [7 empty] | NOS | 1 |  | IM/CSM-SUBMERGED II IMPLANT 4.0 * 12 YELLOW C4F4012
IM04018 | Dental Implant-CSM-Submerged Ii Implant 4.0 * 14 Yellow C4F4014 |  |  | A Class | NOS | NOS | I-Inventory | O-Other |  | Consumables | Dental Implant | Dental Equiment | Main Location | 90212900 |  | FIFO | CSM Implant | [8 empty] | 0 | 0 | 0 | 1 | 0 | [7 empty] | NOS | 1 |  | IM/CSM-SUBMERGED II IMPLANT 4.0 * 14 YELLOW C4F4014
IM04019 | Dental Implant-CSM-Submerged Ii Implant 4.5 * 12 Purple C4F4512 |  |  | A Class | NOS | NOS | I-Inventory | O-Other |  | Consumables | Dental Implant | Dental Equiment | Main Location | 90212900 |  | FIFO | CSM Implant | [8 empty] | 0 | 0 | 0 | 1 | 0 | [7 empty] | NOS | 1 |  | IM/CSM-SUBMERGED II IMPLANT 4.5 * 12 PURPLE C4F4512
IM04020 | Dental Implant-CSM-Submerged Ii Implant 4.5 * 14 Purple C4F4514 |  |  | A Class | NOS | NOS | I-Inventory | O-Other |  | Consumables | Dental Implant | Dental Equiment | Main Location | 90212900 |  | FIFO | CSM Implant | [8 empty] | 0 | 0 | 0 | 1 | 0 | [7 empty] | NOS | 1 |  | IM/CSM-SUBMERGED II IMPLANT 4.5 * 14 PURPLE C4F4514
IM04021 | Dental Implant-CSM-Submerged 3 Implant 4.0 * 12/C5F4012 |  |  | A Class | NOS | NOS | I-Inventory | O-Other |  | Consumables | Dental Implant | Dental Equiment | Main Location | 90212900 |  | FIFO | CSM Implant | [8 empty] | 0 | 0 | 0 | 1 | 0 | [7 empty] | NOS | 1 |  | IM/CSM-SUBMERGED 3 IMPLANT 4.0 * 12/C5F4012
IM04022 | Dental Implant-CSM-Submerged 3 Implant 4.0 * 14/C5F4014 |  |  | A Class | NOS | NOS | I-Inventory | O-Other |  | Consumables | Dental Implant | Dental Equiment | Main Location | 90212900 |  | FIFO | CSM Implant | [8 empty] | 0 | 0 | 0 | 1 | 0 | [7 empty] | NOS | 1 |  | IM/CSM-SUBMERGED 3 IMPLANT 4.0 * 14/C5F4014
IM04023 | Dental Implant-CSM-Submerged-3 Full Surgical Kit Sk3F |  |  | A Class | NOS | NOS | I-Inventory | O-Other |  | Consumables | Dental Implant | Dental Equiment | Main Location | 90212900 |  | FIFO | CSM Implant | [8 empty] | 0 | 0 | 0 | 1 | 0 | [7 empty] | NOS | 1 |  | IM/CSM-SUBMERGED-3 FULL SURGICAL KIT SK3F
IM04024 | Dental Implant-CSM-Submerged-Ii Mounthless Driver Short 2.5 HEX Hand Mdh08-25 |  |  | A Class | NOS | NOS | I-Inventory | O-Other |  | Consumables | Dental Implant | Dental Equiment | Main Location | 90212900 |  | FIFO | CSM Implant | [8 empty] | 0 | 0 | 0 | 1 | 0 | [7 empty] | NOS | 1 |  | IM/CSM-SUBMERGED-II MOUNTHLESS DRIVER SHORT 2.5 HEX HAND MDH08-25
IM04025 | Dental Implant-CSM-Submerged-Ii Surgical Kit 26 Pcs. Set |  |  | A Class | NOS | NOS | I-Inventory | O-Other |  | Consumables | Dental Implant | Dental Equiment | Main Location | 90212900 |  | FIFO | CSM Implant | [8 empty] | 0 | 0 | 0 | 1 | 0 | [7 empty] | NOS | 1 |  | IM/CSM-SUBMERGED-II SURGICAL KIT 26 PCS. SET
IM04026 | Dental Implant-CSM-Surgical Kit 30 Pcs. Set |  |  | A Class | NOS | NOS | I-Inventory | O-Other |  | Consumables | Dental Implant | Dental Equiment | Main Location | 90212900 |  | FIFO | CSM Implant | [8 empty] | 0 | 0 | 0 | 1 | 0 | [7 empty] | NOS | 1 |  | IM/CSM-SURGICAL KIT 30 PCS. SET
IM04027 | Dental Implant-CSM-Temporary Abutment Non- HEX 4.5*15 Ta4515N |  |  | A Class | NOS | NOS | I-Inventory | O-Other |  | Consumables | Dental Implant | Dental Equiment | Main Location | 90212900 |  | FIFO | CSM Implant | [8 empty] | 0 | 0 | 0 | 1 | 0 | [7 empty] | NOS | 1 |  | IM/CSM-TEMPORARY ABUTMENT NON- HEX 4.5*15 TA4515N
IM04028 | Dental Implant-CSM-Temporary Abutment-Ii Non-HEX 4.5*10 Ta4510N-21 |  |  | A Class | NOS | NOS | I-Inventory | O-Other |  | Consumables | Dental Implant | Dental Equiment | Main Location | 90212900 |  | FIFO | CSM Implant | [8 empty] | 0 | 0 | 0 | 1 | 0 | [7 empty] | NOS | 1 |  | IM/CSM-TEMPORARY ABUTMENT-II NON-HEX 4.5*10 TA4510N-21
IM04029 | Dental Implant-CSM-Trox Driver Hand Long Tdh18 |  |  | A Class | NOS | NOS | I-Inventory | O-Other |  | Consumables | Dental Implant | Dental Equiment | Main Location | 90212900 |  | FIFO | CSM Implant | [8 empty] | 0 | 0 | 0 | 1 | 0 | [7 empty] | NOS | 1 |  | IM/CSM-TROX DRIVER HAND LONG TDH18
IM04030 | Dental Implant-CSM-Trox Driver Hand Short Tdh13 |  |  | A Class | NOS | NOS | I-Inventory | O-Other |  | Consumables | Dental Implant | Dental Equiment | Main Location | 90212900 |  | FIFO | CSM Implant | [8 empty] | 0 | 0 | 0 | 1 | 0 | [7 empty] | NOS | 1 |  | IM/CSM-TROX DRIVER HAND SHORT TDH13
IM04031 | Dental Implant-CSM-Trox Driver Machine |  |  | A Class | NOS | NOS | I-Inventory | O-Other |  | Consumables | Dental Implant | Dental Equiment | Main Location | 90212900 |  | FIFO | CSM Implant | [8 empty] | 0 | 0 | 0 | 1 | 0 | [7 empty] | NOS | 1 |  | IM/CSM-TROX DRIVER MACHINE
IM04032 | Dental Implant-CSM-Dummy Implant |  |  | A Class | NOS | NOS | I-Inventory | O-Other |  | Consumables | Dental Implant | Dental Equiment | Main Location | 90212900 |  | FIFO | CSM Implant | [8 empty] | 0 | 0 | 0 | 1 | 0 | [7 empty] | NOS | 1 |  | IN/CSM-DUMMY IMPLANT
IM04033 | Dental Implant-CSM-Mouthless Driver Machine |  |  | A Class | NOS | NOS | I-Inventory | O-Other |  | Consumables | Dental Implant | Dental Equiment | Main Location | 90212900 |  | FIFO | CSM Implant | [8 empty] | 0 | 0 | 0 | 1 | 0 | [7 empty] | NOS | 1 |  | IN/CSM-MOUTHLESS DRIVER MACHINE
IM04034 | Dental Implant-CSM-Trox Driver |  |  | A Class | NOS | NOS | I-Inventory | O-Other |  | Consumables | Dental Implant | Dental Equiment | Main Location | 90212900 |  | FIFO | CSM Implant | [8 empty] | 0 | 0 | 0 | 1 | 0 | [7 empty] | NOS | 1 |  | IN/CSM-TROX DRIVER
IM04035 | Dental Implant-CSM-Submerged 3 Implant 4.4 * 08/C5F4408 |  |  | A Class | NOS | NOS | I-Inventory | O-Other |  | Consumables | Dental Implant | Dental Equiment | Main Location | 90212900 |  | FIFO | CSM Implant | [8 empty] | 0 | 0 | 0 | 1 | 0 | [7 empty] | NOS | 1 |  | IM/CSM-SUBMERGED 3 IMPLANT 4.4 * 08/C5F4408
IM04036 | Dental Implant-CSM-Submerged 3 Implant 4.4 * 10/C5F4410 |  |  | A Class | NOS | NOS | I-Inventory | O-Other |  | Consumables | Dental Implant | Dental Equiment | Main Location | 90212900 |  | FIFO | CSM Implant | [8 empty] | 0 | 0 | 0 | 1 | 0 | [7 empty] | NOS | 1 |  | IM/CSM-SUBMERGED 3 IMPLANT 4.4 * 10/C5F4410
IM04037 | Dental Implant-CSM-Submerged 3 Implant 4.4 * 12/C5F4412 |  |  | A Class | NOS | NOS | I-Inventory | O-Other |  | Consumables | Dental Implant | Dental Equiment | Main Location | 90212900 |  | FIFO | CSM Implant | [8 empty] | 0 | 0 | 0 | 1 | 0 | [7 empty] | NOS | 1 |  | IM/CSM-SUBMERGED 3 IMPLANT 4.4 * 12/C5F4412
IM04038 | Dental Implant-CSM-Submerged 3 Implant 4.4 * 14/C5F4414 |  |  | A Class | NOS | NOS | I-Inventory | O-Other |  | Consumables | Dental Implant | Dental Equiment | Main Location | 90212900 |  | FIFO | CSM Implant | [8 empty] | 0 | 0 | 0 | 1 | 0 | [7 empty] | NOS | 1 |  | IM/CSM-SUBMERGED 3 IMPLANT 4.4 * 14/C5F4414
IM04039 | Dental Implant-CSM-Submerged 3 Implant 4.8 * 08/C5F4808 |  |  | A Class | NOS | NOS | I-Inventory | O-Other |  | Consumables | Dental Implant | Dental Equiment | Main Location | 90212900 |  | FIFO | CSM Implant | [8 empty] | 0 | 0 | 0 | 1 | 0 | [7 empty] | NOS | 1 |  | IM/CSM-SUBMERGED 3 IMPLANT 4.8 * 08/C5F4808
IM04040 | Dental Implant-CSM-Submerged 3 Implant 4.8 * 12/C5F4812 |  |  | A Class | NOS | NOS | I-Inventory | O-Other |  | Consumables | Dental Implant | Dental Equiment | Main Location | 90212900 |  | FIFO | CSM Implant | [8 empty] | 0 | 0 | 0 | 1 | 0 | [7 empty] | NOS | 1 |  | IM/CSM-SUBMERGED 3 IMPLANT 4.8 * 12/C5F4812
IM04041 | Dental Implant-CSM-Submerged 3 Implant 4.8 * 14/C5F4814 |  |  | A Class | NOS | NOS | I-Inventory | O-Other |  | Consumables | Dental Implant | Dental Equiment | Main Location | 90212900 |  | FIFO | CSM Implant | [8 empty] | 0 | 0 | 0 | 1 | 0 | [7 empty] | NOS | 1 |  | IM/CSM-SUBMERGED 3 IMPLANT 4.8 * 14/C5F4814
IM04042 | Dental Implant-CSM-Submerged 3 Implant 5.2 * 08/C5F5208 |  |  | A Class | NOS | NOS | I-Inventory | O-Other |  | Consumables | Dental Implant | Dental Equiment | Main Location | 90212900 |  | FIFO | CSM Implant | [8 empty] | 0 | 0 | 0 | 1 | 0 | [7 empty] | NOS | 1 |  | IM/CSM-SUBMERGED 3 IMPLANT 5.2 * 08/C5F5208
IM04043 | Dental Implant-CSM-Submerged 3 Implant 5.2 * 10/C5F5210 |  |  | A Class | NOS | NOS | I-Inventory | O-Other |  | Consumables | Dental Implant | Dental Equiment | Main Location | 90212900 |  | FIFO | CSM Implant | [8 empty] | 0 | 0 | 0 | 1 | 0 | [7 empty] | NOS | 1 |  | IM/CSM-SUBMERGED 3 IMPLANT 5.2 * 10/C5F5210
IM04044 | Dental Implant-CSM-Submerged 3 Implant 5.2 * 12/C5F5212 |  |  | A Class | NOS | NOS | I-Inventory | O-Other |  | Consumables | Dental Implant | Dental Equiment | Main Location | 90212900 |  | FIFO | CSM Implant | [8 empty] | 0 | 0 | 0 | 1 | 0 | [7 empty] | NOS | 1 |  | IM/CSM-SUBMERGED 3 IMPLANT 5.2 * 12/C5F5212
IM04045 | Dental Implant-CSM-Submerged 3 Implant 5.2 * 14/C5F5214 |  |  | A Class | NOS | NOS | I-Inventory | O-Other |  | Consumables | Dental Implant | Dental Equiment | Main Location | 90212900 |  | FIFO | CSM Implant | [8 empty] | 0 | 0 | 0 | 1 | 0 | [7 empty] | NOS | 1 |  | IM/CSM-SUBMERGED 3 IMPLANT 5.2 * 14/C5F5214
IM04046 | Dental Implant-CSM-Submerged Ii Implant 3.5 * 10 Blue/Grey C4F3510 |  |  | A Class | NOS | NOS | I-Inventory | O-Other |  | Consumables | Dental Implant | Dental Equiment | Main Location | 90212900 |  | FIFO | CSM Implant | [8 empty] | 0 | 0 | 0 | 1 | 0 | [7 empty] | NOS | 1 |  | IM/CSM-SUBMERGED II IMPLANT 3.5 * 10 BLUE/GREY C4F3510
IM04047 | Dental Implant-CSM-Submerged Ii Implant 3.5 * 12 Blue/Grey C4F3512 |  |  | A Class | NOS | NOS | I-Inventory | O-Other |  | Consumables | Dental Implant | Dental Equiment | Main Location | 90212900 |  | FIFO | CSM Implant | [8 empty] | 0 | 0 | 0 | 1 | 0 | [7 empty] | NOS | 1 |  | IM/CSM-SUBMERGED II IMPLANT 3.5 * 12 BLUE/GREY C4F3512
IM04048 | Dental Implant-CSM-Submerged Ii Implant 3.5 * 14 Blue/Grey C4F3514 |  |  | A Class | NOS | NOS | I-Inventory | O-Other |  | Consumables | Dental Implant | Dental Equiment | Main Location | 90212900 |  | FIFO | CSM Implant | [8 empty] | 0 | 0 | 0 | 1 | 0 | [7 empty] | NOS | 1 |  | IM/CSM-SUBMERGED II IMPLANT 3.5 * 14 BLUE/GREY C4F3514
IM04049 | Dental Implant-CSM-Submerged Ii Implant 3.5 * 9 Blue/Grey C4F3509 |  |  | A Class | NOS | NOS | I-Inventory | O-Other |  | Consumables | Dental Implant | Dental Equiment | Main Location | 90212900 |  | FIFO | CSM Implant | [8 empty] | 0 | 0 | 0 | 1 | 0 | [7 empty] | NOS | 1 |  | IM/CSM-SUBMERGED II IMPLANT 3.5 * 9 BLUE/GREY C4F3509
IM04050 | Dental Implant-CSM-Submerged Milling Abutment/Ma4510*21 |  |  | A Class | NOS | NOS | I-Inventory | O-Other |  | Consumables | Dental Implant | Dental Equiment | Main Location | 90212900 |  | FIFO | CSM Implant | [8 empty] | 0 | 0 | 0 | 1 | 0 | [7 empty] | NOS | 1 |  | IM/CSM-SUBMERGED MILLING ABUTMENT/MA4510*21
IM04051 | Dental Implant-CSM-Submerged-1/Surgical Kit Skt |  |  | A Class | NOS | NOS | I-Inventory | O-Other |  | Consumables | Dental Implant | Dental Equiment | Main Location | 90212900 |  | FIFO | CSM Implant | [8 empty] | 0 | 0 | 0 | 1 | 0 | [7 empty] | NOS | 1 |  | IM/CSM-SUBMERGED-1/SURGICAL KIT SKT
IM04052 | Dental Light- G Com- Iris View Light with Video Camera |  |  | A Class | NOS | NOS | I-Inventory | FG-Finish Good |  | Equipment | Dental Light | Dental Equiment | Main Location | 90184900 |  | FIFO | G Com | [8 empty] | 0 | 0 | 0 | 1 | 0 | [7 empty] | NOS | 1 |  | GC/DL/AC/IRIS VIEW LIGHT WITH VIDEO CAM
IM04053 | Dental Light- Dental VideoCAM- Luvis C500 Floor Mount |  |  | A Class | NOS | NOS | I-Inventory | FG-Finish Good |  | Equipment | Dental Light | Dental Equiment | Main Location | 90184900 |  | FIFO | Dentic | [8 empty] | 0 | 0 | 0 | 1 | 0 | [7 empty] | NOS | 1 |  | DC/DL/AC/DENTAL LIGHT WITH VIDEOCAM/LUVIS C500/FLOOR/NEW
IM04054 | Dental Light- Dental VideoCAM- Luvis C500 Celling Mount |  |  | A Class | NOS | NOS | I-Inventory | FG-Finish Good |  | Equipment | Dental Light | Dental Equiment | Main Location | 90184900 |  | FIFO | Dentic | [8 empty] | 0 | 0 | 0 | 1 | 0 | [7 empty] | NOS | 1 |  | DC/DL/AC/DENTAL LIGHT WITH VIDEOCAM/LUVIS C500/CEILING
IM04055 | Dental Light- Dental VideoCAM- Luvis C500 Wall Mount |  |  | A Class | NOS | NOS | I-Inventory | FG-Finish Good |  | Equipment | Dental Light | Dental Equiment | Main Location | 90184900 |  | FIFO | Dentic | [8 empty] | 0 | 0 | 0 | 1 | 0 | [7 empty] | NOS | 1 |  | DC/DL/AC/DENTAL LIGHT WITH VIDEOCAM/LUVIS C500/WALL
IM04056 | Dental Light-Coxo LED Light For Dental Chair Model CX 249-21 |  |  | A Class | NOS | NOS | I-Inventory | FG-Finish Good |  | Equipment | Dental Light | Dental Equiment | Main Location | 90184900 |  | FIFO | Hongkong Coxo | [8 empty] | 0 | 0 | 0 | 1 | 0 | [7 empty] | NOS | 1 |  | CO/DL/AC/COXO LED LIGHT FOR DENTAL CHAIR/CX249-21
IM04057 | Dental Light Spares-Dentist Co- Luvis C500 Light DVR |  |  | A Class | NOS | NOS | I-Inventory | FG-Finish Good |  | Spares | Dental Light-Spares | CAD CAM | Main Location | 90330000 |  | FIFO | Dentist Co. | [8 empty] | 0 | 0 | 0 | 1 | 0 | [7 empty] | NOS | 1 |  | LUVIS/LU/SP/ LUVIS C500 LIGHT DVR
IM04058 | Dental Light Spares-Dentist Co-Luvis C500 Light Base |  |  | A Class | NOS | NOS | I-Inventory | FG-Finish Good |  | Spares | Dental Light-Spares | CAD CAM | Main Location | 90330000 |  | FIFO | Dentist Co. | [8 empty] | 0 | 0 | 0 | 1 | 0 | [7 empty] | NOS | 1 |  | LUVIS/LU/SP/LUVIS C500 LIGHT BASE
IM04059 | Dental Light Spares-Dentist Co-Luvis C500 Light Handle |  |  | A Class | NOS | NOS | I-Inventory | FG-Finish Good |  | Spares | Dental Light-Spares | CAD CAM | Main Location | 90330000 |  | FIFO | Dentist Co. | [8 empty] | 0 | 0 | 0 | 1 | 0 | [7 empty] | NOS | 1 |  | LUVIS/LU/SP/LUVIS C500 LIGHT HANDLE
IM04060 | Dental Light Spares-Dentist Co-Luvis C500 Light Mobile Stand |  |  | A Class | NOS | NOS | I-Inventory | FG-Finish Good |  | Spares | Dental Light-Spares | CAD CAM | Main Location | 90330000 |  | FIFO | Dentist Co. | [8 empty] | 0 | 0 | 0 | 1 | 0 | [7 empty] | NOS | 1 |  | LUVIS/LU/SP/LUVIS C500 LIGHT MOBILE STAND
IM04061 | Dental Light Spares-Dentist Co-Luvis C500 Light Remote |  |  | A Class | NOS | NOS | I-Inventory | FG-Finish Good |  | Spares | Dental Light-Spares | CAD CAM | Main Location | 90330000 |  | FIFO | Dentist Co. | [8 empty] | 0 | 0 | 0 | 1 | 0 | [7 empty] | NOS | 1 |  | LUVIS/LU/SP/LUVIS C500 LIGHT REMOTE
IM04062 | Dental Light Spares-Dentist Co-Sdi-Hdmi Convertor Box |  |  | A Class | NOS | NOS | I-Inventory | FG-Finish Good |  | Spares | Dental Light-Spares | CAD CAM | Main Location | 90330000 |  | FIFO | Dentist Co. | [8 empty] | 0 | 0 | 0 | 1 | 0 | [7 empty] | NOS | 1 |  | LUVIS/LU/SP/SDI-HDMI CONVERTOR BOX
IM04063 | Dental Light Spares-Luvis-Luvis C500 Light Sensor PCB |  |  | A Class | NOS | NOS | I-Inventory | FG-Finish Good |  | Spares | Dental Light-Spares | Dental Equiment | Main Location | 90330000 |  | FIFO | Luvis | [8 empty] | 0 | 0 | 0 | 1 | 0 | [7 empty] | NOS | 1 |  | LUVIS/LU/SP/LUVIS C500 LIGHT SENSOR PCB
IM04064 | Dental Sterilizer-Cristofolio Model Vitale-12N |  |  | A Class | NOS | NOS | I-Inventory | FG-Finish Good |  | Equipment | Dental Sterlizer | Dental Equiment | Main Location | 84192090 |  | FIFO | Cristofolio | [8 empty] | 0 | 0 | 0 | 1 | 0 | [7 empty] | NOS | 1 |  | CR/AC/MC/CRISTOFOLIO STERILIZER MODEL VITALE-12N
IM04065 | Dental Sterilizer-Gnatus 12 LTR with Dryer |  |  | A Class | NOS | NOS | I-Inventory | FG-Finish Good |  | Equipment | Dental Sterlizer | Dental Equiment | Main Location | 84192090 |  | FIFO | Gnatus | [8 empty] | 0 | 0 | 0 | 1 | 0 | [7 empty] | NOS | 1 |  | GN/AC/MC/BIOCLAVE-12 GNATUS STERILIZER 12LTR WITH DR
IM04066 | Dental Sterilizer-Gnatus 21 LTR |  |  | A Class | NOS | NOS | I-Inventory | FG-Finish Good |  | Equipment | Dental Sterlizer | Dental Equiment | Main Location | 84192090 |  | FIFO | Gnatus | [8 empty] | 0 | 0 | 0 | 1 | 0 | [7 empty] | NOS | 1 |  | GN/AC/MC/BIOCLAVE-21-N GNATUS STERILIZER 21LTR
IM04067 | Dental Sterilizer-Prestige Model Class B-22LTR |  |  | A Class | NOS | NOS | I-Inventory | FG-Finish Good |  | Equipment | Dental Sterlizer | Dental Equiment | Main Location | 84192090 |  | FIFO | Prestige | [8 empty] | 0 | 0 | 0 | 1 | 0 | [7 empty] | NOS | 1 |  | PR/AC/MC/CLASS-B/ PRESTIGE/ STERILIZER MOD-CLASS-B-22L
IM04068 | Dental Sterilizer-Prestige Model Class B-22LTR With PTR |  |  | A Class | NOS | NOS | I-Inventory | FG-Finish Good |  | Equipment | Dental Sterlizer | Dental Equiment | Main Location | 84192090 |  | FIFO | Prestige | [8 empty] | 0 | 0 | 0 | 1 | 0 | [7 empty] | NOS | 1 |  | PR/AC/MC/CLASS-B/ PRESTIGE/ STERILIZER MOD-CLASS-B-22L WITH PRINTER
IM04069 | Dental Sterilizer-Runyes Model Sea 17LTR LED |  |  | A Class | NOS | NOS | I-Inventory | FG-Finish Good |  | Equipment | Dental Sterlizer | Dental Equiment | Main Location | 84192090 |  | FIFO | Runyes | [8 empty] | 0 | 0 | 0 | 1 | 0 | [7 empty] | NOS | 1 |  | RN/AC/MC/17LTR- RUNYES STERILIZER MOD SEA 17L-LED
IM04070 | Dental Sterilizer-Runyes Model B Class Sea 18 LTR |  |  | A Class | NOS | NOS | I-Inventory | FG-Finish Good |  | Equipment | Dental Sterlizer | Dental Equiment | Main Location | 84192090 |  | FIFO | Runyes | [8 empty] | 0 | 0 | 0 | 1 | 0 | [7 empty] | NOS | 1 |  | RN/AC/MC/18LTR B- RUNYES STERILIZER MOD SEA 18LTR B-CLASS
IM04071 | Dental Sterilizer-Runyes Model Feng 22LTR LED Touch |  |  | A Class | NOS | NOS | I-Inventory | FG-Finish Good |  | Equipment | Dental Sterlizer | Dental Equiment | Main Location | 84192090 |  | FIFO | Runyes | [8 empty] | 0 | 0 | 0 | 1 | 0 | [7 empty] | NOS | 1 |  | RN/AC/MC/FENG-22- RUNYES, AUTOCLAVE/ FENG-22/ LED- TOUCH
IM04072 | Dental Sterilizer-Runyes Model Feng 22 LTR |  |  | A Class | NOS | NOS | I-Inventory | FG-Finish Good |  | Equipment | Dental Sterlizer | Dental Equiment | Main Location | 84192090 |  | FIFO | Runyes | [8 empty] | 0 | 0 | 0 | 1 | 0 | [7 empty] | NOS | 1 |  | RN/AC/MC/FENG-22- RUNYES, STERILIZER MOD-FENG-22
IM04073 | Dental Sterilizer-Runyes Model QI-15LTR |  |  | A Class | NOS | NOS | I-Inventory | FG-Finish Good |  | Equipment | Dental Sterlizer | Dental Equiment | Main Location | 84192090 |  | FIFO | Runyes | [8 empty] | 0 | 0 | 0 | 1 | 0 | [7 empty] | NOS | 1 |  | RN/AC/MC/QI-15- RUNYES STERILIZER MOD-QI-15L
IM04074 | Dental Sterilizer-Runyes Model N Class QI-16 LTR |  |  | A Class | NOS | NOS | I-Inventory | FG-Finish Good |  | Equipment | Dental Sterlizer | Dental Equiment | Main Location | 84192090 |  | FIFO | Runyes | [8 empty] | 0 | 0 | 0 | 1 | 0 | [7 empty] | NOS | 1 |  | RN/AC/MC/QI-16- RUNYES STERILIZER MOD-QI-16L/N CLASS
IM04075 | Dental Sterilizer-Runyes Model B CLass QI-17LTR |  |  | A Class | NOS | NOS | I-Inventory | FG-Finish Good |  | Equipment | Dental Sterlizer | Dental Equiment | Main Location | 84192090 |  | FIFO | Runyes | [8 empty] | 0 | 0 | 0 | 1 | 0 | [7 empty] | NOS | 1 |  | RN/AC/MC/QI-17 L B-CLASS/RUNYES STERILIZER MOD QI-17L
IM04076 | Dental Sterilizer-Runyes Model N CLass QI-17LTR |  |  | A Class | NOS | NOS | I-Inventory | FG-Finish Good |  | Equipment | Dental Sterlizer | Dental Equiment | Main Location | 84192090 |  | FIFO | Runyes | [8 empty] | 0 | 0 | 0 | 1 | 0 | [7 empty] | NOS | 1 |  | RN/AC/MC/QI-17 L N /RUNYES STERILIZER MOD QI-17L
IM04077 | Dental Sterilizer-Runyes Model Feng 23B LTR |  |  | A Class | NOS | NOS | I-Inventory | FG-Finish Good |  | Equipment | Dental Sterlizer | Dental Equiment | Main Location | 84192090 |  | FIFO | Runyes | [8 empty] | 0 | 0 | 0 | 1 | 0 | [7 empty] | NOS | 1 |  | RN/AC/MC/RUNYES SEA 23/STERILIZER MOD. FENG-23 B
IM04078 | Dental Sterilizer-Runyes Model Sea 1.02 LTR |  |  | A Class | NOS | NOS | I-Inventory | FG-Finish Good |  | Equipment | Dental Sterlizer | Dental Equiment | Main Location | 84192090 |  | FIFO | Runyes | [8 empty] | 0 | 0 | 0 | 1 | 0 | [7 empty] | NOS | 1 |  | RN/AC/MC/RUNYES STERILIZER MOD SEA 1.02L
IM04079 | Dental Sterilizer-Runyes Model Sea 29LTR |  |  | A Class | NOS | NOS | I-Inventory | FG-Finish Good |  | Equipment | Dental Sterlizer | Dental Equiment | Main Location | 84192090 |  | FIFO | Runyes | [8 empty] | 0 | 0 | 0 | 1 | 0 | [7 empty] | NOS | 1 |  | RN/AC/MC/RUNYES-STERILIZER MOD-SEA-29L
IM04080 | Dental Sterilizer-Runyes Model Sea 45LTR |  |  | A Class | NOS | NOS | I-Inventory | FG-Finish Good |  | Equipment | Dental Sterlizer | Dental Equiment | Main Location | 84192090 |  | FIFO | Runyes | [8 empty] | 0 | 0 | 0 | 1 | 0 | [7 empty] | NOS | 1 |  | RN/AC/MC/RUNYES-STERILIZER MOD-SEA-45L
IM04081 | Dental Sterilizer-Runyes Model Sea 15LTR |  |  | A Class | NOS | NOS | I-Inventory | FG-Finish Good |  | Equipment | Dental Sterlizer | Dental Equiment | Main Location | 84192090 |  | FIFO | Runyes | [8 empty] | 0 | 0 | 0 | 1 | 0 | [7 empty] | NOS | 1 |  | RN/AC/MC/SEA 15LTR- RUNYES STERILIZER MOD SEA 15LTR
IM04082 | Dental Sterilizer-Runyes Model Sea 16LTR |  |  | A Class | NOS | NOS | I-Inventory | FG-Finish Good |  | Equipment | Dental Sterlizer | Dental Equiment | Main Location | 84192090 |  | FIFO | Runyes | [8 empty] | 0 | 0 | 0 | 1 | 0 | [7 empty] | NOS | 1 |  | RN/AC/MC/SEA 16LTR- RUNYES STERILIZER MOD SEA 16LTR
IM04083 | Dental Sterlizer Spares- Runyes USB Box For Feng 22 |  |  | A Class | NOS | NOS | I-Inventory | FG-Finish Good |  | Spares | Dental Sterlizer-Spares | Dental Equiment | Main Location | 90330000 |  | FIFO | Runyes | [8 empty] | 0 | 0 | 0 | 1 | 0 | [7 empty] | NOS | 1 |  | RN/AC/EXTERNAL USB BOX FOR FENG 22
IM04084 | Dental Sterilizer-Runyes PCB For 1.02 LTR |  |  | A Class | NOS | NOS | I-Inventory | FG-Finish Good |  | Spares | Dental Sterlizer-Spares | Dental Equiment | Main Location | 90330000 |  | FIFO | Runyes | [8 empty] | 0 | 0 | 0 | 1 | 0 | [7 empty] | NOS | 1 |  | RN/AC/SP/SEA 1.02L AUTOCLAVE PCB
IM04085 | Dental Sterlizer- Cristofolio Sterlizer Model Vitale 22B |  |  | A Class | NOS | NOS | I-Inventory | FG-Finish Good |  | Equipment | Dental Sterlizer | Dental Equiment | Main Location | 84192090 |  | FIFO | Cristofolio | [8 empty] | 0 | 0 | 0 | 1 | 0 | [7 empty] | NOS | 1 |  | CR/MC/CRISTOFOLIO STERILIZER MODEL VITALE-22B
IM04086 | Dental Sterlizer- Cristofolio Sterlizer Model Vitale 22B with PTR |  |  | A Class | NOS | NOS | I-Inventory | FG-Finish Good |  | Equipment | Dental Sterlizer | Dental Equiment | Main Location | 84192090 |  | FIFO | Cristofolio | [8 empty] | 0 | 0 | 0 | 1 | 0 | [7 empty] | NOS | 1 |  | CR/MC/CRISTOFOLIO STERILIZER MODEL VITALE-22B WITH PRINTER
IM04087 | Dental Sterlizer Accessories- Runyes PTR for Feng 22 |  |  | A Class | NOS | NOS | I-Inventory | FG-Finish Good |  | Accessories | Dental Sterlizer-Accessories | Dental Equiment | Main Location | 84192090 |  | FIFO | Runyes | [8 empty] | 0 | 0 | 0 | 1 | 0 | [7 empty] | NOS | 1 |  | RN/AC/MC/RUNYES/FENG 22 STERILIZER PTR
IM04088 | Dental Sterlizer Accessories- Runyes PTR for Feng 22/23 |  |  | A Class | NOS | NOS | I-Inventory | FG-Finish Good |  | Accessories | Dental Sterlizer-Accessories | Dental Equiment | Main Location | 90330000 |  | FIFO | Runyes | [8 empty] | 0 | 0 | 0 | 1 | 0 | [7 empty] | NOS | 1 |  | RN/AC/MC/RUNYES/FENG 22/23 STERILIZER PTR
IM04089 | Dental Sterlizer Spares-Cristofolio- 12 Door Handle |  |  | A Class | NOS | NOS | I-Inventory | FG-Finish Good |  | Spares | Dental Sterlizer-Spares | Dental Equiment | Main Location | 90330000 |  | FIFO | Cristofolio | [8 empty] | 0 | 0 | 0 | 1 | 0 | [7 empty] | NOS | 1 |  | Cr/Ac/Cristofolio 12 Door Handle
IM04090 | Dental Sterlizer Spares-Cristofolio-12Ltr Cristofolio Autoclave Main PCB |  |  | A Class | NOS | NOS | I-Inventory | FG-Finish Good |  | Spares | Dental Sterlizer-Spares | Dental Equiment | Main Location | 90330000 |  | FIFO | Cristofolio | [8 empty] | 0 | 0 | 0 | 1 | 0 | [7 empty] | NOS | 1 |  | CR/AC/SP/12LTR CRISTOFOLIO AUTOCLAVE MAIN PCB
IM04091 | Dental Sterlizer Spares-Cristofolio- 22B Display PCB |  |  | A Class | NOS | NOS | I-Inventory | FG-Finish Good |  | Spares | Dental Sterlizer-Spares | Dental Equiment | Main Location | 90330000 |  | FIFO | Cristofolio | [8 empty] | 0 | 0 | 0 | 1 | 0 | [7 empty] | NOS | 1 |  | CR/AC/SP/AUTOCLAVE 22B DISPLAY PCB
IM04092 | Dental Sterlizer Spares-Cristofolio- 22B Door Gaskit |  |  | A Class | NOS | NOS | I-Inventory | FG-Finish Good |  | Spares | Dental Sterlizer-Spares | Dental Equiment | Main Location | 90330000 |  | FIFO | Cristofolio | [8 empty] | 0 | 0 | 0 | 1 | 0 | [7 empty] | NOS | 1 |  | CR/AC/SP/AUTOCLAVE 22B DOOR GASKIT
IM04093 | Dental Sterlizer Spares-Cristofolio- 22B Door Plastic Outer Body |  |  | A Class | NOS | NOS | I-Inventory | FG-Finish Good |  | Spares | Dental Sterlizer-Spares | Dental Equiment | Main Location | 90330000 |  | FIFO | Cristofolio | [8 empty] | 0 | 0 | 0 | 1 | 0 | [7 empty] | NOS | 1 |  | CR/AC/SP/AUTOCLAVE 22B DOOR PLASTIC OUTER BODY
IM04094 | Dental Sterlizer Spares-Cristofolio- 22B PCB |  |  | A Class | NOS | NOS | I-Inventory | FG-Finish Good |  | Spares | Dental Sterlizer-Spares | Dental Equiment | Main Location | 90330000 |  | FIFO | Cristofolio | [8 empty] | 0 | 0 | 0 | 1 | 0 | [7 empty] | NOS | 1 |  | CR/AC/SP/AUTOCLAVE 22B PCB
IM04095 | Dental Sterlizer Spares-Cristofolio- 22B Pressure Control Sensor Valve |  |  | A Class | NOS | NOS | I-Inventory | FG-Finish Good |  | Spares | Dental Sterlizer-Spares | Dental Equiment | Main Location | 90330000 |  | FIFO | Cristofolio | [8 empty] | 0 | 0 | 0 | 1 | 0 | [7 empty] | NOS | 1 |  | CR/AC/SP/AUTOCLAVE 22B PRESSURE CONTROL SENSOR VALVE
IM04096 | Dental Sterlizer Spares-Cristofolio- 22B Vaccum Pump |  |  | A Class | NOS | NOS | I-Inventory | FG-Finish Good |  | Spares | Dental Sterlizer-Spares | Dental Equiment | Main Location | 90330000 |  | FIFO | Cristofolio | [8 empty] | 0 | 0 | 0 | 1 | 0 | [7 empty] | NOS | 1 |  | CR/AC/SP/AUTOCLAVE 22B VACCUM PUMP
IM04097 | Dental Sterlizer Spares-Cristofolio-7 Gaskit 15L |  |  | A Class | NOS | NOS | I-Inventory | FG-Finish Good |  | Spares | Dental Sterlizer-Spares | Dental Equiment | Main Location | 90330000 |  | FIFO | Cristofolio | [8 empty] | 0 | 0 | 0 | 1 | 0 | [7 empty] | NOS | 1 |  | CR/AC/SP/CF-7 GASKIT 15L
IM04098 | Dental Sterlizer Spares-Cristofolio-7 Gaskit 21L |  |  | A Class | NOS | NOS | I-Inventory | FG-Finish Good |  | Spares | Dental Sterlizer-Spares | Dental Equiment | Main Location | 90330000 |  | FIFO | Cristofolio | [8 empty] | 0 | 0 | 0 | 1 | 0 | [7 empty] | NOS | 1 |  | Cr/Ac/Sp/Cf-7 Gaskit 21L
IM04099 | Dental Sterlizer Spares-Cristofolio- 12 Ltr Door Cover |  |  | A Class | NOS | NOS | I-Inventory | FG-Finish Good |  | Spares | Dental Sterlizer-Spares | Dental Equiment | Main Location | 90330000 |  | FIFO | Cristofolio | [8 empty] | 0 | 0 | 0 | 1 | 0 | [7 empty] | NOS | 1 |  | CR/AC/SP/CRISTOFOLIO 12 LTR DOOR COVER
IM04100 | Dental Sterlizer Spares-Cristofolio- 12Ltr Heating Element |  |  | A Class | NOS | NOS | I-Inventory | FG-Finish Good |  | Spares | Dental Sterlizer-Spares | Dental Equiment | Main Location | 90330000 |  | FIFO | Cristofolio | [8 empty] | 0 | 0 | 0 | 1 | 0 | [7 empty] | NOS | 1 |  | CR/AC/SP/CRISTOFOLIO 12LTR HEATING ELEMENT
IM04101 | Dental Sterlizer Spares-Cristofolio-Sella I-30C Insulating Tape |  |  | A Class | NOS | NOS | I-Inventory | FG-Finish Good |  | Spares | Dental Sterlizer-Spares | Dental Equiment | Main Location | 90330000 |  | FIFO | Cristofolio | [8 empty] | 0 | 0 | 0 | 1 | 0 | [7 empty] | NOS | 1 |  | Dental Sterlizer Spares-Cristofolio-SELLA I-30C INSULATING TAPE
IM04102 | Dental Sterlizer Spares-Cristofolio-Cristofolio Sella I-30C Power Socket |  |  | A Class | NOS | NOS | I-Inventory | FG-Finish Good |  | Spares | Dental Sterlizer-Spares | Dental Equiment | Main Location | 90330000 |  | FIFO | Cristofolio | [8 empty] | 0 | 0 | 0 | 1 | 0 | [7 empty] | NOS | 1 |  | Dental Sterlizer Spares-Cristofolio-CRISTOFOLIO SELLA I-30C POWER SOCKET
IM04103 | Dental Sterlizer Spares-Cristofolio-Cristofolio Sella I-30C Transformer |  |  | A Class | NOS | NOS | I-Inventory | FG-Finish Good |  | Spares | Dental Sterlizer-Spares | Dental Equiment | Main Location | 90330000 |  | FIFO | Cristofolio | [8 empty] | 0 | 0 | 0 | 1 | 0 | [7 empty] | NOS | 1 |  | Dental Sterlizer Spares-Cristofolio-CRISTOFOLIO SELLA I-30C TRANSFORMER
IM04104 | Dental Sterlizer Spares-Cristofolio-Cristofolio Sella Ii PCB |  |  | A Class | NOS | NOS | I-Inventory | FG-Finish Good |  | Spares | Dental Sterlizer-Spares | Dental Equiment | Main Location | 90330000 |  | FIFO | Cristofolio | [8 empty] | 0 | 0 | 0 | 1 | 0 | [7 empty] | NOS | 1 |  | Dental Sterlizer Spares-Cristofolio-CRISTOFOLIO SELLA II PCB
IM04105 | Dental Sterlizer Spares-Cristofolio-12Ltr Cristofolio Autoclave Main PCB |  |  | A Class | NOS | NOS | I-Inventory | FG-Finish Good |  | Spares | Dental Sterlizer-Spares | Dental Equiment | Main Location | 90330000 |  | FIFO | Cristofolio | [8 empty] | 0 | 0 | 0 | 1 | 0 | [7 empty] | NOS | 1 |  | Cr/Sp/12Ltr Cristofolio Autoclave Main Pcb
IM04106 | Dental Sterlizer Spares-Cristofolio-Air Compressor Fan |  |  | A Class | NOS | NOS | I-Inventory | FG-Finish Good |  | Spares | Dental Sterlizer-Spares | Dental Equiment | Main Location | 90330000 |  | FIFO | Cristofolio | [8 empty] | 0 | 0 | 0 | 1 | 0 | [7 empty] | NOS | 1 |  | Cr/Sp/Air Compressor Fan
IM04107 | Dental Sterlizer Spares-Cristofolio-Air Compressor Motor Running Capacitor |  |  | A Class | NOS | NOS | I-Inventory | FG-Finish Good |  | Spares | Dental Sterlizer-Spares | Dental Equiment | Main Location | 90330000 |  | FIFO | Cristofolio | [8 empty] | 0 | 0 | 0 | 1 | 0 | [7 empty] | NOS | 1 |  | Cr/Sp/Air Compressor Motor Running Capacitor
IM04108 | Dental Sterlizer Spares-Cristofolio-Air Compressor One Way Valve |  |  | A Class | NOS | NOS | I-Inventory | FG-Finish Good |  | Spares | Dental Sterlizer-Spares | Dental Equiment | Main Location | 90330000 |  | FIFO | Cristofolio | [8 empty] | 0 | 0 | 0 | 1 | 0 | [7 empty] | NOS | 1 |  | Cr/Sp/Air Compressor One Way Valve
IM04109 | Dental Sterlizer Spares-Cristofolio-Air Compressor Safety Valve |  |  | A Class | NOS | NOS | I-Inventory | FG-Finish Good |  | Spares | Dental Sterlizer-Spares | Dental Equiment | Main Location | 90330000 |  | FIFO | Cristofolio | [8 empty] | 0 | 0 | 0 | 1 | 0 | [7 empty] | NOS | 1 |  | Cr/Sp/Air Compressor Safety Valve
IM04110 | Dental Sterlizer Spares-Autoclave- 22B Air Filter |  |  | A Class | NOS | NOS | I-Inventory | FG-Finish Good |  | Spares | Dental Sterlizer-Spares | Dental Equiment | Main Location | 90330000 |  | FIFO | Cristofolio | [8 empty] | 0 | 0 | 0 | 1 | 0 | [7 empty] | NOS | 1 |  | Cr/Sp/Autoclave 22B Air Filter
IM04111 | Dental Sterlizer Spares-Autoclave- 22B Chamber Heating Ring |  |  | A Class | NOS | NOS | I-Inventory | FG-Finish Good |  | Spares | Dental Sterlizer-Spares | Dental Equiment | Main Location | 90330000 |  | FIFO | Cristofolio | [8 empty] | 0 | 0 | 0 | 1 | 0 | [7 empty] | NOS | 1 |  | Cr/Sp/Autoclave 22B Chamber Heating Ring
IM04112 | Dental Sterlizer Spares-Autoclave- 22B Door Switch |  |  | A Class | NOS | NOS | I-Inventory | FG-Finish Good |  | Spares | Dental Sterlizer-Spares | Dental Equiment | Main Location | 90330000 |  | FIFO | Cristofolio | [8 empty] | 0 | 0 | 0 | 1 | 0 | [7 empty] | NOS | 1 |  | Cr/Sp/Autoclave 22B Door Switch
IM04113 | Dental Sterlizer Spares-Autoclave- 22B Drain Connector |  |  | A Class | NOS | NOS | I-Inventory | FG-Finish Good |  | Spares | Dental Sterlizer-Spares | Dental Equiment | Main Location | 90330000 |  | FIFO | Cristofolio | [8 empty] | 0 | 0 | 0 | 1 | 0 | [7 empty] | NOS | 1 |  | Cr/Sp/Autoclave 22B Drain Connector
IM04114 | Dental Sterlizer Spares-Autoclave- 22B Fan |  |  | A Class | NOS | NOS | I-Inventory | FG-Finish Good |  | Spares | Dental Sterlizer-Spares | Dental Equiment | Main Location | 90330000 |  | FIFO | Cristofolio | [8 empty] | 0 | 0 | 0 | 1 | 0 | [7 empty] | NOS | 1 |  | Cr/Sp/Autoclave 22B Fan
IM04115 | Dental Sterlizer Spares-Autoclave- 22B Flot Switch For Water Tank |  |  | A Class | NOS | NOS | I-Inventory | FG-Finish Good |  | Spares | Dental Sterlizer-Spares | Dental Equiment | Main Location | 90330000 |  | FIFO | Cristofolio | [8 empty] | 0 | 0 | 0 | 1 | 0 | [7 empty] | NOS | 1 |  | Cr/Sp/Autoclave 22B Flot Switch for Water Tank
IM04116 | Dental Sterlizer Spares-Autoclave- 22B Inner Temperature Sensor |  |  | A Class | NOS | NOS | I-Inventory | FG-Finish Good |  | Spares | Dental Sterlizer-Spares | Dental Equiment | Main Location | 90330000 |  | FIFO | Cristofolio | [8 empty] | 0 | 0 | 0 | 1 | 0 | [7 empty] | NOS | 1 |  | Cr/Sp/Autoclave 22B Inner Temperature Sensor
IM04117 | Dental Sterlizer Spares-Autoclave- 22B Normally Close Solenoid Valve |  |  | A Class | NOS | NOS | I-Inventory | FG-Finish Good |  | Spares | Dental Sterlizer-Spares | Dental Equiment | Main Location | 90330000 |  | FIFO | Cristofolio | [8 empty] | 0 | 0 | 0 | 1 | 0 | [7 empty] | NOS | 1 |  | Cr/Sp/Autoclave 22B Normally Close Solenoid Valve
IM04118 | Dental Sterlizer Spares-Autoclave- 22B Normally Open Solenoid Valve |  |  | A Class | NOS | NOS | I-Inventory | FG-Finish Good |  | Spares | Dental Sterlizer-Spares | Dental Equiment | Main Location | 90330000 |  | FIFO | Cristofolio | [8 empty] | 0 | 0 | 0 | 1 | 0 | [7 empty] | NOS | 1 |  | Cr/Sp/Autoclave 22B Normally open Solenoid Valve
IM04119 | Dental Sterlizer Spares-Autoclave- 22B Silicon Pipe 4X6 |  |  | A Class | NOS | NOS | I-Inventory | FG-Finish Good |  | Spares | Dental Sterlizer-Spares | Dental Equiment | Main Location | 90330000 |  | FIFO | Cristofolio | [8 empty] | 0 | 0 | 0 | 1 | 0 | [7 empty] | NOS | 1 |  | Cr/Sp/Autoclave 22B Silicon Pipe 4x6
IM04120 | Dental Sterlizer Spares-Autoclave- 22B Silicon Pipe 6X10 |  |  | A Class | NOS | NOS | I-Inventory | FG-Finish Good |  | Spares | Dental Sterlizer-Spares | Dental Equiment | Main Location | 90330000 |  | FIFO | Cristofolio | [8 empty] | 0 | 0 | 0 | 1 | 0 | [7 empty] | NOS | 1 |  | Cr/Sp/Autoclave 22B Silicon Pipe 6x10
IM04121 | Dental Sterlizer Spares-Autoclave- 22B Steam Generator |  |  | A Class | NOS | NOS | I-Inventory | FG-Finish Good |  | Spares | Dental Sterlizer-Spares | Dental Equiment | Main Location | 90330000 |  | FIFO | Cristofolio | [8 empty] | 0 | 0 | 0 | 1 | 0 | [7 empty] | NOS | 1 |  | Cr/Sp/Autoclave 22B Steam Generator
IM04122 | Dental Sterlizer Spares-Autoclave- 22B Temperature Sensor |  |  | A Class | NOS | NOS | I-Inventory | FG-Finish Good |  | Spares | Dental Sterlizer-Spares | Dental Equiment | Main Location | 90330000 |  | FIFO | Cristofolio | [8 empty] | 0 | 0 | 0 | 1 | 0 | [7 empty] | NOS | 1 |  | CR/SP/AUTOCLAVE 22B TEMPERATURE SENSOR
IM04123 | Dental Sterlizer Spares-Autoclave- 22B Transformer |  |  | A Class | NOS | NOS | I-Inventory | FG-Finish Good |  | Spares | Dental Sterlizer-Spares | Dental Equiment | Main Location | 90330000 |  | FIFO | Cristofolio | [8 empty] | 0 | 0 | 0 | 1 | 0 | [7 empty] | NOS | 1 |  | Cr/Sp/Autoclave 22B Transformer
IM04124 | Dental Sterlizer Spares-Autoclave- 22B Water Pump |  |  | A Class | NOS | NOS | I-Inventory | FG-Finish Good |  | Spares | Dental Sterlizer-Spares | Dental Equiment | Main Location | 90330000 |  | FIFO | Cristofolio | [8 empty] | 0 | 0 | 0 | 1 | 0 | [7 empty] | NOS | 1 |  | Cr/Sp/Autoclave 22B Water Pump
IM04125 | Dental Sterlizer Spares-Autoclave- 22B Water Tank Filter |  |  | A Class | NOS | NOS | I-Inventory | FG-Finish Good |  | Spares | Dental Sterlizer-Spares | Dental Equiment | Main Location | 90330000 |  | FIFO | Cristofolio | [8 empty] | 0 | 0 | 0 | 1 | 0 | [7 empty] | NOS | 1 |  | Cr/Sp/Autoclave 22B Water Tank Filter
IM04126 | Dental Sterlizer Spares-Cristofolio-Compressor Tank Rubber Foot |  |  | A Class | NOS | NOS | I-Inventory | FG-Finish Good |  | Spares | Dental Sterlizer-Spares | Dental Equiment | Main Location | 90330000 |  | FIFO | Cristofolio | [8 empty] | 0 | 0 | 0 | 1 | 0 | [7 empty] | NOS | 1 |  | Cr/Sp/Compressor Tank Rubber Foot
IM04127 | Dental Sterlizer Spares-Cristofolio-Cristofoli Door Gas Kit 12 Ltr |  |  | A Class | NOS | NOS | I-Inventory | FG-Finish Good |  | Spares | Dental Sterlizer-Spares | Dental Equiment | Main Location | 90330000 |  | FIFO | Cristofolio | [8 empty] | 0 | 0 | 0 | 1 | 0 | [7 empty] | NOS | 1 |  | CR/SP/CRISTOFOLI DOOR GAS KIT 12 LTR
IM04128 | Dental Sterlizer Spares-Cristofolio- 12 Ltr Safety Valve |  |  | A Class | NOS | NOS | I-Inventory | FG-Finish Good |  | Spares | Dental Sterlizer-Spares | Dental Equiment | Main Location | 90330000 |  | FIFO | Cristofolio | [8 empty] | 0 | 0 | 0 | 1 | 0 | [7 empty] | NOS | 1 |  | CR/SP/CRISTOFOLIO 12 LTR SAFETY VALVE
IM04129 | Dental Sterlizer Spares-Cristofolio- 12Ltr Door PCB |  |  | A Class | NOS | NOS | I-Inventory | FG-Finish Good |  | Spares | Dental Sterlizer-Spares | Dental Equiment | Main Location | 90330000 |  | FIFO | Cristofolio | [8 empty] | 0 | 0 | 0 | 1 | 0 | [7 empty] | NOS | 1 |  | Cr/Sp/Cristofolio 12ltr Door Pcb
IM04130 | Dental Sterlizer Spares-Cristofolio- 2 Door PCB |  |  | A Class | NOS | NOS | I-Inventory | FG-Finish Good |  | Spares | Dental Sterlizer-Spares | Dental Equiment | Main Location | 90330000 |  | FIFO | Cristofolio | [8 empty] | 0 | 0 | 0 | 1 | 0 | [7 empty] | NOS | 1 |  | CR/SP/CRISTOFOLIO 2 DOOR PCB
IM04131 | Dental Sterlizer Spares-Cristofolio- 21L Door Cover |  |  | A Class | NOS | NOS | I-Inventory | FG-Finish Good |  | Spares | Dental Sterlizer-Spares | Dental Equiment | Main Location | 90330000 |  | FIFO | Cristofolio | [8 empty] | 0 | 0 | 0 | 1 | 0 | [7 empty] | NOS | 1 |  | Cr/Sp/Cristofolio 21L Door Cover
IM04132 | Dental Sterlizer Spares-Cristofolio- Anti Vacuum Pin |  |  | A Class | NOS | NOS | I-Inventory | FG-Finish Good |  | Spares | Dental Sterlizer-Spares | Dental Equiment | Main Location | 90330000 |  | FIFO | Cristofolio | [8 empty] | 0 | 0 | 0 | 1 | 0 | [7 empty] | NOS | 1 |  | CR/SP/CRISTOFOLIO ANTI VACUUM PIN
IM04133 | Dental Sterlizer Spares-Cristofolio-12Ltr Metal Cover |  |  | A Class | NOS | NOS | I-Inventory | FG-Finish Good |  | Spares | Dental Sterlizer-Spares | Dental Equiment | Main Location | 90330000 |  | FIFO | Cristofolio | [8 empty] | 0 | 0 | 0 | 1 | 0 | [7 empty] | NOS | 1 |  | Dental Sterlizer Spares-Cristofolio-12LTR METAL COVER
IM04134 | Dental Sterlizer Spares-Cristofolio- Compressor Braided Pipe |  |  | A Class | NOS | NOS | I-Inventory | FG-Finish Good |  | Spares | Dental Sterlizer-Spares | Dental Equiment | Main Location | 90330000 |  | FIFO | Cristofolio | [8 empty] | 0 | 0 | 0 | 1 | 0 | [7 empty] | NOS | 1 |  | Cr/Sp/Cristofolio Compressor Braided Pipe
IM04135 | Dental Sterlizer Spares-Cristofolio- Door Gaskit 12 Ltr(New Type) |  |  | A Class | NOS | NOS | I-Inventory | FG-Finish Good |  | Spares | Dental Sterlizer-Spares | Dental Equiment | Main Location | 90330000 |  | FIFO | Cristofolio | [8 empty] | 0 | 0 | 0 | 1 | 0 | [7 empty] | NOS | 1 |  | CR/SP/CRISTOFOLIO DOOR GASKIT 12 LTR(New Type)
IM04136 | Dental Sterlizer Spares-Cristofolio- Door Gaskit 21 Ltr |  |  | A Class | NOS | NOS | I-Inventory | FG-Finish Good |  | Spares | Dental Sterlizer-Spares | Dental Equiment | Main Location | 90330000 |  | FIFO | Cristofolio | [8 empty] | 0 | 0 | 0 | 1 | 0 | [7 empty] | NOS | 1 |  | Cr/Sp/Cristofolio Door Gaskit 21 Ltr
IM04137 | Dental Sterlizer Spares-Cristofolio- Door Sticker 21 Ltr. |  |  | A Class | NOS | NOS | I-Inventory | FG-Finish Good |  | Spares | Dental Sterlizer-Spares | Dental Equiment | Main Location | 90330000 |  | FIFO | Cristofolio | [8 empty] | 0 | 0 | 0 | 1 | 0 | [7 empty] | NOS | 1 |  | CR/SP/CRISTOFOLIO DOOR STICKER 21 LTR.
IM04138 | Dental Sterlizer Spares-Cristofolio- Handle Door Lock |  |  | A Class | NOS | NOS | I-Inventory | FG-Finish Good |  | Spares | Dental Sterlizer-Spares | Dental Equiment | Main Location | 90330000 |  | FIFO | Cristofolio | [8 empty] | 0 | 0 | 0 | 1 | 0 | [7 empty] | NOS | 1 |  | Cr/Sp/Cristofolio Handle Door Lock
IM04139 | Dental Sterlizer Spares-Cristofolio- Heating Elements |  |  | A Class | NOS | NOS | I-Inventory | FG-Finish Good |  | Spares | Dental Sterlizer-Spares | Dental Equiment | Main Location | 90330000 |  | FIFO | Cristofolio | [8 empty] | 0 | 0 | 0 | 1 | 0 | [7 empty] | NOS | 1 |  | CR/SP/CRISTOFOLIO HEATING ELEMENTS
IM04140 | Dental Sterlizer Spares-Cristofolio- Safety Seal |  |  | A Class | NOS | NOS | I-Inventory | FG-Finish Good |  | Spares | Dental Sterlizer-Spares | Dental Equiment | Main Location | 90330000 |  | FIFO | Cristofolio | [8 empty] | 0 | 0 | 0 | 1 | 0 | [7 empty] | NOS | 1 |  | CR/SP/CRISTOFOLIO SAFETY SEAL
IM04141 | Dental Sterlizer Spares-Cristofolio- Solenoid Coil Only 220V |  |  | A Class | NOS | NOS | I-Inventory | FG-Finish Good |  | Spares | Dental Sterlizer-Spares | Dental Equiment | Main Location | 90330000 |  | FIFO | Cristofolio | [8 empty] | 0 | 0 | 0 | 1 | 0 | [7 empty] | NOS | 1 |  | Cr/Sp/Cristofolio Solenoid Coil Only 220V
IM04142 | Dental Sterlizer Spares-Cristofolio- Tl Thermostate |  |  | A Class | NOS | NOS | I-Inventory | FG-Finish Good |  | Spares | Dental Sterlizer-Spares | Dental Equiment | Main Location | 90330000 |  | FIFO | Cristofolio | [8 empty] | 0 | 0 | 0 | 1 | 0 | [7 empty] | NOS | 1 |  | Cr/Sp/Cristofolio Tl Thermostate
IM04143 | Dental Sterlizer Spares-Cristofolio- Vt 12 220V St.Rod Heating Element |  |  | A Class | NOS | NOS | I-Inventory | FG-Finish Good |  | Spares | Dental Sterlizer-Spares | Dental Equiment | Main Location | 90330000 |  | FIFO | Cristofolio | [8 empty] | 0 | 0 | 0 | 1 | 0 | [7 empty] | NOS | 1 |  | Cr/Sp/Cristofolio Vt 12 220V St.Rod Heating Element
IM04144 | Dental Sterlizer Spares-Cristofolio- Vt 12 Upper Heating Support |  |  | A Class | NOS | NOS | I-Inventory | FG-Finish Good |  | Spares | Dental Sterlizer-Spares | Dental Equiment | Main Location | 90330000 |  | FIFO | Cristofolio | [8 empty] | 0 | 0 | 0 | 1 | 0 | [7 empty] | NOS | 1 |  | Cr/Sp/Cristofolio Vt 12 Upper Heating Support
IM04145 | Dental Sterlizer Spares-Cristofolio- Vt 12-21Pc Board |  |  | A Class | NOS | NOS | I-Inventory | FG-Finish Good |  | Spares | Dental Sterlizer-Spares | Dental Equiment | Main Location | 90330000 |  | FIFO | Cristofolio | [8 empty] | 0 | 0 | 0 | 1 | 0 | [7 empty] | NOS | 1 |  | Cr/Sp/Cristofolio Vt 12-21Pc Board
IM04146 | Dental Sterlizer Spares-Cristofolio- Vt 21 220V St.Rod Heating Element |  |  | A Class | NOS | NOS | I-Inventory | FG-Finish Good |  | Spares | Dental Sterlizer-Spares | Dental Equiment | Main Location | 90330000 |  | FIFO | Cristofolio | [8 empty] | 0 | 0 | 0 | 1 | 0 | [7 empty] | NOS | 1 |  | Cr/Sp/Cristofolio Vt 21 220V St.Rod Heating Element
IM04147 | Dental Sterlizer Spares-Cristofolio- Wire Connector |  |  | A Class | NOS | NOS | I-Inventory | FG-Finish Good |  | Spares | Dental Sterlizer-Spares | Dental Equiment | Main Location | 90330000 |  | FIFO | Cristofolio | [8 empty] | 0 | 0 | 0 | 1 | 0 | [7 empty] | NOS | 1 |  | Cr/Sp/Cristofolio Wire Connector
IM04148 | Dental Sterlizer Spares-Cristofolio-Sella I-20C Cutter |  |  | A Class | NOS | NOS | I-Inventory | FG-Finish Good |  | Spares | Dental Sterlizer-Spares | Dental Equiment | Main Location | 90330000 |  | FIFO | Cristofolio | [8 empty] | 0 | 0 | 0 | 1 | 0 | [7 empty] | NOS | 1 |  | Dental Sterlizer Spares-Cristofolio-Sella I-20C Cutter
IM04149 | Dental Sterlizer Spares-Cristofolio-Sella I-20C Heating Element |  |  | A Class | NOS | NOS | I-Inventory | FG-Finish Good |  | Spares | Dental Sterlizer-Spares | Dental Equiment | Main Location | 90330000 |  | FIFO | Cristofolio | [8 empty] | 0 | 0 | 0 | 1 | 0 | [7 empty] | NOS | 1 |  | Dental Sterlizer Spares-Cristofolio-Sella I-20C Heating Element
IM04150 | Dental Sterlizer Spares-Cristofolio-Sella I-20C Insulating Tape |  |  | A Class | NOS | NOS | I-Inventory | FG-Finish Good |  | Spares | Dental Sterlizer-Spares | Dental Equiment | Main Location | 90330000 |  | FIFO | Cristofolio | [8 empty] | 0 | 0 | 0 | 1 | 0 | [7 empty] | NOS | 1 |  | Dental Sterlizer Spares-Cristofolio-Sella I-20C Insulating Tape
IM04151 | Dental Sterlizer Spares-Cristofolio-Sella I-20C Rubber Pressing Support |  |  | A Class | NOS | NOS | I-Inventory | FG-Finish Good |  | Spares | Dental Sterlizer-Spares | Dental Equiment | Main Location | 90330000 |  | FIFO | Cristofolio | [8 empty] | 0 | 0 | 0 | 1 | 0 | [7 empty] | NOS | 1 |  | Dental Sterlizer Spares-Cristofolio-Sella I-20C Rubber Pressing Support
IM04152 | Dental Sterlizer Spares-Cristofolio-Sella I-30C Heating Element |  |  | A Class | NOS | NOS | I-Inventory | FG-Finish Good |  | Spares | Dental Sterlizer-Spares | Dental Equiment | Main Location | 90330000 |  | FIFO | Cristofolio | [8 empty] | 0 | 0 | 0 | 1 | 0 | [7 empty] | NOS | 1 |  | Dental Sterlizer Spares-Cristofolio-SELLA I-30C HEATING ELEMENT
IM04153 | Dental Sterlizer Spares-Cristofolio-Sella I-30C Heating Element Power PCB |  |  | A Class | NOS | NOS | I-Inventory | FG-Finish Good |  | Spares | Dental Sterlizer-Spares | Dental Equiment | Main Location | 90330000 |  | FIFO | Cristofolio | [8 empty] | 0 | 0 | 0 | 1 | 0 | [7 empty] | NOS | 1 |  | Dental Sterlizer Spares-Cristofolio-Sella I-30c Heating Element Power Pcb
IM04154 | Dental Sterlizer Spares-Cristofolio-Sella I-30C Heating Element Power PCB Supply Sensor |  |  | A Class | NOS | NOS | I-Inventory | FG-Finish Good |  | Spares | Dental Sterlizer-Spares | Dental Equiment | Main Location | 90330000 |  | FIFO | Cristofolio | [8 empty] | 0 | 0 | 0 | 1 | 0 | [7 empty] | NOS | 1 |  | Dental Sterlizer Spares-Cristofolio-Sella I-30C Heating Element Power Pcb Supply Sensor
IM04155 | Dental Sterlizer Spares-Cristofolio-Sella I-30C Heating Element-35Cm |  |  | A Class | NOS | NOS | I-Inventory | FG-Finish Good |  | Spares | Dental Sterlizer-Spares | Dental Equiment | Main Location | 90330000 |  | FIFO | Cristofolio | [8 empty] | 0 | 0 | 0 | 1 | 0 | [7 empty] | NOS | 1 |  | Dental Sterlizer Spares-Cristofolio-SELLA I-30C HEATING ELEMENT-35CM
IM04156 | Dental Sterlizer Spares-Cristofolio-Sella I-30C Jar |  |  | A Class | NOS | NOS | I-Inventory | FG-Finish Good |  | Spares | Dental Sterlizer-Spares | Dental Equiment | Main Location | 90330000 |  | FIFO | Cristofolio | [8 empty] | 0 | 0 | 0 | 1 | 0 | [7 empty] | NOS | 1 |  | Dental Sterlizer Spares-Cristofolio-Sella I-30C Jar
IM04157 | Dental Sterlizer Spares-Cristofolio-Sella I-30C Rubber Pressing Support |  |  | A Class | NOS | NOS | I-Inventory | FG-Finish Good |  | Spares | Dental Sterlizer-Spares | Dental Equiment | Main Location | 90330000 |  | FIFO | Cristofolio | [8 empty] | 0 | 0 | 0 | 1 | 0 | [7 empty] | NOS | 1 |  | Dental Sterlizer Spares-Cristofolio-Sella I-30C Rubber Pressing Support
IM04158 | Dental Sterlizer Spares-Cristofolio-Sella Ii Handle |  |  | A Class | NOS | NOS | I-Inventory | FG-Finish Good |  | Spares | Dental Sterlizer-Spares | Dental Equiment | Main Location | 90330000 |  | FIFO | Cristofolio | [8 empty] | 0 | 0 | 0 | 1 | 0 | [7 empty] | NOS | 1 |  | Dental Sterlizer Spares-Cristofolio-Sella II Handle
IM04159 | Dental Sterlizer Spares-Cristofolio-Sella Ii Heater |  |  | A Class | NOS | NOS | I-Inventory | FG-Finish Good |  | Spares | Dental Sterlizer-Spares | Dental Equiment | Main Location | 90330000 |  | FIFO | Cristofolio | [8 empty] | 0 | 0 | 0 | 1 | 0 | [7 empty] | NOS | 1 |  | Dental Sterlizer Spares-Cristofolio-Sella II Heater
IM04160 | Dental Sterlizer Spares-Cristofolio-Sella Ii Left And Right Body Blue Colour |  |  | A Class | NOS | NOS | I-Inventory | FG-Finish Good |  | Spares | Dental Sterlizer-Spares | Dental Equiment | Main Location | 90330000 |  | FIFO | Cristofolio | [8 empty] | 0 | 0 | 0 | 1 | 0 | [7 empty] | NOS | 1 |  | Dental Sterlizer Spares-Cristofolio-SELLA II LEFT AND RIGHT BODY BLUE COLOUR
IM04161 | Dental Sterlizer Spares-Cristofolio-Sella Ii Left And Right Support |  |  | A Class | NOS | NOS | I-Inventory | FG-Finish Good |  | Spares | Dental Sterlizer-Spares | Dental Equiment | Main Location | 90330000 |  | FIFO | Cristofolio | [8 empty] | 0 | 0 | 0 | 1 | 0 | [7 empty] | NOS | 1 |  | Dental Sterlizer Spares-Cristofolio-SELLA II LEFT AND RIGHT SUPPORT
IM04162 | Dental Sterlizer Spares-Cristofolio-Sella Ii Moveable Carriage With Cutter |  |  | A Class | NOS | NOS | I-Inventory | FG-Finish Good |  | Spares | Dental Sterlizer-Spares | Dental Equiment | Main Location | 90330000 |  | FIFO | Cristofolio | [8 empty] | 0 | 0 | 0 | 1 | 0 | [7 empty] | NOS | 1 |  | Dental Sterlizer Spares-Cristofolio-Sella II Moveable Carriage with cutter
IM04163 | Dental Sterlizer Spares-Cristofolio-Sella Ii Roll Support |  |  | A Class | NOS | NOS | I-Inventory | FG-Finish Good |  | Spares | Dental Sterlizer-Spares | Dental Equiment | Main Location | 90330000 |  | FIFO | Cristofolio | [8 empty] | 0 | 0 | 0 | 1 | 0 | [7 empty] | NOS | 1 |  | Dental Sterlizer Spares-Cristofolio-Sella II Roll Support
IM04164 | Dental Sterlizer Spares-Cristofolio-Sella-Temperature Controlling Knob Shaft |  |  | A Class | NOS | NOS | I-Inventory | FG-Finish Good |  | Spares | Dental Sterlizer-Spares | Dental Equiment | Main Location | 90330000 |  | FIFO | Cristofolio | [8 empty] | 0 | 0 | 0 | 1 | 0 | [7 empty] | NOS | 1 |  | Dental Sterlizer Spares-Cristofolio-SELLA-TEMPERATURE CONTROLLING KNOB SHAFT
IM04165 | Dental Sterlizer Spares-Cristofolio-Temperature Controlling Knob |  |  | A Class | NOS | NOS | I-Inventory | FG-Finish Good |  | Spares | Dental Sterlizer-Spares | Dental Equiment | Main Location | 90330000 |  | FIFO | Cristofolio | [8 empty] | 0 | 0 | 0 | 1 | 0 | [7 empty] | NOS | 1 |  | CR/SP/TEMPERATURE CONTROLLING KNOB
IM04166 | Dental Sterlizer Spares-Cristofolio-Ultron I-3.2L |  |  | A Class | NOS | NOS | I-Inventory | FG-Finish Good |  | Spares | Dental Sterlizer-Spares | Dental Equiment | Main Location | 90330000 |  | FIFO | Cristofolio | [8 empty] | 0 | 0 | 0 | 1 | 0 | [7 empty] | NOS | 1 |  | Cr/Sp/Ultron I-3.2L
IM04167 | Dental Sterlizer Spares-Cristofolio-Ultron I-3.2L Main |  |  | A Class | NOS | NOS | I-Inventory | FG-Finish Good |  | Spares | Dental Sterlizer-Spares | Dental Equiment | Main Location | 90330000 |  | FIFO | Cristofolio | [8 empty] | 0 | 0 | 0 | 1 | 0 | [7 empty] | NOS | 1 |  | Cr/Sp/Ultron I-3.2L Main
IM04168 | Dental Sterlizer Spares-Cristofolio-Ultron I-3.2L Transducer |  |  | A Class | NOS | NOS | I-Inventory | FG-Finish Good |  | Spares | Dental Sterlizer-Spares | Dental Equiment | Main Location | 90330000 |  | FIFO | Cristofolio | [8 empty] | 0 | 0 | 0 | 1 | 0 | [7 empty] | NOS | 1 |  | Cr/Sp/Ultron I-3.2L Transducer
IM04169 | Dental Sterlizer Spares-Cristofolio- 12/21 Temperature Sensor |  |  | A Class | NOS | NOS | I-Inventory | FG-Finish Good |  | Spares | Dental Sterlizer-Spares | Dental Equiment | Main Location | 90330000 |  | FIFO | Cristofolio | [8 empty] | 0 | 0 | 0 | 1 | 0 | [7 empty] | NOS | 1 |  | Cr/Sp/Cristofolio 12/21 Temperature Sensor
IM04170 | Dental Sterlizer Spares-Cristofolio- Vt 12/21 Tempertature Sensor |  |  | A Class | NOS | NOS | I-Inventory | FG-Finish Good |  | Spares | Dental Sterlizer-Spares | Dental Equiment | Main Location | 90330000 |  | FIFO | Cristofolio | [8 empty] | 0 | 0 | 0 | 1 | 0 | [7 empty] | NOS | 1 |  | Cr/Sp/Cristofolio Vt 12/21 Tempertature Sensor
IM04171 | Dental Sterlizer Spares-Gnatus- Aluminium Tank 607002578 |  |  | A Class | NOS | NOS | I-Inventory | FG-Finish Good |  | Spares | Dental Sterlizer-Spares | Dental Equiment | Main Location | 90330000 |  | FIFO | Gnatus | [8 empty] | 0 | 0 | 0 | 1 | 0 | [7 empty] | NOS | 1 |  | Gn/Bc/Sp/Autoclave Aluminium Tank 607002578
IM04172 | Dental Sterlizer Spares-Gnatus- Back Cover 365004290 |  |  | A Class | NOS | NOS | I-Inventory | FG-Finish Good |  | Spares | Dental Sterlizer-Spares | Dental Equiment | Main Location | 90330000 |  | FIFO | Gnatus | [8 empty] | 0 | 0 | 0 | 1 | 0 | [7 empty] | NOS | 1 |  | Gn/Bc/Sp/Autoclave Back Cover 365004290
IM04173 | Dental Sterlizer Spares-Gnatus- Body 365004200 |  |  | A Class | NOS | NOS | I-Inventory | FG-Finish Good |  | Spares | Dental Sterlizer-Spares | Dental Equiment | Main Location | 90330000 |  | FIFO | Gnatus | [8 empty] | 0 | 0 | 0 | 1 | 0 | [7 empty] | NOS | 1 |  | Gn/Ac/Sp/Autoclave Body 365004200
IM04174 | Dental Sterlizer Spares-Gnatus- Closing Cover 21L 707001641 |  |  | A Class | NOS | NOS | I-Inventory | FG-Finish Good |  | Spares | Dental Sterlizer-Spares | Dental Equiment | Main Location | 90330000 |  | FIFO | Gnatus | [8 empty] | 0 | 0 | 0 | 1 | 0 | [7 empty] | NOS | 1 |  | Gn/Bc/Sp/Autoclave Closing Cover 21l 707001641
IM04175 | Dental Sterlizer Spares-Gnatus- Closing Cover 607002472 |  |  | A Class | NOS | NOS | I-Inventory | FG-Finish Good |  | Spares | Dental Sterlizer-Spares | Dental Equiment | Main Location | 90330000 |  | FIFO | Gnatus | [8 empty] | 0 | 0 | 0 | 1 | 0 | [7 empty] | NOS | 1 |  | Gn/Bc/Sp/Autoclave Closing Cover 607002472
IM04176 | Dental Sterlizer Spares-Gnatus- Cover 365004321 |  |  | A Class | NOS | NOS | I-Inventory | FG-Finish Good |  | Spares | Dental Sterlizer-Spares | Dental Equiment | Main Location | 90330000 |  | FIFO | Gnatus | [8 empty] | 0 | 0 | 0 | 1 | 0 | [7 empty] | NOS | 1 |  | Gn/Ac/Sp/Autoclave Cover 365004321
IM04177 | Dental Sterlizer Spares-Gnatus- Door Cover 907001918 |  |  | A Class | NOS | NOS | I-Inventory | FG-Finish Good |  | Spares | Dental Sterlizer-Spares | Dental Equiment | Main Location | 90330000 |  | FIFO | Gnatus | [8 empty] | 0 | 0 | 0 | 1 | 0 | [7 empty] | NOS | 1 |  | Gn/Bc/Sp/Autoclave Door Cover 907001918
IM04178 | Dental Sterlizer Spares-Gnatus- Door Handle 365004393 |  |  | A Class | NOS | NOS | I-Inventory | FG-Finish Good |  | Spares | Dental Sterlizer-Spares | Dental Equiment | Main Location | 90330000 |  | FIFO | Gnatus | [8 empty] | 0 | 0 | 0 | 1 | 0 | [7 empty] | NOS | 1 |  | Gn/Bc/Sp/Autoclave Door Handle 365004393
IM04179 | Dental Sterlizer Spares-Gnatus- Door Lock 300050490 |  |  | A Class | NOS | NOS | I-Inventory | FG-Finish Good |  | Spares | Dental Sterlizer-Spares | Dental Equiment | Main Location | 90330000 |  | FIFO | Gnatus | [8 empty] | 0 | 0 | 0 | 1 | 0 | [7 empty] | NOS | 1 |  | Gn/Bc/Sp/Autoclave Door Lock 300050490
IM04180 | Dental Sterlizer Spares-Gnatus- Door PCB Card 300050504 |  |  | A Class | NOS | NOS | I-Inventory | FG-Finish Good |  | Spares | Dental Sterlizer-Spares | Dental Equiment | Main Location | 90330000 |  | FIFO | Gnatus | [8 empty] | 0 | 0 | 0 | 1 | 0 | [7 empty] | NOS | 1 |  | Gn/Ac/Sp/Autoclave Door Pcb Card 300050504
IM04181 | Dental Sterlizer Spares-Gnatus- Front Door 21L 907001998 |  |  | A Class | NOS | NOS | I-Inventory | FG-Finish Good |  | Spares | Dental Sterlizer-Spares | Dental Equiment | Main Location | 90330000 |  | FIFO | Gnatus | [8 empty] | 0 | 0 | 0 | 1 | 0 | [7 empty] | NOS | 1 |  | GN/BC/SP/AUTOCLAVE FRONT DOOR 21L 907001998
IM04182 | Dental Sterlizer Spares-Gnatus- Front Panel 21L 365004652 |  |  | A Class | NOS | NOS | I-Inventory | FG-Finish Good |  | Spares | Dental Sterlizer-Spares | Dental Equiment | Main Location | 90330000 |  | FIFO | Gnatus | [8 empty] | 0 | 0 | 0 | 1 | 0 | [7 empty] | NOS | 1 |  | Gn/Bc/Sp/Autoclave Front Panel 21l 365004652
IM04183 | Dental Sterlizer Spares-Gnatus- Gaskit 300049270 |  |  | A Class | NOS | NOS | I-Inventory | FG-Finish Good |  | Spares | Dental Sterlizer-Spares | Dental Equiment | Main Location | 90330000 |  | FIFO | Gnatus | [8 empty] | 0 | 0 | 0 | 1 | 0 | [7 empty] | NOS | 1 |  | Gn/Ac/Sp/Autoclave Gaskit 300049270
IM04184 | Dental Sterlizer Spares-Gnatus- Graduated Doser Cup 250Ml 300052136 |  |  | A Class | NOS | NOS | I-Inventory | FG-Finish Good |  | Spares | Dental Sterlizer-Spares | Dental Equiment | Main Location | 90330000 |  | FIFO | Gnatus | [8 empty] | 0 | 0 | 0 | 1 | 0 | [7 empty] | NOS | 1 |  | Gn/Ac/Sp/Autoclave Graduated Doser Cup 250Ml 300052136
IM04185 | Dental Sterlizer Spares-Gnatus- Hatch 300050491 |  |  | A Class | NOS | NOS | I-Inventory | FG-Finish Good |  | Spares | Dental Sterlizer-Spares | Dental Equiment | Main Location | 90330000 |  | FIFO | Gnatus | [8 empty] | 0 | 0 | 0 | 1 | 0 | [7 empty] | NOS | 1 |  | GN/AC/SP/AUTOCLAVE HATCH 300050491
IM04186 | Dental Sterlizer Spares-Gnatus- Lexan Sticker 300050513 |  |  | A Class | NOS | NOS | I-Inventory | FG-Finish Good |  | Spares | Dental Sterlizer-Spares | Dental Equiment | Main Location | 90330000 |  | FIFO | Gnatus | [8 empty] | 0 | 0 | 0 | 1 | 0 | [7 empty] | NOS | 1 |  | Gn/Ac/Sp/Autoclave Lexan Sticker 300050513
IM04187 | Dental Sterlizer Spares-Gnatus- Lower Tray 300049330 |  |  | A Class | NOS | NOS | I-Inventory | FG-Finish Good |  | Spares | Dental Sterlizer-Spares | Dental Equiment | Main Location | 90330000 |  | FIFO | Gnatus | [8 empty] | 0 | 0 | 0 | 1 | 0 | [7 empty] | NOS | 1 |  | Gn/Bc/Sp/Autoclave Lower Tray 300049330
IM04188 | Dental Sterlizer Spares-Gnatus- Main PCB 300051041 |  |  | A Class | NOS | NOS | I-Inventory | FG-Finish Good |  | Spares | Dental Sterlizer-Spares | Dental Equiment | Main Location | 90330000 |  | FIFO | Gnatus | [8 empty] | 0 | 0 | 0 | 1 | 0 | [7 empty] | NOS | 1 |  | Gn/Bc/Sp/Autoclave Main Pcb 300051041
IM04189 | Dental Sterlizer Spares-Gnatus- Pressure Guage-300050486 |  |  | A Class | NOS | NOS | I-Inventory | FG-Finish Good |  | Spares | Dental Sterlizer-Spares | Dental Equiment | Main Location | 90330000 |  | FIFO | Gnatus | [8 empty] | 0 | 0 | 0 | 1 | 0 | [7 empty] | NOS | 1 |  | Gn/Ac/Sp/Autoclave Pressure Guage-300050486
IM04190 | Dental Sterlizer Spares-Gnatus- Ring 365004410 (All Chair) |  |  | A Class | NOS | NOS | I-Inventory | FG-Finish Good |  | Spares | Dental Sterlizer-Spares | Dental Equiment | Main Location | 90330000 |  | FIFO | Gnatus | [8 empty] | 0 | 0 | 0 | 1 | 0 | [7 empty] | NOS | 1 |  | Gn/Ac/Sp/Autoclave Ring 365004410 (All Chair)
IM04191 | Dental Sterlizer Spares-Gnatus- Safety Valve 907001913 |  |  | A Class | NOS | NOS | I-Inventory | FG-Finish Good |  | Spares | Dental Sterlizer-Spares | Dental Equiment | Main Location | 90330000 |  | FIFO | Gnatus | [8 empty] | 0 | 0 | 0 | 1 | 0 | [7 empty] | NOS | 1 |  | Gn/Ac/Sp/Autoclave Safety Valve 907001913
IM04192 | Dental Sterlizer Spares-Gnatus- Safety Valve 907001914 |  |  | A Class | NOS | NOS | I-Inventory | FG-Finish Good |  | Spares | Dental Sterlizer-Spares | Dental Equiment | Main Location | 90330000 |  | FIFO | Gnatus | [8 empty] | 0 | 0 | 0 | 1 | 0 | [7 empty] | NOS | 1 |  | Gn/Ac/Sp/Autoclave Safety Valve 907001914
IM04193 | Dental Sterlizer Spares-Gnatus- Stand 300050790 |  |  | A Class | NOS | NOS | I-Inventory | FG-Finish Good |  | Spares | Dental Sterlizer-Spares | Dental Equiment | Main Location | 90330000 |  | FIFO | Gnatus | [8 empty] | 0 | 0 | 0 | 1 | 0 | [7 empty] | NOS | 1 |  | Gn/Ac/Sp/Autoclave Stand 300050790
IM04194 | Dental Sterlizer Spares-Gnatus- Stand 300051490 |  |  | A Class | NOS | NOS | I-Inventory | FG-Finish Good |  | Spares | Dental Sterlizer-Spares | Dental Equiment | Main Location | 90330000 |  | FIFO | Gnatus | [8 empty] | 0 | 0 | 0 | 1 | 0 | [7 empty] | NOS | 1 |  | Gn/Ac/Sp/Autoclave Stand 300051490
IM04195 | Dental Sterlizer Spares-Gnatus- Switch 300050997 |  |  | A Class | NOS | NOS | I-Inventory | FG-Finish Good |  | Spares | Dental Sterlizer-Spares | Dental Equiment | Main Location | 90330000 |  | FIFO | Gnatus | [8 empty] | 0 | 0 | 0 | 1 | 0 | [7 empty] | NOS | 1 |  | Gn/Ac/Sp/Autoclave Switch 300050997
IM04196 | Dental Sterlizer Spares-Gnatus- Thermostate 302003070 |  |  | A Class | NOS | NOS | I-Inventory | FG-Finish Good |  | Spares | Dental Sterlizer-Spares | Dental Equiment | Main Location | 90330000 |  | FIFO | Gnatus | [8 empty] | 0 | 0 | 0 | 1 | 0 | [7 empty] | NOS | 1 |  | Gn/Ac/Sp/Autoclave Thermostate 302003070
IM04197 | Dental Sterlizer Spares-Gnatus- Tray Big 300049340 |  |  | A Class | NOS | NOS | I-Inventory | FG-Finish Good |  | Spares | Dental Sterlizer-Spares | Dental Equiment | Main Location | 90330000 |  | FIFO | Gnatus | [8 empty] | 0 | 0 | 0 | 1 | 0 | [7 empty] | NOS | 1 |  | Gn/Ac/Sp/Autoclave Tray Big 300049340
IM04198 | Dental Sterlizer Spares-Gnatus-12L Autoclave Heater Element 300051057 |  |  | A Class | NOS | NOS | I-Inventory | FG-Finish Good |  | Spares | Dental Sterlizer-Spares | Dental Equiment | Main Location | 90330000 |  | FIFO | Gnatus | [8 empty] | 0 | 0 | 0 | 1 | 0 | [7 empty] | NOS | 1 |  | Gn/Bc/Sp/12L Autoclave Heater Element 300051057
IM04199 | Dental Sterlizer Spares-Gnatus-12Ltr Autoclave Main PCB(New Type 11 Pin) 607002705 |  |  | A Class | NOS | NOS | I-Inventory | FG-Finish Good |  | Spares | Dental Sterlizer-Spares | Dental Equiment | Main Location | 90330000 |  | FIFO | Gnatus | [8 empty] | 0 | 0 | 0 | 1 | 0 | [7 empty] | NOS | 1 |  | GN/BC/SP/12LTR AUTOCLAVE MAIN PCB(NEW TYPE 11 PIN) 607002705
IM04200 | Dental Sterlizer Spares-Gnatus-21 Ltr Bioclave Main PCB 40607002579 |  |  | A Class | NOS | NOS | I-Inventory | FG-Finish Good |  | Spares | Dental Sterlizer-Spares | Dental Equiment | Main Location | 90330000 |  | FIFO | Gnatus | [8 empty] | 0 | 0 | 0 | 1 | 0 | [7 empty] | NOS | 1 |  | GN/BC/SP/21 LTR BIOCLAVE MAIN PCB 40607002579
IM04201 | Dental Sterlizer Spares-Gnatus-21L Bioclave Door Gaskit 365004650 |  |  | A Class | NOS | NOS | I-Inventory | FG-Finish Good |  | Spares | Dental Sterlizer-Spares | Dental Equiment | Main Location | 90330000 |  | FIFO | Gnatus | [8 empty] | 0 | 0 | 0 | 1 | 0 | [7 empty] | NOS | 1 |  | GN/BC/SP/21L BIOCLAVE DOOR GASKIT 365004650
IM04202 | Dental Sterlizer Spares-Gnatus-21L Bioclave Heating Element 300053205 |  |  | A Class | NOS | NOS | I-Inventory | FG-Finish Good |  | Spares | Dental Sterlizer-Spares | Dental Equiment | Main Location | 90330000 |  | FIFO | Gnatus | [8 empty] | 0 | 0 | 0 | 1 | 0 | [7 empty] | NOS | 1 |  | GN/BC/SP/21L BIOCLAVE HEATING ELEMENT 300053205
IM04203 | Dental Sterlizer Spares-Gnatus-21Ltr Door Front Cover (White) 41000002855 |  |  | A Class | NOS | NOS | I-Inventory | FG-Finish Good |  | Spares | Dental Sterlizer-Spares | Dental Equiment | Main Location | 90330000 |  | FIFO | Gnatus | [8 empty] | 0 | 0 | 0 | 1 | 0 | [7 empty] | NOS | 1 |  | GN/BC/SP/21LTR DOOR FRONT COVER (WHITE) 41000002855
IM04204 | Dental Sterlizer Spares-Gnatus-21Ltr Door Front Cover Protection Screw Bush-40607002480 |  |  | A Class | NOS | NOS | I-Inventory | FG-Finish Good |  | Spares | Dental Sterlizer-Spares | Dental Equiment | Main Location | 90330000 |  | FIFO | Gnatus | [8 empty] | 0 | 0 | 0 | 1 | 0 | [7 empty] | NOS | 1 |  | GN/BC/SP/21LTR DOOR FRONT COVER PROTECTION SCREW BUSH-40607002480
IM04205 | Dental Sterlizer Spares-Gnatus-21Ltr Door Front Cover Protection Screw Bush-40607002671 |  |  | A Class | NOS | NOS | I-Inventory | FG-Finish Good |  | Spares | Dental Sterlizer-Spares | Dental Equiment | Main Location | 90330000 |  | FIFO | Gnatus | [8 empty] | 0 | 0 | 0 | 1 | 0 | [7 empty] | NOS | 1 |  | GN/BC/SP/21LTR DOOR FRONT COVER PROTECTION SCREW BUSH-40607002671
IM04206 | Dental Sterlizer Spares-Gnatus-21Ltr Door Front Cover Screw Rnd Head 4 X 30Mm-30233000271 |  |  | A Class | NOS | NOS | I-Inventory | FG-Finish Good |  | Spares | Dental Sterlizer-Spares | Dental Equiment | Main Location | 90330000 |  | FIFO | Gnatus | [8 empty] | 0 | 0 | 0 | 1 | 0 | [7 empty] | NOS | 1 |  | GN/BC/SP/21LTR DOOR FRONT COVER SCREW RND HEAD 4 X 30MM-30233000271
IM04207 | Dental Sterlizer Spares-Gnatus-Articulator Ear Piece Sterlizable By Autoclave |  |  | A Class | NOS | NOS | I-Inventory | FG-Finish Good |  | Spares | Dental Sterlizer-Spares | Dental Equiment | Main Location | 90330000 |  | FIFO | Gnatus | [8 empty] | 0 | 0 | 0 | 1 | 0 | [7 empty] | NOS | 1 |  | GN/AR/SP/ARTICULATOR EAR PIECE STERLIZABLE BY AUTOCLAVE
IM04208 | Dental Sterlizer Spares-Gnatus-Autoclavable Pad 300044800 |  |  | A Class | NOS | NOS | I-Inventory | FG-Finish Good |  | Spares | Dental Sterlizer-Spares | Dental Equiment | Main Location | 90330000 |  | FIFO | Gnatus | [8 empty] | 0 | 0 | 0 | 1 | 0 | [7 empty] | NOS | 1 |  | GN/AC/SP/AUTOCLAVABLE PAD 300044800
IM04209 | Dental Sterlizer Spares-Gnatus-Bio Vac Ii Cover With Sock 607002585 |  |  | A Class | NOS | NOS | I-Inventory | FG-Finish Good |  | Spares | Dental Sterlizer-Spares | Dental Equiment | Main Location | 90330000 |  | FIFO | Gnatus | [8 empty] | 0 | 0 | 0 | 1 | 0 | [7 empty] | NOS | 1 |  | GN/BC/SP/BIO VAC II COVER WITH SOCK 607002585
IM04210 | Dental Sterlizer Spares-Gnatus-Bio-Clave Main PCB IC 906000077 |  |  | A Class | NOS | NOS | I-Inventory | FG-Finish Good |  | Spares | Dental Sterlizer-Spares | Dental Equiment | Main Location | 90330000 |  | FIFO | Gnatus | [8 empty] | 0 | 0 | 0 | 1 | 0 | [7 empty] | NOS | 1 |  | Gn/Bc/Sp/Bio-Clave Main Pcb IC 906000077
IM04211 | Dental Sterlizer Spares-Gnatus-Filter Of Autoclave 907001937 |  |  | A Class | NOS | NOS | I-Inventory | FG-Finish Good |  | Spares | Dental Sterlizer-Spares | Dental Equiment | Main Location | 90330000 |  | FIFO | Gnatus | [8 empty] | 0 | 0 | 0 | 1 | 0 | [7 empty] | NOS | 1 |  | GN/BC/SP/FILTER OF AUTOCLAVE 907001937
IM04212 | Dental Sterlizer Spares-Gnatus-Front Panel 365004300 |  |  | A Class | NOS | NOS | I-Inventory | FG-Finish Good |  | Spares | Dental Sterlizer-Spares | Dental Equiment | Main Location | 90330000 |  | FIFO | Gnatus | [8 empty] | 0 | 0 | 0 | 1 | 0 | [7 empty] | NOS | 1 |  | Gn/Ac/Sp/Front Panel 365004300
IM04213 | Dental Sterlizer Spares-Gnatus-Glass Wool 300053252 |  |  | A Class | NOS | NOS | I-Inventory | FG-Finish Good |  | Spares | Dental Sterlizer-Spares | Dental Equiment | Main Location | 90330000 |  | FIFO | Gnatus | [8 empty] | 0 | 0 | 0 | 1 | 0 | [7 empty] | NOS | 1 |  | Gn/Ac/Sp/Glass Wool 300053252
IM04214 | Dental Sterlizer Spares-Gnatus-Heating Element Autoclave 300047370 |  |  | A Class | NOS | NOS | I-Inventory | FG-Finish Good |  | Spares | Dental Sterlizer-Spares | Dental Equiment | Main Location | 90330000 |  | FIFO | Gnatus | [8 empty] | 0 | 0 | 0 | 1 | 0 | [7 empty] | NOS | 1 |  | GN/BV/SP/HEATING ELEMENT AUTOCLAVE 300047370
IM04215 | Dental Sterlizer Spares-Gnatus-Led Light Fan |  |  | A Class | NOS | NOS | I-Inventory | FG-Finish Good |  | Spares | Dental Sterlizer-Spares | Dental Equiment | Main Location | 90330000 |  | FIFO | Gnatus | [8 empty] | 0 | 0 | 0 | 1 | 0 | [7 empty] | NOS | 1 |  | GN/BC/SP/LED LIGHT FAN
IM04216 | Dental Sterlizer Spares-Gnatus-Leg Stopper For Tank 300020059 |  |  | A Class | NOS | NOS | I-Inventory | FG-Finish Good |  | Spares | Dental Sterlizer-Spares | Dental Equiment | Main Location | 90330000 |  | FIFO | Gnatus | [8 empty] | 0 | 0 | 0 | 1 | 0 | [7 empty] | NOS | 1 |  | Gn/Ac/Sp/Leg Stopper For Tank 300020059
IM04217 | Dental Sterlizer Spares-Gnatus-New 21 Ltr Bioclave Front Cover-41000001223 |  |  | A Class | NOS | NOS | I-Inventory | FG-Finish Good |  | Spares | Dental Sterlizer-Spares | Dental Equiment | Main Location | 90330000 |  | FIFO | Gnatus | [8 empty] | 0 | 0 | 0 | 1 | 0 | [7 empty] | NOS | 1 |  | GN/BC/SP/NEW 21 LTR BIOCLAVE FRONT COVER-41000001223
IM04218 | Dental Sterlizer Spares-Gnatus-New 21 Ltr Contact Therm Kit For Autoclaves-16000003587 |  |  | A Class | NOS | NOS | I-Inventory | FG-Finish Good |  | Spares | Dental Sterlizer-Spares | Dental Equiment | Main Location | 90330000 |  | FIFO | Gnatus | [8 empty] | 0 | 0 | 0 | 1 | 0 | [7 empty] | NOS | 1 |  | GN/BC/SP/NEW 21 LTR CONTACT THERM KIT FOR AUTOCLAVES-16000003587
IM04219 | Dental Sterlizer Spares-Gnatus-New 21 Ltr Contact Thermo Kit For Autoclaves-16000003587 |  |  | A Class | NOS | NOS | I-Inventory | FG-Finish Good |  | Spares | Dental Sterlizer-Spares | Dental Equiment | Main Location | 90330000 |  | FIFO | Gnatus | [8 empty] | 0 | 0 | 0 | 1 | 0 | [7 empty] | NOS | 1 |  | GN/AC/SP/NEW 21 LTR CONTACT THERMO KIT FOR AUTOCLAVES-16000003587
IM04220 | Dental Sterlizer Spares-Gnatus-Solenoid Valve 997001387 |  |  | A Class | NOS | NOS | I-Inventory | FG-Finish Good |  | Spares | Dental Sterlizer-Spares | Dental Equiment | Main Location | 90330000 |  | FIFO | Gnatus | [8 empty] | 0 | 0 | 0 | 1 | 0 | [7 empty] | NOS | 1 |  | Gn/Bc/Sp/Solenoid Valve 997001387
IM04221 | Dental Sterlizer Spares-Gnatus-Solenoid Valve Set Doble Coil Autoclave 30300054933 |  |  | A Class | NOS | NOS | I-Inventory | FG-Finish Good |  | Spares | Dental Sterlizer-Spares | Dental Equiment | Main Location | 90330000 |  | FIFO | Gnatus | [8 empty] | 0 | 0 | 0 | 1 | 0 | [7 empty] | NOS | 1 |  | GN/WU/SP SOLENOID VALVE SET DOBLE COIL AUTOCLAVE 30300054933
IM04222 | Dental Sterlizer Spares-Gnatus-S-Serires Chair Tumbler Sensor-31000001332 |  |  | A Class | NOS | NOS | I-Inventory | FG-Finish Good |  | Spares | Dental Sterlizer-Spares | Dental Equiment | Main Location | 90330000 |  | FIFO | Gnatus | [8 empty] | 0 | 0 | 0 | 1 | 0 | [7 empty] | NOS | 1 |  | GN/AC/SP/S-SERIRES CHAIR TUMBLER SENSOR-31000001332
IM04223 | Dental Sterlizer Spares-Gnatus-Subset Tank Of Autoclave 607002519 |  |  | A Class | NOS | NOS | I-Inventory | FG-Finish Good |  | Spares | Dental Sterlizer-Spares | Dental Equiment | Main Location | 90330000 |  | FIFO | Gnatus | [8 empty] | 0 | 0 | 0 | 1 | 0 | [7 empty] | NOS | 1 |  | Gn/Bc/Sp/Subset Tank of Autoclave 607002519
IM04224 | Dental Sterlizer Spares-Gnatus-Support Foot, Autoclave 30300050290 |  |  | A Class | NOS | NOS | I-Inventory | FG-Finish Good |  | Spares | Dental Sterlizer-Spares | Dental Equiment | Main Location | 90330000 |  | FIFO | Gnatus | [8 empty] | 0 | 0 | 0 | 1 | 0 | [7 empty] | NOS | 1 |  | GN/AC/SP/SUPPORT FOOT, AUTOCLAVE 30300050290
IM04225 | Dental Sterlizer Spares-Gnatus-Thermostat Safety 170C Manual Operated 302003125 |  |  | A Class | NOS | NOS | I-Inventory | FG-Finish Good |  | Spares | Dental Sterlizer-Spares | Dental Equiment | Main Location | 90330000 |  | FIFO | Gnatus | [8 empty] | 0 | 0 | 0 | 1 | 0 | [7 empty] | NOS | 1 |  | Gn/Ac/Sp/Thermostat Safety 170C Manual Operated 302003125
IM04226 | Dental Sterlizer Spares-Gnatus-Tray Stand Of Autoclave |  |  | A Class | NOS | NOS | I-Inventory | FG-Finish Good |  | Spares | Dental Sterlizer-Spares | Dental Equiment | Main Location | 90330000 |  | FIFO | Gnatus | [8 empty] | 0 | 0 | 0 | 1 | 0 | [7 empty] | NOS | 1 |  | Gn/Bc/Sp/Tray Stand Of Autoclave
IM04227 | Dental Sterlizer Spares-Gnatus- Body 909000380/909000370 |  |  | A Class | NOS | NOS | I-Inventory | FG-Finish Good |  | Spares | Dental Sterlizer-Spares | Dental Equiment | Main Location | 90330000 |  | FIFO | Gnatus | [8 empty] | 0 | 0 | 0 | 1 | 0 | [7 empty] | NOS | 1 |  | Gn/Ac/Sp/Autoclave Body 909000380/909000370
IM04228 | Dental Sterlizer Spares-Gnatus- Sensor 300050565/607002595 |  |  | A Class | NOS | NOS | I-Inventory | FG-Finish Good |  | Spares | Dental Sterlizer-Spares | Dental Equiment | Main Location | 90330000 |  | FIFO | Gnatus | [8 empty] | 0 | 0 | 0 | 1 | 0 | [7 empty] | NOS | 1 |  | GN/BC/SP/AUTOCLAVE SENSOR 300050565/607002595
IM04229 | Dental Sterlizier Spares-Local-Watch Model No. G-557 |  |  | A Class | NOS | NOS | I-Inventory | FG-Finish Good |  | Spares | Dental Sterlizer-Spares | Dental Equiment | Main Location | 91021900 |  | FIFO | Indian Product | [8 empty] | 0 | 0 | 0 | 1 | 0 | [7 empty] | NOS | 1 |  | LP/AC/WATCH MODEL NO. G-557
IM04230 | Dental Sterlizer Spares-Prestige- Autoclave Braket Basket |  |  | A Class | NOS | NOS | I-Inventory | FG-Finish Good |  | Spares | Dental Sterlizer-Spares | Dental Equiment | Main Location | 90330000 |  | FIFO | Prestige | [8 empty] | 0 | 0 | 0 | 1 | 0 | [7 empty] | NOS | 1 |  | PR/AC/PRESTIGE AUTOCLAVE BRAKET BASKET
IM04231 | Dental Sterlizer Spares-Prestige- Autoclave Heating Chamber |  |  | A Class | NOS | NOS | I-Inventory | FG-Finish Good |  | Spares | Dental Sterlizer-Spares | Dental Equiment | Main Location | 90330000 |  | FIFO | Prestige | [8 empty] | 0 | 0 | 0 | 1 | 0 | [7 empty] | NOS | 1 |  | PR/AC/PRESTIGE AUTOCLAVE HEATING CHAMBER
IM04232 | Dental Sterlizer Spares-Prestige- Autoclave Lower Body |  |  | A Class | NOS | NOS | I-Inventory | FG-Finish Good |  | Spares | Dental Sterlizer-Spares | Dental Equiment | Main Location | 90330000 |  | FIFO | Prestige | [8 empty] | 0 | 0 | 0 | 1 | 0 | [7 empty] | NOS | 1 |  | PR/AC/PRESTIGE AUTOCLAVE LOWER BODY
IM04233 | Dental Sterlizer Spares-Prestige-22Ltr Prestige Autoclave Main Pcb-309072 |  |  | A Class | NOS | NOS | I-Inventory | FG-Finish Good |  | Spares | Dental Sterlizer-Spares | Dental Equiment | Main Location | 90330000 |  | FIFO | Prestige | [8 empty] | 0 | 0 | 0 | 1 | 0 | [7 empty] | NOS | 1 |  | PR/AC/SP/22LTR PRESTIGE AUTOCLAVE MAIN PCB-309072
IM04234 | Dental Sterlizer Spares-Prestige-Autoclave Pressure Valve 219568 |  |  | A Class | NOS | NOS | I-Inventory | FG-Finish Good |  | Spares | Dental Sterlizer-Spares | Dental Equiment | Main Location | 90330000 |  | FIFO | Prestige | [8 empty] | 0 | 0 | 0 | 1 | 0 | [7 empty] | NOS | 1 |  | PR/AC/SP/AUTOCLAVE PRESSURE VALVE 219568
IM04235 | Dental Sterlizer Spares-Prestige-Autoclave Safety Valve 219202-2100 |  |  | A Class | NOS | NOS | I-Inventory | FG-Finish Good |  | Spares | Dental Sterlizer-Spares | Dental Equiment | Main Location | 90330000 |  | FIFO | Prestige | [8 empty] | 0 | 0 | 0 | 1 | 0 | [7 empty] | NOS | 1 |  | Pr/Ac/Sp/Autoclave Safety Valve 219202-2100
IM04236 | Dental Sterlizer Spares-Prestige-Autoclave Thrmostate 219668-2100 |  |  | A Class | NOS | NOS | I-Inventory | FG-Finish Good |  | Spares | Dental Sterlizer-Spares | Dental Equiment | Main Location | 90330000 |  | FIFO | Prestige | [8 empty] | 0 | 0 | 0 | 1 | 0 | [7 empty] | NOS | 1 |  | PR/AC/SP/AUTOCLAVE THRMOSTATE 219668-2100
IM04237 | Dental Sterlizer Spares-Prestige-Autoclave Touch Panel Sticker 219691-2100 |  |  | A Class | NOS | NOS | I-Inventory | FG-Finish Good |  | Spares | Dental Sterlizer-Spares | Dental Equiment | Main Location | 90330000 |  | FIFO | Prestige | [8 empty] | 0 | 0 | 0 | 1 | 0 | [7 empty] | NOS | 1 |  | Pr/Ac/Sp/Autoclave Touch Panel Sticker 219691-2100
IM04238 | Dental Sterlizer Spares-Prestige-Fuse Holder |  |  | A Class | NOS | NOS | I-Inventory | FG-Finish Good |  | Spares | Dental Sterlizer-Spares | Dental Equiment | Main Location | 90330000 |  | FIFO | Prestige | [8 empty] | 0 | 0 | 0 | 1 | 0 | [7 empty] | NOS | 1 |  | Pr/Ac/Sp/Fuse Holder
IM04239 | Dental Sterlizer Spares-Prestige-Head Plastic Cover |  |  | A Class | NOS | NOS | I-Inventory | FG-Finish Good |  | Spares | Dental Sterlizer-Spares | Dental Equiment | Main Location | 90330000 |  | FIFO | Prestige | [8 empty] | 0 | 0 | 0 | 1 | 0 | [7 empty] | NOS | 1 |  | Pr/Ac/Sp/Head Plastic Cover
IM04240 | Dental Sterlizer Spares-Prestige-Prestige Auto Clave Main Pcb 219584-2100 |  |  | A Class | NOS | NOS | I-Inventory | FG-Finish Good |  | Spares | Dental Sterlizer-Spares | Dental Equiment | Main Location | 90330000 |  | FIFO | Prestige | [8 empty] | 0 | 0 | 0 | 1 | 0 | [7 empty] | NOS | 1 |  | PR/AC/SP/PRESTIGE AUTO CLAVE MAIN PCB 219584-2100
IM04241 | Dental Sterlizer Spares-Prestige-Prestige Autoclave Handle 219696 |  |  | A Class | NOS | NOS | I-Inventory | FG-Finish Good |  | Spares | Dental Sterlizer-Spares | Dental Equiment | Main Location | 90330000 |  | FIFO | Prestige | [8 empty] | 0 | 0 | 0 | 1 | 0 | [7 empty] | NOS | 1 |  | Pr/Ac/Sp/Prestige Autoclave Handle 219696
IM04242 | Dental Sterlizer-Runyes-Autoclave 17 Ltr Safety Valve A38 |  |  | A Class | NOS | NOS | I-Inventory | FG-Finish Good |  | Spares | Dental Sterlizer-Spares | Dental Equiment | Main Location | 90330000 |  | FIFO | Runyes | [8 empty] | 0 | 0 | 0 | 1 | 0 | [7 empty] | NOS | 1 |  | Runyes Autoclave 17 Ltr Safety Valve A38
IM04243 | Dental Sterlizer-Runyes-Steam Generator Without Thermostate And Heating Rod |  |  | A Class | NOS | NOS | I-Inventory | FG-Finish Good |  | Spares | Dental Sterlizer-Spares | Dental Equiment | Main Location | 90330000 |  | FIFO | Runyes | [8 empty] | 0 | 0 | 0 | 1 | 0 | [7 empty] | NOS | 1 |  | Runyes Steam Generator Without Thermostate And Heating Rod
IM04244 | Dental Sterlizer-Spares-Runyes-Inner Tempreture Sensor Run A-3 |  |  | A Class | NOS | NOS | I-Inventory | FG-Finish Good |  | Spares | Dental Sterlizer-Spares | Dental Equiment | Main Location | 90330000 |  | FIFO | Runyes | [8 empty] | 0 | 0 | 0 | 1 | 0 | [7 empty] | NOS | 1 |  | Rn/Ac/Sp/Inner Tempreture Sensor Run A-3
IM04245 | Dental Sterlizer-Spares-Runyes-Sensor Outer Temperature-Run-A-4 |  |  | A Class | NOS | NOS | I-Inventory | FG-Finish Good |  | Spares | Dental Sterlizer-Spares | Dental Equiment | Main Location | 90330000 |  | FIFO | Runyes | [8 empty] | 0 | 0 | 0 | 1 | 0 | [7 empty] | NOS | 1 |  | RN/AC/SP/SENSOR OUTER TEMPERATURE-RUN-A-4
IM04246 | Dental Sterlizer-Spares-RunyesTemp. Thermal Protector Run A-24 |  |  | A Class | NOS | NOS | I-Inventory | FG-Finish Good |  | Spares | Dental Sterlizer-Spares | Dental Equiment | Main Location | 90330000 |  | FIFO | Runyes | [8 empty] | 0 | 0 | 0 | 1 | 0 | [7 empty] | NOS | 1 |  | RN/AC/SP/TEMP. THERMAL PROTECTOR RUN A-24
IM04247 | Dental Sterlizer Spares-Runyes-Sterilizer Ptr Cable |  |  | A Class | NOS | NOS | I-Inventory | FG-Finish Good |  | Spares | Dental Sterlizer-Spares | Dental Equiment | Main Location | 90330000 |  | FIFO | Runyes | [8 empty] | 0 | 0 | 0 | 1 | 0 | [7 empty] | NOS | 1 |  | RN/AC/SP /RUNYES/FENG 22/23 STERILIZER PTR CABLE
IM04248 | Dental Sterlizer Spares-Runyes-23 Ltr Autocalave Steam Condensate Cooling Tank |  |  | A Class | NOS | NOS | I-Inventory | FG-Finish Good |  | Spares | Dental Sterlizer-Spares | Dental Equiment | Main Location | 90330000 |  | FIFO | Runyes | [8 empty] | 0 | 0 | 0 | 1 | 0 | [7 empty] | NOS | 1 |  | RN/AC/SP 23 LTR AUTOCALAVE STEAM CONDENSATE COOLING TANK
IM04249 | Dental Sterlizer Spares-Runyes-15 Ltr Door Gaskit |  |  | A Class | NOS | NOS | I-Inventory | FG-Finish Good |  | Spares | Dental Sterlizer-Spares | Dental Equiment | Main Location | 90330000 |  | FIFO | Runyes | [8 empty] | 0 | 0 | 0 | 1 | 0 | [7 empty] | NOS | 1 |  | Rn/Ac/Sp/15 Ltr Door Gaskit
IM04250 | Dental Sterlizer Spares-Runyes-15 Ltr Door Pcb |  |  | A Class | NOS | NOS | I-Inventory | FG-Finish Good |  | Spares | Dental Sterlizer-Spares | Dental Equiment | Main Location | 90330000 |  | FIFO | Runyes | [8 empty] | 0 | 0 | 0 | 1 | 0 | [7 empty] | NOS | 1 |  | Rn/Ac/Sp/15 Ltr Door Pcb
IM04251 | Dental Sterlizer Spares-Runyes-15 Ltr Door Shell 806034 |  |  | A Class | NOS | NOS | I-Inventory | FG-Finish Good |  | Spares | Dental Sterlizer-Spares | Dental Equiment | Main Location | 90330000 |  | FIFO | Runyes | [8 empty] | 0 | 0 | 0 | 1 | 0 | [7 empty] | NOS | 1 |  | Rn/Ac/Sp/15 Ltr Door Shell 806034
IM04252 | Dental Sterlizer Spares-Runyes-15 Ltr Logo Sticker 807003 |  |  | A Class | NOS | NOS | I-Inventory | FG-Finish Good |  | Spares | Dental Sterlizer-Spares | Dental Equiment | Main Location | 90330000 |  | FIFO | Runyes | [8 empty] | 0 | 0 | 0 | 1 | 0 | [7 empty] | NOS | 1 |  | Rn/Ac/Sp/15 Ltr Logo Sticker 807003
IM04253 | Dental Sterlizer Spares-Runyes-15 Ltr Main Pcb Card(New Type) |  |  | A Class | NOS | NOS | I-Inventory | FG-Finish Good |  | Spares | Dental Sterlizer-Spares | Dental Equiment | Main Location | 90330000 |  | FIFO | Runyes | [8 empty] | 0 | 0 | 0 | 1 | 0 | [7 empty] | NOS | 1 |  | RN/AC/SP/15 LTR MAIN PCB CARD(NEW TYPE)
IM04254 | Dental Sterlizer Spares-Runyes-15 Ltr Pcb I.C. |  |  | A Class | NOS | NOS | I-Inventory | FG-Finish Good |  | Spares | Dental Sterlizer-Spares | Dental Equiment | Main Location | 90330000 |  | FIFO | Runyes | [8 empty] | 0 | 0 | 0 | 1 | 0 | [7 empty] | NOS | 1 |  | RN/AC/SP/15 LTR PCB I.C.
IM04255 | Dental Sterlizer Spares-Runyes-15 Ltr Round Heating Loop |  |  | A Class | NOS | NOS | I-Inventory | FG-Finish Good |  | Spares | Dental Sterlizer-Spares | Dental Equiment | Main Location | 90330000 |  | FIFO | Runyes | [8 empty] | 0 | 0 | 0 | 1 | 0 | [7 empty] | NOS | 1 |  | Rn/Ac/Sp/15 Ltr Round Heating Loop
IM04256 | Dental Sterlizer Spares-Runyes-15 Ltr Ste Series Main Pcb Card Only Ic |  |  | A Class | NOS | NOS | I-Inventory | FG-Finish Good |  | Spares | Dental Sterlizer-Spares | Dental Equiment | Main Location | 90330000 |  | FIFO | Runyes | [8 empty] | 0 | 0 | 0 | 1 | 0 | [7 empty] | NOS | 1 |  | RN/AC/SP/15 LTR STE SERIES MAIN PCB CARD ONLY IC
IM04257 | Dental Sterlizer Spares-Runyes-15 Ltr Ste Series Main Pcb Card With Ic |  |  | A Class | NOS | NOS | I-Inventory | FG-Finish Good |  | Spares | Dental Sterlizer-Spares | Dental Equiment | Main Location | 90330000 |  | FIFO | Runyes | [8 empty] | 0 | 0 | 0 | 1 | 0 | [7 empty] | NOS | 1 |  | Rn/Ac/Sp/15 Ltr Ste Series Main Pcb Card With Ic
IM04258 | Dental Sterlizer Spares-Runyes-15 Ltr Ste Series Main Pcb Card Without Ic |  |  | A Class | NOS | NOS | I-Inventory | FG-Finish Good |  | Spares | Dental Sterlizer-Spares | Dental Equiment | Main Location | 90330000 |  | FIFO | Runyes | [8 empty] | 0 | 0 | 0 | 1 | 0 | [7 empty] | NOS | 1 |  | RN/AC/SP/15 LTR STE SERIES MAIN PCB CARD WITHOUT IC
IM04259 | Dental Sterlizer Spares-Runyes-15 Ltr Water Tank Cover |  |  | A Class | NOS | NOS | I-Inventory | FG-Finish Good |  | Spares | Dental Sterlizer-Spares | Dental Equiment | Main Location | 90330000 |  | FIFO | Runyes | [8 empty] | 0 | 0 | 0 | 1 | 0 | [7 empty] | NOS | 1 |  | Rn/Ac/Sp/15 Ltr Water Tank Cover
IM04260 | Dental Sterlizer Spares-Runyes-15 Ltr Water Tank Upper Cover Lid |  |  | A Class | NOS | NOS | I-Inventory | FG-Finish Good |  | Spares | Dental Sterlizer-Spares | Dental Equiment | Main Location | 90330000 |  | FIFO | Runyes | [8 empty] | 0 | 0 | 0 | 1 | 0 | [7 empty] | NOS | 1 |  | RN/AC/SP/15 LTR WATER TANK UPPER COVER LID
IM04261 | Dental Sterlizer Spares-Runyes-15L Complete Door Shell With Knob |  |  | A Class | NOS | NOS | I-Inventory | FG-Finish Good |  | Spares | Dental Sterlizer-Spares | Dental Equiment | Main Location | 90330000 |  | FIFO | Runyes | [8 empty] | 0 | 0 | 0 | 1 | 0 | [7 empty] | NOS | 1 |  | Rn/Ac/Sp/15l Complete Door Shell With Knob
IM04262 | Dental Sterlizer Spares-Runyes-15L Door Knob 806001 |  |  | A Class | NOS | NOS | I-Inventory | FG-Finish Good |  | Spares | Dental Sterlizer-Spares | Dental Equiment | Main Location | 90330000 |  | FIFO | Runyes | [8 empty] | 0 | 0 | 0 | 1 | 0 | [7 empty] | NOS | 1 |  | Rn/Ac/Sp/15L Door Knob 806001
IM04263 | Dental Sterlizer Spares-Runyes-15L Door Sticker |  |  | A Class | NOS | NOS | I-Inventory | FG-Finish Good |  | Spares | Dental Sterlizer-Spares | Dental Equiment | Main Location | 90330000 |  | FIFO | Runyes | [8 empty] | 0 | 0 | 0 | 1 | 0 | [7 empty] | NOS | 1 |  | Rn/Ac/Sp/15L Door Sticker
IM04264 | Dental Sterlizer Spares-Runyes-15L Sea Autoclave Main Pcb |  |  | A Class | NOS | NOS | I-Inventory | FG-Finish Good |  | Spares | Dental Sterlizer-Spares | Dental Equiment | Main Location | 90330000 |  | FIFO | Runyes | [8 empty] | 0 | 0 | 0 | 1 | 0 | [7 empty] | NOS | 1 |  | RN/AC/SP/15L SEA AUTOCLAVE MAIN PCB
IM04265 | Dental Sterlizer Spares-Runyes-15L Sea Autoclave Main Pcb Version -2 |  |  | A Class | NOS | NOS | I-Inventory | FG-Finish Good |  | Spares | Dental Sterlizer-Spares | Dental Equiment | Main Location | 90330000 |  | FIFO | Runyes | [8 empty] | 0 | 0 | 0 | 1 | 0 | [7 empty] | NOS | 1 |  | RN/AC/SP/15L SEA AUTOCLAVE MAIN PCB VERSION -2
IM04266 | Dental Sterlizer Spares-Runyes-15L Sea Autoclave Pressure Guage |  |  | A Class | NOS | NOS | I-Inventory | FG-Finish Good |  | Spares | Dental Sterlizer-Spares | Dental Equiment | Main Location | 90330000 |  | FIFO | Runyes | [8 empty] | 0 | 0 | 0 | 1 | 0 | [7 empty] | NOS | 1 |  | RN/AC/SP/15L SEA AUTOCLAVE PRESSURE GUAGE
IM04267 | Dental Sterlizer Spares-Runyes-15Ltr Door Glass |  |  | A Class | NOS | NOS | I-Inventory | FG-Finish Good |  | Spares | Dental Sterlizer-Spares | Dental Equiment | Main Location | 90330000 |  | FIFO | Runyes | [8 empty] | 0 | 0 | 0 | 1 | 0 | [7 empty] | NOS | 1 |  | Rn/Ac/Sp/15ltr Door Glass
IM04268 | Dental Sterlizer Spares-Runyes-15Ltr Door Glass Plate |  |  | A Class | NOS | NOS | I-Inventory | FG-Finish Good |  | Spares | Dental Sterlizer-Spares | Dental Equiment | Main Location | 90330000 |  | FIFO | Runyes | [8 empty] | 0 | 0 | 0 | 1 | 0 | [7 empty] | NOS | 1 |  | Rn/Ac/Sp/15ltr Door Glass Plate
IM04269 | Dental Sterlizer Spares-Runyes-15Ltr Water Tank Upper Cover Only |  |  | A Class | NOS | NOS | I-Inventory | FG-Finish Good |  | Spares | Dental Sterlizer-Spares | Dental Equiment | Main Location | 90330000 |  | FIFO | Runyes | [8 empty] | 0 | 0 | 0 | 1 | 0 | [7 empty] | NOS | 1 |  | RN/AC/SP/15LTR WATER TANK UPPER COVER ONLY
IM04270 | Dental Sterlizer Spares-Runyes-17 Ltr 500W Heating Loupe-A-39 |  |  | A Class | NOS | NOS | I-Inventory | FG-Finish Good |  | Spares | Dental Sterlizer-Spares | Dental Equiment | Main Location | 90330000 |  | FIFO | Runyes | [8 empty] | 0 | 0 | 0 | 1 | 0 | [7 empty] | NOS | 1 |  | Rn/Ac/Sp/17 Ltr 500W Heating Loupe-A-39
IM04271 | Dental Sterlizer Spares-Runyes-17 Ltr Door Pcb A-46 |  |  | A Class | NOS | NOS | I-Inventory | FG-Finish Good |  | Spares | Dental Sterlizer-Spares | Dental Equiment | Main Location | 90330000 |  | FIFO | Runyes | [8 empty] | 0 | 0 | 0 | 1 | 0 | [7 empty] | NOS | 1 |  | Rn/Ac/Sp/17 Ltr Door Pcb A-46
IM04272 | Dental Sterlizer Spares-Runyes-17 Ltr Door Sticker |  |  | A Class | NOS | NOS | I-Inventory | FG-Finish Good |  | Spares | Dental Sterlizer-Spares | Dental Equiment | Main Location | 90330000 |  | FIFO | Runyes | [8 empty] | 0 | 0 | 0 | 1 | 0 | [7 empty] | NOS | 1 |  | Rn/Ac/Sp/17 Ltr Door Sticker
IM04273 | Dental Sterlizer Spares-Runyes-17 Ltr Pcb I.C. |  |  | A Class | NOS | NOS | I-Inventory | FG-Finish Good |  | Spares | Dental Sterlizer-Spares | Dental Equiment | Main Location | 90330000 |  | FIFO | Runyes | [8 empty] | 0 | 0 | 0 | 1 | 0 | [7 empty] | NOS | 1 |  | Rn/Ac/Sp/17 Ltr Pcb I.C.
IM04274 | Dental Sterlizer Spares-Runyes-17 Ltr Steam Generator-Run-A-36 |  |  | A Class | NOS | NOS | I-Inventory | FG-Finish Good |  | Spares | Dental Sterlizer-Spares | Dental Equiment | Main Location | 90330000 |  | FIFO | Runyes | [8 empty] | 0 | 0 | 0 | 1 | 0 | [7 empty] | NOS | 1 |  | RN/AC/SP/17 LTR STEAM GENERATOR-RUN-A-36
IM04275 | Dental Sterlizer Spares-Runyes-17 Ltr Transformer |  |  | A Class | NOS | NOS | I-Inventory | FG-Finish Good |  | Spares | Dental Sterlizer-Spares | Dental Equiment | Main Location | 90330000 |  | FIFO | Runyes | [8 empty] | 0 | 0 | 0 | 1 | 0 | [7 empty] | NOS | 1 |  | RN/AC/SP/17 LTR TRANSFORMER
IM04276 | Dental Sterlizer Spares-Runyes-17 Ltr Used Water Level Switch A-43 |  |  | A Class | NOS | NOS | I-Inventory | FG-Finish Good |  | Spares | Dental Sterlizer-Spares | Dental Equiment | Main Location | 90330000 |  | FIFO | Runyes | [8 empty] | 0 | 0 | 0 | 1 | 0 | [7 empty] | NOS | 1 |  | RN/AC/SP/17 LTR USED WATER LEVEL SWITCH A-43
IM04277 | Dental Sterlizer Spares-Runyes-17Ltr Clean Water Level Switch A-44 |  |  | A Class | NOS | NOS | I-Inventory | FG-Finish Good |  | Spares | Dental Sterlizer-Spares | Dental Equiment | Main Location | 90330000 |  | FIFO | Runyes | [8 empty] | 0 | 0 | 0 | 1 | 0 | [7 empty] | NOS | 1 |  | RN/AC/SP/17LTR CLEAN WATER LEVEL SWITCH A-44
IM04278 | Dental Sterlizer Spares-Runyes-22 Ltr Autocalve Door Screw |  |  | A Class | NOS | NOS | I-Inventory | FG-Finish Good |  | Spares | Dental Sterlizer-Spares | Dental Equiment | Main Location | 90330000 |  | FIFO | Runyes | [8 empty] | 0 | 0 | 0 | 1 | 0 | [7 empty] | NOS | 1 |  | RN/AC/SP/22 LTR AUTOCALVE DOOR SCREW
IM04279 | Dental Sterlizer Spares-Runyes-22 Ltr Autoclave Old Pcb |  |  | A Class | NOS | NOS | I-Inventory | FG-Finish Good |  | Spares | Dental Sterlizer-Spares | Dental Equiment | Main Location | 90330000 |  | FIFO | Runyes | [8 empty] | 0 | 0 | 0 | 1 | 0 | [7 empty] | NOS | 1 |  | Rn/Ac/Sp/22 Ltr Autoclave Old Pcb
IM04280 | Dental Sterlizer Spares-Runyes-22 Ltr Autoclave Usb Pcb 01 |  |  | A Class | NOS | NOS | I-Inventory | FG-Finish Good |  | Spares | Dental Sterlizer-Spares | Dental Equiment | Main Location | 90330000 |  | FIFO | Runyes | [8 empty] | 0 | 0 | 0 | 1 | 0 | [7 empty] | NOS | 1 |  | RN/AC/SP/22 LTR AUTOCLAVE USB PCB 01
IM04281 | Dental Sterlizer Spares-Runyes-22 Ltr Autoclave Water Sensor Pcb |  |  | A Class | NOS | NOS | I-Inventory | FG-Finish Good |  | Spares | Dental Sterlizer-Spares | Dental Equiment | Main Location | 90330000 |  | FIFO | Runyes | [8 empty] | 0 | 0 | 0 | 1 | 0 | [7 empty] | NOS | 1 |  | Rn/Ac/Sp/22 Ltr Autoclave Water Sensor Pcb
IM04282 | Dental Sterlizer Spares-Runyes-22 Ltr Autoclave Water Sensor Pcb (New Type) |  |  | A Class | NOS | NOS | I-Inventory | FG-Finish Good |  | Spares | Dental Sterlizer-Spares | Dental Equiment | Main Location | 90330000 |  | FIFO | Runyes | [8 empty] | 0 | 0 | 0 | 1 | 0 | [7 empty] | NOS | 1 |  | RN/AC/SP/22 LTR AUTOCLAVE WATER SENSOR PCB (NEW TYPE)
IM04283 | Dental Sterlizer Spares-Runyes-22 Ltr Chamber Inner Filter New Type |  |  | A Class | NOS | NOS | I-Inventory | FG-Finish Good |  | Spares | Dental Sterlizer-Spares | Dental Equiment | Main Location | 90330000 |  | FIFO | Runyes | [8 empty] | 0 | 0 | 0 | 1 | 0 | [7 empty] | NOS | 1 |  | RN/AC/SP/22 LTR CHAMBER INNER FILTER NEW TYPE
IM04284 | Dental Sterlizer Spares-Runyes-22 Ltr Door Handle |  |  | A Class | NOS | NOS | I-Inventory | FG-Finish Good |  | Spares | Dental Sterlizer-Spares | Dental Equiment | Main Location | 90330000 |  | FIFO | Runyes | [8 empty] | 0 | 0 | 0 | 1 | 0 | [7 empty] | NOS | 1 |  | Rn/Ac/Sp/22 Ltr Door Handle
IM04285 | Dental Sterlizer Spares-Runyes-22 Ltr Door Pcb |  |  | A Class | NOS | NOS | I-Inventory | FG-Finish Good |  | Spares | Dental Sterlizer-Spares | Dental Equiment | Main Location | 90330000 |  | FIFO | Runyes | [8 empty] | 0 | 0 | 0 | 1 | 0 | [7 empty] | NOS | 1 |  | Rn/Ac/Sp/22 Ltr Door Pcb
IM04286 | Dental Sterlizer Spares-Runyes-22 Ltr Door Sticker |  |  | A Class | NOS | NOS | I-Inventory | FG-Finish Good |  | Spares | Dental Sterlizer-Spares | Dental Equiment | Main Location | 90330000 |  | FIFO | Runyes | [8 empty] | 0 | 0 | 0 | 1 | 0 | [7 empty] | NOS | 1 |  | Rn/Ac/Sp/22 Ltr Door Sticker
IM04287 | Dental Sterlizer Spares-Runyes-22 Ltr Main Pcb Card (New Type) Version 03 |  |  | A Class | NOS | NOS | I-Inventory | FG-Finish Good |  | Spares | Dental Sterlizer-Spares | Dental Equiment | Main Location | 90330000 |  | FIFO | Runyes | [8 empty] | 0 | 0 | 0 | 1 | 0 | [7 empty] | NOS | 1 |  | RN/AC/SP/22 LTR MAIN PCB CARD (NEW TYPE) VERSION 03
IM04288 | Dental Sterlizer Spares-Runyes-22 Ltr Main Pcb Card-Run-A-14 Version 01 |  |  | A Class | NOS | NOS | I-Inventory | FG-Finish Good |  | Spares | Dental Sterlizer-Spares | Dental Equiment | Main Location | 90330000 |  | FIFO | Runyes | [8 empty] | 0 | 0 | 0 | 1 | 0 | [7 empty] | NOS | 1 |  | RN/AC/SP/22 LTR MAIN PCB CARD-RUN-A-14 Version 01
IM04289 | Dental Sterlizer Spares-Runyes-22 Ltr Main Pcb Card-Run-A-14 Version 02 |  |  | A Class | NOS | NOS | I-Inventory | FG-Finish Good |  | Spares | Dental Sterlizer-Spares | Dental Equiment | Main Location | 90330000 |  | FIFO | Runyes | [8 empty] | 0 | 0 | 0 | 1 | 0 | [7 empty] | NOS | 1 |  | RN/AC/SP/22 LTR MAIN PCB CARD-RUN-A-14 Version 02
IM04290 | Dental Sterlizer Spares-Runyes-22 Ltr Ste Series Main Pcb Card Only Ic |  |  | A Class | NOS | NOS | I-Inventory | FG-Finish Good |  | Spares | Dental Sterlizer-Spares | Dental Equiment | Main Location | 90330000 |  | FIFO | Runyes | [8 empty] | 0 | 0 | 0 | 1 | 0 | [7 empty] | NOS | 1 |  | Rn/Ac/Sp/22 Ltr Ste Series Main Pcb Card Only IC
IM04291 | Dental Sterlizer Spares-Runyes-22 Ltr Water Chamber |  |  | A Class | NOS | NOS | I-Inventory | FG-Finish Good |  | Spares | Dental Sterlizer-Spares | Dental Equiment | Main Location | 90330000 |  | FIFO | Runyes | [8 empty] | 0 | 0 | 0 | 1 | 0 | [7 empty] | NOS | 1 |  | Rn/Ac/Sp/22 Ltr Water Chamber
IM04292 | Dental Sterlizer Spares-Runyes-22 Ltr Water Tank Upper Cover Lid |  |  | A Class | NOS | NOS | I-Inventory | FG-Finish Good |  | Spares | Dental Sterlizer-Spares | Dental Equiment | Main Location | 90330000 |  | FIFO | Runyes | [8 empty] | 0 | 0 | 0 | 1 | 0 | [7 empty] | NOS | 1 |  | RN/AC/SP/22 LTR WATER TANK UPPER COVER LID
IM04293 | Dental Sterlizer Spares-Runyes-22 Ltr Water Tank Upper Cover Only |  |  | A Class | NOS | NOS | I-Inventory | FG-Finish Good |  | Spares | Dental Sterlizer-Spares | Dental Equiment | Main Location | 90330000 |  | FIFO | Runyes | [8 empty] | 0 | 0 | 0 | 1 | 0 | [7 empty] | NOS | 1 |  | RN/AC/SP/22 LTR WATER TANK UPPER COVER ONLY
IM04294 | Dental Sterlizer Spares-Runyes-22L Round Heating Loop |  |  | A Class | NOS | NOS | I-Inventory | FG-Finish Good |  | Spares | Dental Sterlizer-Spares | Dental Equiment | Main Location | 90330000 |  | FIFO | Runyes | [8 empty] | 0 | 0 | 0 | 1 | 0 | [7 empty] | NOS | 1 |  | Rn/Ac/Sp/22L Round Heating Loop
IM04295 | Dental Sterlizer Spares-Runyes-22Ltr Autocalve Complete Front Door |  |  | A Class | NOS | NOS | I-Inventory | FG-Finish Good |  | Spares | Dental Sterlizer-Spares | Dental Equiment | Main Location | 90330000 |  | FIFO | Runyes | [8 empty] | 0 | 0 | 0 | 1 | 0 | [7 empty] | NOS | 1 |  | RN/AC/Sp/22LTR AUTOCALVE COMPLETE FRONT DOOR
IM04296 | Dental Sterlizer Spares-Runyes-22Ltr Autocalve Door Lock With Machanism |  |  | A Class | NOS | NOS | I-Inventory | FG-Finish Good |  | Spares | Dental Sterlizer-Spares | Dental Equiment | Main Location | 90330000 |  | FIFO | Runyes | [8 empty] | 0 | 0 | 0 | 1 | 0 | [7 empty] | NOS | 1 |  | RN/AC/SP/22LTR AUTOCALVE DOOR LOCK WITH MACHANISM
IM04297 | Dental Sterlizer Spares-Runyes-22Ltr Autoclave Distiller Water Sensor |  |  | A Class | NOS | NOS | I-Inventory | FG-Finish Good |  | Spares | Dental Sterlizer-Spares | Dental Equiment | Main Location | 90330000 |  | FIFO | Runyes | [8 empty] | 0 | 0 | 0 | 1 | 0 | [7 empty] | NOS | 1 |  | RN/AC/SP/22LTR AUTOCLAVE DISTILLER WATER SENSOR
IM04298 | Dental Sterlizer Spares-Runyes-22Ltr Cover Of Drain Out Let-Run-A-7 |  |  | A Class | NOS | NOS | I-Inventory | FG-Finish Good |  | Spares | Dental Sterlizer-Spares | Dental Equiment | Main Location | 90330000 |  | FIFO | Runyes | [8 empty] | 0 | 0 | 0 | 1 | 0 | [7 empty] | NOS | 1 |  | RN/AC/SP/22LTR COVER OF DRAIN OUT LET-RUN-A-7
IM04299 | Dental Sterlizer Spares-Runyes-23Ltr Door Pcb |  |  | A Class | NOS | NOS | I-Inventory | FG-Finish Good |  | Spares | Dental Sterlizer-Spares | Dental Equiment | Main Location | 90330000 |  | FIFO | Runyes | [8 empty] | 0 | 0 | 0 | 1 | 0 | [7 empty] | NOS | 1 |  | RN/AC/SP/23LTR DOOR PCB
IM04300 | Dental Sterlizer Spares-Runyes-23Ltr Door Pcb 4 Digit |  |  | A Class | NOS | NOS | I-Inventory | FG-Finish Good |  | Spares | Dental Sterlizer-Spares | Dental Equiment | Main Location | 90330000 |  | FIFO | Runyes | [8 empty] | 0 | 0 | 0 | 1 | 0 | [7 empty] | NOS | 1 |  | RN/AC/SP/23LTR DOOR PCB 4 DIGIT
IM04301 | Dental Sterlizer Spares-Runyes-3 Way Syringe Normal |  |  | A Class | NOS | NOS | I-Inventory | FG-Finish Good |  | Spares | Dental Sterlizer-Spares | Dental Equiment | Main Location | 90330000 |  | FIFO | Runyes | [8 empty] | 0 | 0 | 0 | 1 | 0 | [7 empty] | NOS | 1 |  | RN/AC/SP/3 WAY SYRINGE NORMAL
IM04302 | Dental Sterlizer Spares-Runyes-4 * 6 Silica Gel Tube |  |  | A Class | NOS | NOS | I-Inventory | FG-Finish Good |  | Spares | Dental Sterlizer-Spares | Dental Equiment | Main Location | 90330000 |  | FIFO | Runyes | [8 empty] | 0 | 0 | 0 | 1 | 0 | [7 empty] | NOS | 1 |  | RN/AC/SP/4 * 6 SILICA GEL TUBE
IM04303 | Dental Sterlizer Spares-Runyes-4 Digit 23Ltr Autoclave Main Pcb |  |  | A Class | NOS | NOS | I-Inventory | FG-Finish Good |  | Spares | Dental Sterlizer-Spares | Dental Equiment | Main Location | 90330000 |  | FIFO | Runyes | [8 empty] | 0 | 0 | 0 | 1 | 0 | [7 empty] | NOS | 1 |  | RN/AC/SP/4 DIGIT 23LTR AUTOCLAVE MAIN PCB
IM04304 | Dental Sterlizer Spares-Runyes-4 Digital 18Ltr Autoclave Main Pcb |  |  | A Class | NOS | NOS | I-Inventory | FG-Finish Good |  | Spares | Dental Sterlizer-Spares | Dental Equiment | Main Location | 90330000 |  | FIFO | Runyes | [8 empty] | 0 | 0 | 0 | 1 | 0 | [7 empty] | NOS | 1 |  | RN/AC/SP/4 DIGITAL 18LTR AUTOCLAVE MAIN PCB
IM04305 | Dental Sterlizer Spares-Runyes-45 Ltr Autoclave Door Gasket |  |  | A Class | NOS | NOS | I-Inventory | FG-Finish Good |  | Spares | Dental Sterlizer-Spares | Dental Equiment | Main Location | 90330000 |  | FIFO | Runyes | [8 empty] | 0 | 0 | 0 | 1 | 0 | [7 empty] | NOS | 1 |  | RN/AC/SP/45 LTR AUTOCLAVE DOOR GASKET
IM04306 | Dental Sterlizer Spares-Runyes-6*10 Silica Gel Tube 806056 |  |  | A Class | NOS | NOS | I-Inventory | FG-Finish Good |  | Spares | Dental Sterlizer-Spares | Dental Equiment | Main Location | 90330000 |  | FIFO | Runyes | [8 empty] | 0 | 0 | 0 | 1 | 0 | [7 empty] | NOS | 1 |  | Rn/Ac/Sp/6*10 Silica Gel Tube 806056
IM04307 | Dental Sterlizer Spares-Runyes-Autocalve Door Air Lock |  |  | A Class | NOS | NOS | I-Inventory | FG-Finish Good |  | Spares | Dental Sterlizer-Spares | Dental Equiment | Main Location | 90330000 |  | FIFO | Runyes | [8 empty] | 0 | 0 | 0 | 1 | 0 | [7 empty] | NOS | 1 |  | RN/AC/SP/AUTOCALVE DOOR AIR LOCK
IM04308 | Dental Sterlizer Spares-Runyes-Autocalve Door Hook 7202000113 |  |  | A Class | NOS | NOS | I-Inventory | FG-Finish Good |  | Spares | Dental Sterlizer-Spares | Dental Equiment | Main Location | 90330000 |  | FIFO | Runyes | [8 empty] | 0 | 0 | 0 | 1 | 0 | [7 empty] | NOS | 1 |  | RN/AC/SP/AUTOCALVE DOOR HOOK 7202000113
IM04309 | Dental Sterlizer Spares-Runyes-Autocalve Fuse Holder |  |  | A Class | NOS | NOS | I-Inventory | FG-Finish Good |  | Spares | Dental Sterlizer-Spares | Dental Equiment | Main Location | 90330000 |  | FIFO | Runyes | [8 empty] | 0 | 0 | 0 | 1 | 0 | [7 empty] | NOS | 1 |  | RN/AC/SP/AUTOCALVE FUSE HOLDER
IM04310 | Dental Sterlizer Spares-Runyes-Autocalve Power Switch-7504990019 |  |  | A Class | NOS | NOS | I-Inventory | FG-Finish Good |  | Spares | Dental Sterlizer-Spares | Dental Equiment | Main Location | 90330000 |  | FIFO | Runyes | [8 empty] | 0 | 0 | 0 | 1 | 0 | [7 empty] | NOS | 1 |  | RN/AC/SP/AUTOCALVE POWER SWITCH-7504990019
IM04311 | Dental Sterlizer Spares-Runyes-Autoclave Adjustable Pad |  |  | A Class | NOS | NOS | I-Inventory | FG-Finish Good |  | Spares | Dental Sterlizer-Spares | Dental Equiment | Main Location | 90330000 |  | FIFO | Runyes | [8 empty] | 0 | 0 | 0 | 1 | 0 | [7 empty] | NOS | 1 |  | RN/AC/SP/AUTOCLAVE ADJUSTABLE PAD
IM04312 | Dental Sterlizer Spares-Runyes-Autoclave Air Intake Solenoid Valve |  |  | A Class | NOS | NOS | I-Inventory | FG-Finish Good |  | Spares | Dental Sterlizer-Spares | Dental Equiment | Main Location | 90330000 |  | FIFO | Runyes | [8 empty] | 0 | 0 | 0 | 1 | 0 | [7 empty] | NOS | 1 |  | RN/AC/SP/AUTOCLAVE AIR INTAKE SOLENOID VALVE
IM04313 | Dental Sterlizer Spares-Runyes-Autoclave Door Air Filter 7202000012 |  |  | A Class | NOS | NOS | I-Inventory | FG-Finish Good |  | Spares | Dental Sterlizer-Spares | Dental Equiment | Main Location | 90330000 |  | FIFO | Runyes | [8 empty] | 0 | 0 | 0 | 1 | 0 | [7 empty] | NOS | 1 |  | RN/AC/SP/AUTOCLAVE DOOR AIR FILTER 7202000012
IM04314 | Dental Sterlizer Spares-Runyes-Autoclave Door Switch |  |  | A Class | NOS | NOS | I-Inventory | FG-Finish Good |  | Spares | Dental Sterlizer-Spares | Dental Equiment | Main Location | 90330000 |  | FIFO | Runyes | [8 empty] | 0 | 0 | 0 | 1 | 0 | [7 empty] | NOS | 1 |  | RN/AC/SP/AUTOCLAVE DOOR SWITCH
IM04315 | Dental Sterlizer Spares-Runyes-Autoclave Exthust Solenoid Valve |  |  | A Class | NOS | NOS | I-Inventory | FG-Finish Good |  | Spares | Dental Sterlizer-Spares | Dental Equiment | Main Location | 90330000 |  | FIFO | Runyes | [8 empty] | 0 | 0 | 0 | 1 | 0 | [7 empty] | NOS | 1 |  | RN/AC/SP/AUTOCLAVE EXTHUST SOLENOID VALVE
IM04316 | Dental Sterlizer Spares-Runyes-Autoclave Normal Close Valve |  |  | A Class | NOS | NOS | I-Inventory | FG-Finish Good |  | Spares | Dental Sterlizer-Spares | Dental Equiment | Main Location | 90330000 |  | FIFO | Runyes | [8 empty] | 0 | 0 | 0 | 1 | 0 | [7 empty] | NOS | 1 |  | Rn/Ac/Sp/Autoclave Normal Close Valve
IM04317 | Dental Sterlizer Spares-Runyes-Autoclave Normal Open Valve |  |  | A Class | NOS | NOS | I-Inventory | FG-Finish Good |  | Spares | Dental Sterlizer-Spares | Dental Equiment | Main Location | 90330000 |  | FIFO | Runyes | [8 empty] | 0 | 0 | 0 | 1 | 0 | [7 empty] | NOS | 1 |  | Rn/Ac/Sp/Autoclave Normal Open Valve
IM04318 | Dental Sterlizer Spares-Runyes-Autoclave Spanner |  |  | A Class | NOS | NOS | I-Inventory | FG-Finish Good |  | Spares | Dental Sterlizer-Spares | Dental Equiment | Main Location | 90330000 |  | FIFO | Runyes | [8 empty] | 0 | 0 | 0 | 1 | 0 | [7 empty] | NOS | 1 |  | Rn/Ac/Sp/Autoclave Spanner
IM04319 | Dental Sterlizer Spares-Runyes-Autoclave Thermostate-7402000155 |  |  | A Class | NOS | NOS | I-Inventory | FG-Finish Good |  | Spares | Dental Sterlizer-Spares | Dental Equiment | Main Location | 90330000 |  | FIFO | Runyes | [8 empty] | 0 | 0 | 0 | 1 | 0 | [7 empty] | NOS | 1 |  | Rn/Ac/Sp/Autoclave Thermostate-7402000155
IM04320 | Dental Sterlizer Spares-Runyes-Autoclave Transformer-Run-A-19 |  |  | A Class | NOS | NOS | I-Inventory | FG-Finish Good |  | Spares | Dental Sterlizer-Spares | Dental Equiment | Main Location | 90330000 |  | FIFO | Runyes | [8 empty] | 0 | 0 | 0 | 1 | 0 | [7 empty] | NOS | 1 |  | Rn/Ac/Sp/Autoclave Transformer-Run-A-19
IM04321 | Dental Sterlizer Spares-Runyes-Chamber Draining Filter Discrateness |  |  | A Class | NOS | NOS | I-Inventory | FG-Finish Good |  | Spares | Dental Sterlizer-Spares | Dental Equiment | Main Location | 90330000 |  | FIFO | Runyes | [8 empty] | 0 | 0 | 0 | 1 | 0 | [7 empty] | NOS | 1 |  | Rn/Ac/Sp/Chamber Draining Filter Discrateness
IM04322 | Dental Sterlizer Spares-Runyes-Control Box |  |  | A Class | NOS | NOS | I-Inventory | FG-Finish Good |  | Spares | Dental Sterlizer-Spares | Dental Equiment | Main Location | 90330000 |  | FIFO | Runyes | [8 empty] | 0 | 0 | 0 | 1 | 0 | [7 empty] | NOS | 1 |  | RN/AC/SP/CONTROL BOX
IM04323 | Dental Sterlizer Spares-Runyes-Cooling Condensor 15L |  |  | A Class | NOS | NOS | I-Inventory | FG-Finish Good |  | Spares | Dental Sterlizer-Spares | Dental Equiment | Main Location | 90330000 |  | FIFO | Runyes | [8 empty] | 0 | 0 | 0 | 1 | 0 | [7 empty] | NOS | 1 |  | RN/AC/SP/COOLING CONDENSOR 15L
IM04324 | Dental Sterlizer Spares-Runyes-Cooling Fan |  |  | A Class | NOS | NOS | I-Inventory | FG-Finish Good |  | Spares | Dental Sterlizer-Spares | Dental Equiment | Main Location | 90330000 |  | FIFO | Runyes | [8 empty] | 0 | 0 | 0 | 1 | 0 | [7 empty] | NOS | 1 |  | Rn/Ac/Sp/Cooling Fan
IM04325 | Dental Sterlizer Spares-Runyes-Cooling Radiator 806028 |  |  | A Class | NOS | NOS | I-Inventory | FG-Finish Good |  | Spares | Dental Sterlizer-Spares | Dental Equiment | Main Location | 90330000 |  | FIFO | Runyes | [8 empty] | 0 | 0 | 0 | 1 | 0 | [7 empty] | NOS | 1 |  | Rn/Ac/Sp/Cooling Radiator 806028
IM04326 | Dental Sterlizer Spares-Runyes-Door Micro Switch |  |  | A Class | NOS | NOS | I-Inventory | FG-Finish Good |  | Spares | Dental Sterlizer-Spares | Dental Equiment | Main Location | 90330000 |  | FIFO | Runyes | [8 empty] | 0 | 0 | 0 | 1 | 0 | [7 empty] | NOS | 1 |  | RN/AC/SP/DOOR MICRO SWITCH
IM04327 | Dental Sterlizer Spares-Runyes-Door Pin Qi-15L 07.6 |  |  | A Class | NOS | NOS | I-Inventory | FG-Finish Good |  | Spares | Dental Sterlizer-Spares | Dental Equiment | Main Location | 90330000 |  | FIFO | Runyes | [8 empty] | 0 | 0 | 0 | 1 | 0 | [7 empty] | NOS | 1 |  | RN/AC/SP/DOOR PIN QI-15L 07.6
IM04328 | Dental Sterlizer Spares-Runyes-Fast Autoclave Display Pcb |  |  | A Class | NOS | NOS | I-Inventory | FG-Finish Good |  | Spares | Dental Sterlizer-Spares | Dental Equiment | Main Location | 90330000 |  | FIFO | Runyes | [8 empty] | 0 | 0 | 0 | 1 | 0 | [7 empty] | NOS | 1 |  | Rn/Ac/Sp/Fast Autoclave Display Pcb
IM04329 | Dental Sterlizer Spares-Runyes-Fixed Pad |  |  | A Class | NOS | NOS | I-Inventory | FG-Finish Good |  | Spares | Dental Sterlizer-Spares | Dental Equiment | Main Location | 90330000 |  | FIFO | Runyes | [8 empty] | 0 | 0 | 0 | 1 | 0 | [7 empty] | NOS | 1 |  | Rn/Ac/Sp/Fixed Pad
IM04330 | Dental Sterlizer Spares-Runyes-Heating Rod Run A-2 |  |  | A Class | NOS | NOS | I-Inventory | FG-Finish Good |  | Spares | Dental Sterlizer-Spares | Dental Equiment | Main Location | 90330000 |  | FIFO | Runyes | [8 empty] | 0 | 0 | 0 | 1 | 0 | [7 empty] | NOS | 1 |  | Rn/Ac/Sp/Heating Rod Run A-2
IM04331 | Dental Sterlizer Spares-Runyes-Ic Of 22 Ltr Main Pcb (New Type) Version 03 |  |  | A Class | NOS | NOS | I-Inventory | FG-Finish Good |  | Spares | Dental Sterlizer-Spares | Dental Equiment | Main Location | 90330000 |  | FIFO | Runyes | [8 empty] | 0 | 0 | 0 | 1 | 0 | [7 empty] | NOS | 1 |  | RN/AC/SP/IC OF 22 LTR MAIN PCB (NEW TYPE) VERSION 03
IM04332 | Dental Sterlizer Spares-Runyes-Ic Of 4 Digital 18Ltr Autoclave Main Pcbâ 8005000003-59 |  |  | A Class | NOS | NOS | I-Inventory | FG-Finish Good |  | Spares | Dental Sterlizer-Spares | Dental Equiment | Main Location | 90330000 |  | FIFO | Runyes | [8 empty] | 0 | 0 | 0 | 1 | 0 | [7 empty] | NOS | 1 |  | RN/AC/SP/IC OF 4 DIGITAL 18LTR AUTOCLAVE MAIN PCBÂ 8005000003-59
IM04333 | Dental Sterlizer Spares-Runyes-Instrument Tray 15 Ltr. |  |  | A Class | NOS | NOS | I-Inventory | FG-Finish Good |  | Spares | Dental Sterlizer-Spares | Dental Equiment | Main Location | 90330000 |  | FIFO | Runyes | [8 empty] | 0 | 0 | 0 | 1 | 0 | [7 empty] | NOS | 1 |  | Rn/Ac/Sp/Instrument Tray 15 Ltr.
IM04334 | Dental Sterlizer Spares-Runyes-Instrument Tray 22 Ltr |  |  | A Class | NOS | NOS | I-Inventory | FG-Finish Good |  | Spares | Dental Sterlizer-Spares | Dental Equiment | Main Location | 90330000 |  | FIFO | Runyes | [8 empty] | 0 | 0 | 0 | 1 | 0 | [7 empty] | NOS | 1 |  | RN/AC/SP/INSTRUMENT TRAY 22 LTR
IM04335 | Dental Sterlizer Spares-Runyes-Instrument Tray Frame 807023 15 Ltr. |  |  | A Class | NOS | NOS | I-Inventory | FG-Finish Good |  | Spares | Dental Sterlizer-Spares | Dental Equiment | Main Location | 90330000 |  | FIFO | Runyes | [8 empty] | 0 | 0 | 0 | 1 | 0 | [7 empty] | NOS | 1 |  | Rn/Ac/Sp/Instrument Tray Frame 807023 15 Ltr.
IM04336 | Dental Sterlizer Spares-Runyes-Instrument Tray Frame 807023 22 Ltr. |  |  | A Class | NOS | NOS | I-Inventory | FG-Finish Good |  | Spares | Dental Sterlizer-Spares | Dental Equiment | Main Location | 90330000 |  | FIFO | Runyes | [8 empty] | 0 | 0 | 0 | 1 | 0 | [7 empty] | NOS | 1 |  | Rn/Ac/Sp/Instrument Tray Frame 807023 22 Ltr.
IM04337 | Dental Sterlizer Spares-Runyes-Instrument Tray Holder |  |  | A Class | NOS | NOS | I-Inventory | FG-Finish Good |  | Spares | Dental Sterlizer-Spares | Dental Equiment | Main Location | 90330000 |  | FIFO | Runyes | [8 empty] | 0 | 0 | 0 | 1 | 0 | [7 empty] | NOS | 1 |  | Rn/Ac/Sp/Instrument Tray Holder
IM04338 | Dental Sterlizer Spares-Runyes-Ioc Adopter A-57 |  |  | A Class | NOS | NOS | I-Inventory | FG-Finish Good |  | Spares | Dental Sterlizer-Spares | Dental Equiment | Main Location | 90330000 |  | FIFO | Runyes | [8 empty] | 0 | 0 | 0 | 1 | 0 | [7 empty] | NOS | 1 |  | Rn/Ac/Sp/IOC Adopter A-57
IM04339 | Dental Sterlizer Spares-Runyes-Lable Sticker 806002 |  |  | A Class | NOS | NOS | I-Inventory | FG-Finish Good |  | Spares | Dental Sterlizer-Spares | Dental Equiment | Main Location | 90330000 |  | FIFO | Runyes | [8 empty] | 0 | 0 | 0 | 1 | 0 | [7 empty] | NOS | 1 |  | RN/AC/SP/LABLE STICKER 806002
IM04340 | Dental Sterlizer Spares-Runyes-Limited Switch-(1) 7402000101 |  |  | A Class | NOS | NOS | I-Inventory | FG-Finish Good |  | Spares | Dental Sterlizer-Spares | Dental Equiment | Main Location | 90330000 |  | FIFO | Runyes | [8 empty] | 0 | 0 | 0 | 1 | 0 | [7 empty] | NOS | 1 |  | RN/AC/SP/LIMITED SWITCH-(1) 7402000101
IM04341 | Dental Sterlizer Spares-Runyes-Limited Switch(2) 7402000170 |  |  | A Class | NOS | NOS | I-Inventory | FG-Finish Good |  | Spares | Dental Sterlizer-Spares | Dental Equiment | Main Location | 90330000 |  | FIFO | Runyes | [8 empty] | 0 | 0 | 0 | 1 | 0 | [7 empty] | NOS | 1 |  | RN/AC/SP/LIMITED SWITCH(2) 7402000170
IM04342 | Dental Sterlizer Spares-Runyes-New Steam Generator For Yun 22 Ltr |  |  | A Class | NOS | NOS | I-Inventory | FG-Finish Good |  | Spares | Dental Sterlizer-Spares | Dental Equiment | Main Location | 90330000 |  | FIFO | Runyes | [8 empty] | 0 | 0 | 0 | 1 | 0 | [7 empty] | NOS | 1 |  | RN/AC/SP/NEW STEAM GENERATOR FOR YUN 22 LTR
IM04343 | Dental Sterlizer Spares-Runyes-New Steam Generator Outer Sensor |  |  | A Class | NOS | NOS | I-Inventory | FG-Finish Good |  | Spares | Dental Sterlizer-Spares | Dental Equiment | Main Location | 90330000 |  | FIFO | Runyes | [8 empty] | 0 | 0 | 0 | 1 | 0 | [7 empty] | NOS | 1 |  | RN/AC/SP/NEW STEAM GENERATOR OUTER SENSOR
IM04344 | Dental Sterlizer Spares-Runyes-Pcb Board For Loupe 90 Run A-28 |  |  | A Class | NOS | NOS | I-Inventory | FG-Finish Good |  | Spares | Dental Sterlizer-Spares | Dental Equiment | Main Location | 90330000 |  | FIFO | Runyes | [8 empty] | 0 | 0 | 0 | 1 | 0 | [7 empty] | NOS | 1 |  | Rn/Ac/Sp/Pcb Board For Loupe 90 Run A-28
IM04345 | Dental Sterlizer Spares-Runyes-Power Socket 806044 |  |  | A Class | NOS | NOS | I-Inventory | FG-Finish Good |  | Spares | Dental Sterlizer-Spares | Dental Equiment | Main Location | 90330000 |  | FIFO | Runyes | [8 empty] | 0 | 0 | 0 | 1 | 0 | [7 empty] | NOS | 1 |  | Rn/Ac/Sp/Power Socket 806044
IM04346 | Dental Sterlizer Spares-Runyes-Qi-15 Door Cover |  |  | A Class | NOS | NOS | I-Inventory | FG-Finish Good |  | Spares | Dental Sterlizer-Spares | Dental Equiment | Main Location | 90330000 |  | FIFO | Runyes | [8 empty] | 0 | 0 | 0 | 1 | 0 | [7 empty] | NOS | 1 |  | RN/AC/SP/QI-15 DOOR COVER
IM04347 | Dental Sterlizer Spares-Runyes-Quick Autoclave Pcb Ic |  |  | A Class | NOS | NOS | I-Inventory | FG-Finish Good |  | Spares | Dental Sterlizer-Spares | Dental Equiment | Main Location | 90330000 |  | FIFO | Runyes | [8 empty] | 0 | 0 | 0 | 1 | 0 | [7 empty] | NOS | 1 |  | Rn/Ac/Sp/Quick Autoclave Pcb IC
IM04348 | Dental Sterlizer Spares-Runyes-Quick Autoclave Transformer |  |  | A Class | NOS | NOS | I-Inventory | FG-Finish Good |  | Spares | Dental Sterlizer-Spares | Dental Equiment | Main Location | 90330000 |  | FIFO | Runyes | [8 empty] | 0 | 0 | 0 | 1 | 0 | [7 empty] | NOS | 1 |  | Rn/Ac/Sp/Quick Autoclave Transformer
IM04349 | Dental Sterlizer Spares-Runyes-Right Arm |  |  | A Class | NOS | NOS | I-Inventory | FG-Finish Good |  | Spares | Dental Sterlizer-Spares | Dental Equiment | Main Location | 90330000 |  | FIFO | Runyes | [8 empty] | 0 | 0 | 0 | 1 | 0 | [7 empty] | NOS | 1 |  | RN/AC/SP/RIGHT ARM
IM04350 | Dental Sterlizer Spares-Runyes-Runyes Sea 15 Ltr Autoclave Heating Rod |  |  | A Class | NOS | NOS | I-Inventory | FG-Finish Good |  | Spares | Dental Sterlizer-Spares | Dental Equiment | Main Location | 90330000 |  | FIFO | Runyes | [8 empty] | 0 | 0 | 0 | 1 | 0 | [7 empty] | NOS | 1 |  | RN/AC/SP/RUNYES SEA 15 LTR AUTOCLAVE HEATING ROD
IM04351 | Dental Sterlizer Spares-Runyes-Safety Valve |  |  | A Class | NOS | NOS | I-Inventory | FG-Finish Good |  | Spares | Dental Sterlizer-Spares | Dental Equiment | Main Location | 90330000 |  | FIFO | Runyes | [8 empty] | 0 | 0 | 0 | 1 | 0 | [7 empty] | NOS | 1 |  | RN/AC/SP/SAFETY VALVE
IM04352 | Dental Sterlizer Spares-Runyes-Solenoid Valve Run-A-5 |  |  | A Class | NOS | NOS | I-Inventory | FG-Finish Good |  | Spares | Dental Sterlizer-Spares | Dental Equiment | Main Location | 90330000 |  | FIFO | Runyes | [8 empty] | 0 | 0 | 0 | 1 | 0 | [7 empty] | NOS | 1 |  | RN/AC/SP/SOLENOID VALVE RUN-A-5
IM04353 | Dental Sterlizer Spares-Runyes-Spark Chair Air On Off Switch 2 Pin |  |  | A Class | NOS | NOS | I-Inventory | FG-Finish Good |  | Spares | Dental Sterlizer-Spares | Dental Equiment | Main Location | 90330000 |  | FIFO | Runyes | [8 empty] | 0 | 0 | 0 | 1 | 0 | [7 empty] | NOS | 1 |  | RN/AC/SP/SPARK CHAIR AIR ON OFF SWITCH 2 PIN
IM04354 | Dental Sterlizer Spares-Runyes-Spark Chair Air On Off Switch 4Pn |  |  | A Class | NOS | NOS | I-Inventory | FG-Finish Good |  | Spares | Dental Sterlizer-Spares | Dental Equiment | Main Location | 90330000 |  | FIFO | Runyes | [8 empty] | 0 | 0 | 0 | 1 | 0 | [7 empty] | NOS | 1 |  | RN/AC/SP/SPARK CHAIR AIR ON OFF SWITCH 4PN
IM04355 | Dental Sterlizer Spares-Runyes-Spark Chair Air Return Small Bottle |  |  | A Class | NOS | NOS | I-Inventory | FG-Finish Good |  | Spares | Dental Sterlizer-Spares | Dental Equiment | Main Location | 90330000 |  | FIFO | Runyes | [8 empty] | 0 | 0 | 0 | 1 | 0 | [7 empty] | NOS | 1 |  | RN/AC/SP/SPARK CHAIR AIR RETURN SMALL BOTTLE
IM04356 | Dental Sterlizer Spares-Runyes-Spark Chair Backrest Motor Hidden Lid |  |  | A Class | NOS | NOS | I-Inventory | FG-Finish Good |  | Spares | Dental Sterlizer-Spares | Dental Equiment | Main Location | 90330000 |  | FIFO | Runyes | [8 empty] | 0 | 0 | 0 | 1 | 0 | [7 empty] | NOS | 1 |  | RN/AC/SP/SPARK CHAIR BACKREST MOTOR HIDDEN LID
IM04357 | Dental Sterlizer Spares-Runyes-Spark Chair Holder Box |  |  | A Class | NOS | NOS | I-Inventory | FG-Finish Good |  | Spares | Dental Sterlizer-Spares | Dental Equiment | Main Location | 90330000 |  | FIFO | Runyes | [8 empty] | 0 | 0 | 0 | 1 | 0 | [7 empty] | NOS | 1 |  | RN/AC/SP/SPARK CHAIR HOLDER BOX
IM04358 | Dental Sterlizer Spares-Runyes-Spark Chair Instrument Tray Arm |  |  | A Class | NOS | NOS | I-Inventory | FG-Finish Good |  | Spares | Dental Sterlizer-Spares | Dental Equiment | Main Location | 90330000 |  | FIFO | Runyes | [8 empty] | 0 | 0 | 0 | 1 | 0 | [7 empty] | NOS | 1 |  | RN/AC/SP/SPARK CHAIR INSTRUMENT TRAY ARM
IM04359 | Dental Sterlizer Spares-Runyes-Spark Chair Main Foot Control On Off Lever |  |  | A Class | NOS | NOS | I-Inventory | FG-Finish Good |  | Spares | Dental Sterlizer-Spares | Dental Equiment | Main Location | 90330000 |  | FIFO | Runyes | [8 empty] | 0 | 0 | 0 | 1 | 0 | [7 empty] | NOS | 1 |  | Rn/Ac/Sp/Spark Chair Main Foot Control On Off Lever
IM04360 | Dental Sterlizer Spares-Runyes-Spark Chair Motor Limit Switch |  |  | A Class | NOS | NOS | I-Inventory | FG-Finish Good |  | Spares | Dental Sterlizer-Spares | Dental Equiment | Main Location | 90330000 |  | FIFO | Runyes | [8 empty] | 0 | 0 | 0 | 1 | 0 | [7 empty] | NOS | 1 |  | RN/AC/SP/SPARK CHAIR MOTOR LIMIT SWITCH
IM04361 | Dental Sterlizer Spares-Runyes-Spark Chair Water Complete Body |  |  | A Class | NOS | NOS | I-Inventory | FG-Finish Good |  | Spares | Dental Sterlizer-Spares | Dental Equiment | Main Location | 90330000 |  | FIFO | Runyes | [8 empty] | 0 | 0 | 0 | 1 | 0 | [7 empty] | NOS | 1 |  | RN/AC/SP/SPARK CHAIR WATER COMPLETE BODY
IM04362 | Dental Sterlizer Spares-Runyes-Ste Series Main Pcb Card Ste-17L |  |  | A Class | NOS | NOS | I-Inventory | FG-Finish Good |  | Spares | Dental Sterlizer-Spares | Dental Equiment | Main Location | 90330000 |  | FIFO | Runyes | [8 empty] | 0 | 0 | 0 | 1 | 0 | [7 empty] | NOS | 1 |  | RN/AC/SP/STE SERIES MAIN PCB CARD STE-17L
IM04363 | Dental Sterlizer Spares-Runyes-Steam Generator O Ring Gaskit |  |  | A Class | NOS | NOS | I-Inventory | FG-Finish Good |  | Spares | Dental Sterlizer-Spares | Dental Equiment | Main Location | 90330000 |  | FIFO | Runyes | [8 empty] | 0 | 0 | 0 | 1 | 0 | [7 empty] | NOS | 1 |  | Rn/Ac/Sp/Steam Generator O Ring Gaskit
IM04364 | Dental Sterlizer Spares-Runyes-Steam Generator Thermostate |  |  | A Class | NOS | NOS | I-Inventory | FG-Finish Good |  | Spares | Dental Sterlizer-Spares | Dental Equiment | Main Location | 90330000 |  | FIFO | Runyes | [8 empty] | 0 | 0 | 0 | 1 | 0 | [7 empty] | NOS | 1 |  | Rn/Ac/Sp/Steam Generator Thermostate
IM04365 | Dental Sterlizer Spares-Runyes-Steam Pipe |  |  | A Class | NOS | NOS | I-Inventory | FG-Finish Good |  | Spares | Dental Sterlizer-Spares | Dental Equiment | Main Location | 90330000 |  | FIFO | Runyes | [8 empty] | 0 | 0 | 0 | 1 | 0 | [7 empty] | NOS | 1 |  | Rn/Ac/Sp/Steam Pipe
IM04366 | Dental Sterlizer Spares-Runyes-Steam Radiator |  |  | A Class | NOS | NOS | I-Inventory | FG-Finish Good |  | Spares | Dental Sterlizer-Spares | Dental Equiment | Main Location | 90330000 |  | FIFO | Runyes | [8 empty] | 0 | 0 | 0 | 1 | 0 | [7 empty] | NOS | 1 |  | Rn/Ac/Sp/Steam Radiator
IM04367 | Dental Sterlizer Spares-Runyes-Steam Tubing 4*8 A-53 |  |  | A Class | NOS | NOS | I-Inventory | FG-Finish Good |  | Spares | Dental Sterlizer-Spares | Dental Equiment | Main Location | 90330000 |  | FIFO | Runyes | [8 empty] | 0 | 0 | 0 | 1 | 0 | [7 empty] | NOS | 1 |  | RN/AC/SP/STEAM TUBING 4*8 A-53
IM04368 | Dental Sterlizer Spares-Runyes-Transformer 230V |  |  | A Class | NOS | NOS | I-Inventory | FG-Finish Good |  | Spares | Dental Sterlizer-Spares | Dental Equiment | Main Location | 90330000 |  | FIFO | Runyes | [8 empty] | 0 | 0 | 0 | 1 | 0 | [7 empty] | NOS | 1 |  | RN/AC/SP/TRANSFORMER 230V
IM04369 | Dental Sterlizer Spares-Runyes-Two Way Three Position Valve For Autocalve |  |  | A Class | NOS | NOS | I-Inventory | FG-Finish Good |  | Spares | Dental Sterlizer-Spares | Dental Equiment | Main Location | 90330000 |  | FIFO | Runyes | [8 empty] | 0 | 0 | 0 | 1 | 0 | [7 empty] | NOS | 1 |  | RN/AC/SP/TWO WAY THREE POSITION VALVE FOR AUTOCALVE
IM04370 | Dental Sterlizer Spares-Runyes-Vaccum Pump Capacitor |  |  | A Class | NOS | NOS | I-Inventory | FG-Finish Good |  | Spares | Dental Sterlizer-Spares | Dental Equiment | Main Location | 90330000 |  | FIFO | Runyes | [8 empty] | 0 | 0 | 0 | 1 | 0 | [7 empty] | NOS | 1 |  | RN/AC/SP/VACCUM PUMP CAPACITOR
IM04371 | Dental Sterlizer Spares-Runyes-Vaccum Pump Leg Stopper |  |  | A Class | NOS | NOS | I-Inventory | FG-Finish Good |  | Spares | Dental Sterlizer-Spares | Dental Equiment | Main Location | 90330000 |  | FIFO | Runyes | [8 empty] | 0 | 0 | 0 | 1 | 0 | [7 empty] | NOS | 1 |  | RN/AC/SP/VACCUM PUMP LEG STOPPER
IM04372 | Dental Sterlizer Spares-Runyes-Vaccum Pump-806037 |  |  | A Class | NOS | NOS | I-Inventory | FG-Finish Good |  | Spares | Dental Sterlizer-Spares | Dental Equiment | Main Location | 90330000 |  | FIFO | Runyes | [8 empty] | 0 | 0 | 0 | 1 | 0 | [7 empty] | NOS | 1 |  | Rn/Ac/Sp/Vaccum Pump-806037
IM04373 | Dental Sterlizer Spares-Runyes-Water Outlet Valve |  |  | A Class | NOS | NOS | I-Inventory | FG-Finish Good |  | Spares | Dental Sterlizer-Spares | Dental Equiment | Main Location | 90330000 |  | FIFO | Runyes | [8 empty] | 0 | 0 | 0 | 1 | 0 | [7 empty] | NOS | 1 |  | Rn/Ac/Sp/Water Outlet Valve
IM04374 | Dental Sterlizer Spares-Runyes-Water Pump (220V)-806025 |  |  | A Class | NOS | NOS | I-Inventory | FG-Finish Good |  | Spares | Dental Sterlizer-Spares | Dental Equiment | Main Location | 90330000 |  | FIFO | Runyes | [8 empty] | 0 | 0 | 0 | 1 | 0 | [7 empty] | NOS | 1 |  | Rn/Ac/Sp/Water Pump (220V)-806025
IM04375 | Dental Sterlizer Spares-Runyes-Water Tank 0806015-00 15L |  |  | A Class | NOS | NOS | I-Inventory | FG-Finish Good |  | Spares | Dental Sterlizer-Spares | Dental Equiment | Main Location | 90330000 |  | FIFO | Runyes | [8 empty] | 0 | 0 | 0 | 1 | 0 | [7 empty] | NOS | 1 |  | RN/AC/SP/WATER TANK 0806015-00 15L
IM04376 | Dental Sterlizer Spares-Runyes-Water Tank 22L Water Tank-7402000043 |  |  | A Class | NOS | NOS | I-Inventory | FG-Finish Good |  | Spares | Dental Sterlizer-Spares | Dental Equiment | Main Location | 90330000 |  | FIFO | Runyes | [8 empty] | 0 | 0 | 0 | 1 | 0 | [7 empty] | NOS | 1 |  | RN/AC/SP/WATER TANK 22L WATER TANK-7402000043
IM04377 | Dental Sterlizer Spares-Runyes-Water Tank Filter Chamber Plastic |  |  | A Class | NOS | NOS | I-Inventory | FG-Finish Good |  | Spares | Dental Sterlizer-Spares | Dental Equiment | Main Location | 90330000 |  | FIFO | Runyes | [8 empty] | 0 | 0 | 0 | 1 | 0 | [7 empty] | NOS | 1 |  | Rn/Ac/Sp/Water Tank Filter Chamber Plastic
IM04378 | Dental Sterlizer Spares-Runyes-Water Tank With Upper Cover 22Ltr(New Type) |  |  | A Class | NOS | NOS | I-Inventory | FG-Finish Good |  | Spares | Dental Sterlizer-Spares | Dental Equiment | Main Location | 90330000 |  | FIFO | Runyes | [8 empty] | 0 | 0 | 0 | 1 | 0 | [7 empty] | NOS | 1 |  | RN/AC/SP/WATER TANK WITH UPPER COVER 22LTR(NEW TYPE)
IM04379 | Dental Sterlizer Spares-Runyes-Water Valve |  |  | A Class | NOS | NOS | I-Inventory | FG-Finish Good |  | Spares | Dental Sterlizer-Spares | Dental Equiment | Main Location | 90330000 |  | FIFO | Runyes | [8 empty] | 0 | 0 | 0 | 1 | 0 | [7 empty] | NOS | 1 |  | Rn/Ac/Sp/Water Valve
IM04380 | Dental Sterlizer Spares-Runyes-Weave Silicon Tubing |  |  | A Class | NOS | NOS | I-Inventory | FG-Finish Good |  | Spares | Dental Sterlizer-Spares | Dental Equiment | Main Location | 90330000 |  | FIFO | Runyes | [8 empty] | 0 | 0 | 0 | 1 | 0 | [7 empty] | NOS | 1 |  | RN/AC/SP/WEAVE SILICON TUBING
IM04381 | Dental Sterlizer Spares-Runyes-22/23Ltr Autocalve Left Side Metal Cover |  |  | A Class | NOS | NOS | I-Inventory | FG-Finish Good |  | Spares | Dental Sterlizer-Spares | Dental Equiment | Main Location | 90330000 |  | FIFO | Runyes | [8 empty] | 0 | 0 | 0 | 1 | 0 | [7 empty] | NOS | 1 |  | RN/AC/SP/22/23LTR AUTOCALVE LEFT SIDE METAL COVER
IM04382 | Dental Sterlizer Spares-Runyes-22/23Ltr Autocalve Right Side Metal Cover |  |  | A Class | NOS | NOS | I-Inventory | FG-Finish Good |  | Spares | Dental Sterlizer-Spares | Dental Equiment | Main Location | 90330000 |  | FIFO | Runyes | [8 empty] | 0 | 0 | 0 | 1 | 0 | [7 empty] | NOS | 1 |  | RN/AC/SP/22/23LTR AUTOCALVE RIGHT SIDE METAL COVER
IM04383 | Dental Sterlizer Spares-Runyes-Autoclave Gaskit 17L/22L |  |  | A Class | NOS | NOS | I-Inventory | FG-Finish Good |  | Spares | Dental Sterlizer-Spares | Dental Equiment | Main Location | 90330000 |  | FIFO | Runyes | [8 empty] | 0 | 0 | 0 | 1 | 0 | [7 empty] | NOS | 1 |  | Rn/Ac/Sp/Autoclave Gaskit 17L/22L
IM04384 | Dental Sterlizer Spares-Runyes-Door Shell Yun-17/Yun-22 A-9 |  |  | A Class | NOS | NOS | I-Inventory | FG-Finish Good |  | Spares | Dental Sterlizer-Spares | Dental Equiment | Main Location | 90330000 |  | FIFO | Runyes | [8 empty] | 0 | 0 | 0 | 1 | 0 | [7 empty] | NOS | 1 |  | Rn/Ac/Sp/Door Shell Yun-17/Yun-22 A-9
IM04385 | Dental Sterlizer Spares-Runyes-Water Draing Filter With Net 7502030269/7502030270 |  |  | A Class | NOS | NOS | I-Inventory | FG-Finish Good |  | Spares | Dental Sterlizer-Spares | Dental Equiment | Main Location | 90330000 |  | FIFO | Runyes | [8 empty] | 0 | 0 | 0 | 1 | 0 | [7 empty] | NOS | 1 |  | RN/AC/SP/WATER DRAING FILTER WITH NET 7502030269/7502030270
IM04386 | Dv/Dd/Cm/2Mmpp S10 P020010 |  |  | A Class | NOS | NOS | I-Inventory | O-Other |  | Consumables | Dia Dent | Dental Equiment | Main Location | 30064000 |  | FIFO | Dental Avenue | [8 empty] | 0 | 0 | 0 | 1 | 0 | [7 empty] | NOS | 1 |  | Dia Dent-Dental Avenue-2MMPP S10 P020010
IM04387 | Dv/Dd/Cm/2Mmpp S15 P020015 |  |  | A Class | NOS | NOS | I-Inventory | O-Other |  | Consumables | Dia Dent | Dental Equiment | Main Location | 30064000 |  | FIFO | Dental Avenue | [8 empty] | 0 | 0 | 0 | 1 | 0 | [7 empty] | NOS | 1 |  | Dia Dent-Dental Avenue-2MMPP S15 P020015
IM04388 | Dv/Dd/Cm/2Mmpp S15-40 P021540 |  |  | A Class | NOS | NOS | I-Inventory | O-Other |  | Consumables | Dia Dent | Dental Equiment | Main Location | 30064000 |  | FIFO | Dental Avenue | [8 empty] | 0 | 0 | 0 | 1 | 0 | [7 empty] | NOS | 1 |  | Dia Dent-Dental Avenue-2MMPP S15-40 P021540
IM04389 | Dv/Dd/Cm/2Mmpp S20 P020020 |  |  | A Class | NOS | NOS | I-Inventory | O-Other |  | Consumables | Dia Dent | Dental Equiment | Main Location | 30064000 |  | FIFO | Dental Avenue | [8 empty] | 0 | 0 | 0 | 1 | 0 | [7 empty] | NOS | 1 |  | Dia Dent-Dental Avenue-2MMPP S20 P020020
IM04390 | Dv/Dd/Cm/Gp Ml029 S08 G020008 |  |  | A Class | NOS | NOS | I-Inventory | O-Other |  | Consumables | Dia Dent | Dental Equiment | Main Location | 30064000 |  | FIFO | Dental Avenue | [8 empty] | 0 | 0 | 0 | 1 | 0 | [7 empty] | NOS | 1 |  | Dia Dent-Dental Avenue-GP ML029 S08 G020008
IM04391 | Dv/Dd/Cm/Gp Ml029 S10 G020010 |  |  | A Class | NOS | NOS | I-Inventory | O-Other |  | Consumables | Dia Dent | Dental Equiment | Main Location | 30064000 |  | FIFO | Dental Avenue | [8 empty] | 0 | 0 | 0 | 1 | 0 | [7 empty] | NOS | 1 |  | Dia Dent-Dental Avenue-GP ML029 S10 G020010
IM04392 | Dv/Dd/Cm/Gp Ml029 S20 G020020 |  |  | A Class | NOS | NOS | I-Inventory | O-Other |  | Consumables | Dia Dent | Dental Equiment | Main Location | 30064000 |  | FIFO | Dental Avenue | [8 empty] | 0 | 0 | 0 | 1 | 0 | [7 empty] | NOS | 1 |  | Dia Dent-Dental Avenue-GP ML029 S20 G020020
IM04393 | Dv/Dd/Cm/Gp Ml029 S25 G020025 |  |  | A Class | NOS | NOS | I-Inventory | O-Other |  | Consumables | Dia Dent | Dental Equiment | Main Location | 30064000 |  | FIFO | Dental Avenue | [8 empty] | 0 | 0 | 0 | 1 | 0 | [7 empty] | NOS | 1 |  | Dia Dent-Dental Avenue-GP ML029 S25 G020025
IM04394 | Dv/Dd/Cm/Gp Ml029 S30 G020030 |  |  | A Class | NOS | NOS | I-Inventory | O-Other |  | Consumables | Dia Dent | Dental Equiment | Main Location | 30064000 |  | FIFO | Dental Avenue | [8 empty] | 0 | 0 | 0 | 1 | 0 | [7 empty] | NOS | 1 |  | Dia Dent-Dental Avenue-GP ML029 S30 G020030
IM04395 | Dv/Dd/Cm/Gp Ml029 S40 G020040 |  |  | A Class | NOS | NOS | I-Inventory | O-Other |  | Consumables | Dia Dent | Dental Equiment | Main Location | 30064000 |  | FIFO | Dental Avenue | [8 empty] | 0 | 0 | 0 | 1 | 0 | [7 empty] | NOS | 1 |  | Dia Dent-Dental Avenue-GP ML029 S40 G020040
IM04396 | Dv/Dd/Cm/Gp Ml029 S45 G020045 |  |  | A Class | NOS | NOS | I-Inventory | O-Other |  | Consumables | Dia Dent | Dental Equiment | Main Location | 30064000 |  | FIFO | Dental Avenue | [8 empty] | 0 | 0 | 0 | 1 | 0 | [7 empty] | NOS | 1 |  | Dia Dent-Dental Avenue-GP ML029 S45 G020045
IM04397 | Dv/Dd/Cm/Gp Ml029 S45-80 G024580 |  |  | A Class | NOS | NOS | I-Inventory | O-Other |  | Consumables | Dia Dent | Dental Equiment | Main Location | 30064000 |  | FIFO | Dental Avenue | [8 empty] | 0 | 0 | 0 | 1 | 0 | [7 empty] | NOS | 1 |  | Dia Dent-Dental Avenue-GP ML029 S45-80 G024580
IM04398 | Dv/Dd/Cm/Gp Ml029 S50 G020050 |  |  | A Class | NOS | NOS | I-Inventory | O-Other |  | Consumables | Dia Dent | Dental Equiment | Main Location | 30064000 |  | FIFO | Dental Avenue | [8 empty] | 0 | 0 | 0 | 1 | 0 | [7 empty] | NOS | 1 |  | Dia Dent-Dental Avenue-GP ML029 S50 G020050
IM04399 | Dv/Dd/Cm/Gp Ml029 S60 G020060 |  |  | A Class | NOS | NOS | I-Inventory | O-Other |  | Consumables | Dia Dent | Dental Equiment | Main Location | 30064000 |  | FIFO | Dental Avenue | [8 empty] | 0 | 0 | 0 | 1 | 0 | [7 empty] | NOS | 1 |  | Dia Dent-Dental Avenue-GP ML029 S60 G020060
IM04400 | Dv/Dd/Cm/Gp Ml029 S70 G020070 |  |  | A Class | NOS | NOS | I-Inventory | O-Other |  | Consumables | Dia Dent | Dental Equiment | Main Location | 30064000 |  | FIFO | Dental Avenue | [8 empty] | 0 | 0 | 0 | 1 | 0 | [7 empty] | NOS | 1 |  | Dia Dent-Dental Avenue-GP ML029 S70 G020070
IM04401 | Dv/Dd/Cm/Gp Ml029 S80 G020080 |  |  | A Class | NOS | NOS | I-Inventory | O-Other |  | Consumables | Dia Dent | Dental Equiment | Main Location | 30064000 |  | FIFO | Dental Avenue | [8 empty] | 0 | 0 | 0 | 1 | 0 | [7 empty] | NOS | 1 |  | Dia Dent-Dental Avenue-GP ML029 S80 G020080
IM04402 | Dv/Dd/Cm/Gp Prot Plus F1 G0000F1 |  |  | A Class | NOS | NOS | I-Inventory | O-Other |  | Consumables | Dia Dent | Dental Equiment | Main Location | 30064000 |  | FIFO | Dental Avenue | [8 empty] | 0 | 0 | 0 | 1 | 0 | [7 empty] | NOS | 1 |  | Dia Dent-Dental Avenue-GP PROT PLUS F1 G0000F1
IM04403 | Dv/Dd/Cm/Gp Prot Plus F1F2F3 |  |  | A Class | NOS | NOS | I-Inventory | O-Other |  | Consumables | Dia Dent | Dental Equiment | Main Location | 30064000 |  | FIFO | Dental Avenue | [8 empty] | 0 | 0 | 0 | 1 | 0 | [7 empty] | NOS | 1 |  | Dia Dent-Dental Avenue-GP PROT PLUS F1F2F3
IM04404 | Dv/Dd/Cm/Gp Prot Plus F2 60 Pk G0000F2 |  |  | A Class | NOS | NOS | I-Inventory | O-Other |  | Consumables | Dia Dent | Dental Equiment | Main Location | 30064000 |  | FIFO | Dental Avenue | [8 empty] | 0 | 0 | 0 | 1 | 0 | [7 empty] | NOS | 1 |  | Dia Dent-Dental Avenue-GP PROT PLUS F2 60 PK G0000F2
IM04405 | Dv/Dd/Cm/Gp Prot Plus F4 60 Pk G0000F4 |  |  | A Class | NOS | NOS | I-Inventory | O-Other |  | Consumables | Dia Dent | Dental Equiment | Main Location | 30064000 |  | FIFO | Dental Avenue | [8 empty] | 0 | 0 | 0 | 1 | 0 | [7 empty] | NOS | 1 |  | Dia Dent-Dental Avenue-GP PROT PLUS F4 60 PK G0000F4
IM04406 | Dv/Dd/Cm/Gp Prot Plus F4F5 60 Pk G0000F4F5 |  |  | A Class | NOS | NOS | I-Inventory | O-Other |  | Consumables | Dia Dent | Dental Equiment | Main Location | 30064000 |  | FIFO | Dental Avenue | [8 empty] | 0 | 0 | 0 | 1 | 0 | [7 empty] | NOS | 1 |  | Dia Dent-Dental Avenue-GP PROT PLUS F4F5 60 PK G0000F4F5
IM04407 | Dv/Dd/Cm/Gp Prot Plus F5 60 Pk G0000F5 |  |  | A Class | NOS | NOS | I-Inventory | O-Other |  | Consumables | Dia Dent | Dental Equiment | Main Location | 30064000 |  | FIFO | Dental Avenue | [8 empty] | 0 | 0 | 0 | 1 | 0 | [7 empty] | NOS | 1 |  | Dia Dent-Dental Avenue-GP PROT PLUS F5 60 PK G0000F5
IM04408 | Dv/Dd/Cm/Pp 30 Pp P020030 |  |  | A Class | NOS | NOS | I-Inventory | O-Other |  | Consumables | Dia Dent | Dental Equiment | Main Location | 30064000 |  | FIFO | Dental Avenue | [8 empty] | 0 | 0 | 0 | 1 | 0 | [7 empty] | NOS | 1 |  | Dia Dent-Dental Avenue-PP 30 PP P020030
IM04409 | Dv/Dd/Cm/Pp 35 Pp P020035 |  |  | A Class | NOS | NOS | I-Inventory | O-Other |  | Consumables | Dia Dent | Dental Equiment | Main Location | 30064000 |  | FIFO | Dental Avenue | [8 empty] | 0 | 0 | 0 | 1 | 0 | [7 empty] | NOS | 1 |  | Dia Dent-Dental Avenue-PP 35 PP P020035
IM04410 | Dv/Dd/Cm/Pp 40 Pp P020040 |  |  | A Class | NOS | NOS | I-Inventory | O-Other |  | Consumables | Dia Dent | Dental Equiment | Main Location | 30064000 |  | FIFO | Dental Avenue | [8 empty] | 0 | 0 | 0 | 1 | 0 | [7 empty] | NOS | 1 |  | Dia Dent-Dental Avenue-PP 40 PP P020040
IM04411 | Dv/Dd/Cm/Pp 45 Pp P020045 |  |  | A Class | NOS | NOS | I-Inventory | O-Other |  | Consumables | Dia Dent | Dental Equiment | Main Location | 30064000 |  | FIFO | Dental Avenue | [8 empty] | 0 | 0 | 0 | 1 | 0 | [7 empty] | NOS | 1 |  | Dia Dent-Dental Avenue-PP 45 PP P020045
IM04412 | Dv/Dd/Cm/Pp 45/80 Pp P024580 |  |  | A Class | NOS | NOS | I-Inventory | O-Other |  | Consumables | Dia Dent | Dental Equiment | Main Location | 30064000 |  | FIFO | Dental Avenue | [8 empty] | 0 | 0 | 0 | 1 | 0 | [7 empty] | NOS | 1 |  | Dia Dent-Dental Avenue-PP 45/80 PP P024580
IM04413 | Dv/Dd/Cm/Pp 50 Pp |  |  | A Class | NOS | NOS | I-Inventory | O-Other |  | Consumables | Dia Dent | Dental Equiment | Main Location | 30064000 |  | FIFO | Dental Avenue | [8 empty] | 0 | 0 | 0 | 1 | 0 | [7 empty] | NOS | 1 |  | Dia Dent-Dental Avenue-PP 50 PP
IM04414 | Dv/Dd/Cm/Pp 55 Pp P020055 |  |  | A Class | NOS | NOS | I-Inventory | O-Other |  | Consumables | Dia Dent | Dental Equiment | Main Location | 30064000 |  | FIFO | Dental Avenue | [8 empty] | 0 | 0 | 0 | 1 | 0 | [7 empty] | NOS | 1 |  | Dia Dent-Dental Avenue-PP 55 PP P020055
IM04415 | Dv/Dd/Cm/Pp 60 Pp P020060 |  |  | A Class | NOS | NOS | I-Inventory | O-Other |  | Consumables | Dia Dent | Dental Equiment | Main Location | 30064000 |  | FIFO | Dental Avenue | [8 empty] | 0 | 0 | 0 | 1 | 0 | [7 empty] | NOS | 1 |  | Dia Dent-Dental Avenue-PP 60 PP P020060
IM04416 | Dv/Dd/Cm/Pp 70 Pp P020070 |  |  | A Class | NOS | NOS | I-Inventory | O-Other |  | Consumables | Dia Dent | Dental Equiment | Main Location | 30064000 |  | FIFO | Dental Avenue | [8 empty] | 0 | 0 | 0 | 1 | 0 | [7 empty] | NOS | 1 |  | Dia Dent-Dental Avenue-PP 70 PP P020070
IM04417 | Dv/Dd/Cm/Pp Prot F1 P0000F1 |  |  | A Class | NOS | NOS | I-Inventory | O-Other |  | Consumables | Dia Dent | Dental Equiment | Main Location | 30064000 |  | FIFO | Dental Avenue | [8 empty] | 0 | 0 | 0 | 1 | 0 | [7 empty] | NOS | 1 |  | Dia Dent-Dental Avenue-PP PROT F1 P0000F1
IM04418 | Dv/Dd/Cm/Pp Prot F2 P0000F2 |  |  | A Class | NOS | NOS | I-Inventory | O-Other |  | Consumables | Dia Dent | Dental Equiment | Main Location | 30064000 |  | FIFO | Dental Avenue | [8 empty] | 0 | 0 | 0 | 1 | 0 | [7 empty] | NOS | 1 |  | Dia Dent-Dental Avenue-PP PROT F2 P0000F2
IM04419 | Dv/Dd/Cm/Pp Prot F3 P0000F3 |  |  | A Class | NOS | NOS | I-Inventory | O-Other |  | Consumables | Dia Dent | Dental Equiment | Main Location | 30064000 |  | FIFO | Dental Avenue | [8 empty] | 0 | 0 | 0 | 1 | 0 | [7 empty] | NOS | 1 |  | Dia Dent-Dental Avenue-PP PROT F3 P0000F3
IM04420 | Dia Pro-Dental Avenue-Dia Gp Pro Iso 15/40 G061540 |  |  | A Class | NOS | NOS | I-Inventory | O-Other |  | Consumables | Dia Pro | Dental Equiment | Main Location | 30064000 |  | FIFO | Dental Avenue | [8 empty] | 0 | 0 | 0 | 1 | 0 | [7 empty] | NOS | 1 |  | DV/DP/CM/DIA GP PRO ISO 15/40 G061540
IM04421 | Dia Pro-Dental Avenue-Dia Pp Pro Iso 04 Plus 45/80 P044580 |  |  | A Class | NOS | NOS | I-Inventory | O-Other |  | Consumables | Dia Pro | Dental Equiment | Main Location | 30064000 |  | FIFO | Dental Avenue | [8 empty] | 0 | 0 | 0 | 1 | 0 | [7 empty] | NOS | 1 |  | DV/DP/CM/DIA PP PRO ISO 04 PLUS 45/80 P044580
IM04422 | Dia Pro-Dental Avenue-Dia Pp Pro Iso 06 Plus 15/40 P061540 |  |  | A Class | NOS | NOS | I-Inventory | O-Other |  | Consumables | Dia Pro | Dental Equiment | Main Location | 30064000 |  | FIFO | Dental Avenue | [8 empty] | 0 | 0 | 0 | 1 | 0 | [7 empty] | NOS | 1 |  | DV/DP/CM/DIA PP PRO ISO 06 PLUS 15/40 P061540
IM04423 | Dia Pro-Dental Avenue-Dia Gp Pro Iso 04 G041540 |  |  | A Class | NOS | NOS | I-Inventory | O-Other |  | Consumables | Dia Pro | Dental Equiment | Main Location | 30064000 |  | FIFO | Dental Avenue | [8 empty] | 0 | 0 | 0 | 1 | 0 | [7 empty] | NOS | 1 |  | DV/DP/CM/DIA GP PRO ISO 04 G041540
IM04424 | Dia Pro-Dental Avenue-Dia Gp Pro Iso 04 S45-80 |  |  | A Class | NOS | NOS | I-Inventory | O-Other |  | Consumables | Dia Pro | Dental Equiment | Main Location | 30064000 |  | FIFO | Dental Avenue | [8 empty] | 0 | 0 | 0 | 1 | 0 | [7 empty] | NOS | 1 |  | DV/DP/CM/DIA GP PRO ISO 04 S45-80
IM04425 | Dia Pro-Dental Avenue-Dia Gp Pro Iso 15 G040015 |  |  | A Class | NOS | NOS | I-Inventory | O-Other |  | Consumables | Dia Pro | Dental Equiment | Main Location | 30064000 |  | FIFO | Dental Avenue | [8 empty] | 0 | 0 | 0 | 1 | 0 | [7 empty] | NOS | 1 |  | DV/DP/CM/DIA GP PRO ISO 15 G040015
IM04426 | Dia Pro-Dental Avenue-Dia Gp Pro Iso 15 G060015 |  |  | A Class | NOS | NOS | I-Inventory | O-Other |  | Consumables | Dia Pro | Dental Equiment | Main Location | 30064000 |  | FIFO | Dental Avenue | [8 empty] | 0 | 0 | 0 | 1 | 0 | [7 empty] | NOS | 1 |  | DV/DP/CM/DIA GP PRO ISO 15 G060015
IM04427 | Dia Pro-Dental Avenue-Dia Gp Pro Iso 20 G040020 |  |  | A Class | NOS | NOS | I-Inventory | O-Other |  | Consumables | Dia Pro | Dental Equiment | Main Location | 30064000 |  | FIFO | Dental Avenue | [8 empty] | 0 | 0 | 0 | 1 | 0 | [7 empty] | NOS | 1 |  | DV/DP/CM/DIA GP PRO ISO 20 G040020
IM04428 | Dia Pro-Dental Avenue-Dia Gp Pro Iso 20 G060020 |  |  | A Class | NOS | NOS | I-Inventory | O-Other |  | Consumables | Dia Pro | Dental Equiment | Main Location | 30064000 |  | FIFO | Dental Avenue | [8 empty] | 0 | 0 | 0 | 1 | 0 | [7 empty] | NOS | 1 |  | DV/DP/CM/DIA GP PRO ISO 20 G060020
IM04429 | Dia Pro-Dental Avenue-Dia Gp Pro Iso 25 G040025 |  |  | A Class | NOS | NOS | I-Inventory | O-Other |  | Consumables | Dia Pro | Dental Equiment | Main Location | 30064000 |  | FIFO | Dental Avenue | [8 empty] | 0 | 0 | 0 | 1 | 0 | [7 empty] | NOS | 1 |  | DV/DP/CM/DIA GP PRO ISO 25 G040025
IM04430 | Dia Pro-Dental Avenue-Dia Gp Pro Iso 25 G060025 |  |  | A Class | NOS | NOS | I-Inventory | O-Other |  | Consumables | Dia Pro | Dental Equiment | Main Location | 30064000 |  | FIFO | Dental Avenue | [8 empty] | 0 | 0 | 0 | 1 | 0 | [7 empty] | NOS | 1 |  | DV/DP/CM/DIA GP PRO ISO 25 G060025
IM04431 | Dia Pro-Dental Avenue-Dia Gp Pro Iso 30 G040030 |  |  | A Class | NOS | NOS | I-Inventory | O-Other |  | Consumables | Dia Pro | Dental Equiment | Main Location | 30064000 |  | FIFO | Dental Avenue | [8 empty] | 0 | 0 | 0 | 1 | 0 | [7 empty] | NOS | 1 |  | DV/DP/CM/DIA GP PRO ISO 30 G040030
IM04432 | Dia Pro-Dental Avenue-Dia Gp Pro Iso 30 G060030 |  |  | A Class | NOS | NOS | I-Inventory | O-Other |  | Consumables | Dia Pro | Dental Equiment | Main Location | 30064000 |  | FIFO | Dental Avenue | [8 empty] | 0 | 0 | 0 | 1 | 0 | [7 empty] | NOS | 1 |  | DV/DP/CM/DIA GP PRO ISO 30 G060030
IM04433 | Dia Pro-Dental Avenue-Dia Gp Pro Iso 35 G040035 |  |  | A Class | NOS | NOS | I-Inventory | O-Other |  | Consumables | Dia Pro | Dental Equiment | Main Location | 30064000 |  | FIFO | Dental Avenue | [8 empty] | 0 | 0 | 0 | 1 | 0 | [7 empty] | NOS | 1 |  | DV/DP/CM/DIA GP PRO ISO 35 G040035
IM04434 | Dia Pro-Dental Avenue-Dia Gp Pro Iso 35 G060035 |  |  | A Class | NOS | NOS | I-Inventory | O-Other |  | Consumables | Dia Pro | Dental Equiment | Main Location | 30064000 |  | FIFO | Dental Avenue | [8 empty] | 0 | 0 | 0 | 1 | 0 | [7 empty] | NOS | 1 |  | DV/DP/CM/DIA GP PRO ISO 35 G060035
IM04435 | Dia Pro-Dental Avenue-Dia Gp Pro Iso 40 G040040 |  |  | A Class | NOS | NOS | I-Inventory | O-Other |  | Consumables | Dia Pro | Dental Equiment | Main Location | 30064000 |  | FIFO | Dental Avenue | [8 empty] | 0 | 0 | 0 | 1 | 0 | [7 empty] | NOS | 1 |  | DV/DP/CM/DIA GP PRO ISO 40 G040040
IM04436 | Dia Pro-Dental Avenue-Dia Gp Pro Iso 40 G060040 |  |  | A Class | NOS | NOS | I-Inventory | O-Other |  | Consumables | Dia Pro | Dental Equiment | Main Location | 30064000 |  | FIFO | Dental Avenue | [8 empty] | 0 | 0 | 0 | 1 | 0 | [7 empty] | NOS | 1 |  | DV/DP/CM/DIA GP PRO ISO 40 G060040
IM04437 | Dia Pro-Dental Avenue-Dia Gp Pro Iso 45 G040045 |  |  | A Class | NOS | NOS | I-Inventory | O-Other |  | Consumables | Dia Pro | Dental Equiment | Main Location | 30064000 |  | FIFO | Dental Avenue | [8 empty] | 0 | 0 | 0 | 1 | 0 | [7 empty] | NOS | 1 |  | DV/DP/CM/DIA GP PRO ISO 45 G040045
IM04438 | Dia Pro-Dental Avenue-Dia Gp Pro Iso 45 G060045 |  |  | A Class | NOS | NOS | I-Inventory | O-Other |  | Consumables | Dia Pro | Dental Equiment | Main Location | 30064000 |  | FIFO | Dental Avenue | [8 empty] | 0 | 0 | 0 | 1 | 0 | [7 empty] | NOS | 1 |  | DV/DP/CM/DIA GP PRO ISO 45 G060045
IM04439 | Dia Pro-Dental Avenue-Dia Gp Pro Iso 4580 G064580 |  |  | A Class | NOS | NOS | I-Inventory | O-Other |  | Consumables | Dia Pro | Dental Equiment | Main Location | 30064000 |  | FIFO | Dental Avenue | [8 empty] | 0 | 0 | 0 | 1 | 0 | [7 empty] | NOS | 1 |  | DV/DP/CM/DIA GP PRO ISO 4580 G064580
IM04440 | Dia Pro-Dental Avenue-Dia Pp Pro Iso 04 Plus 1540 P041540 |  |  | A Class | NOS | NOS | I-Inventory | O-Other |  | Consumables | Dia Pro | Dental Equiment | Main Location | 30064000 |  | FIFO | Dental Avenue | [8 empty] | 0 | 0 | 0 | 1 | 0 | [7 empty] | NOS | 1 |  | DV/DP/CM/DIA PP PRO ISO 04 PLUS 1540 P041540
IM04441 | Dia Pro-Dental Avenue-Dia Pp Pro Iso 04 Plus 20 P040020 |  |  | A Class | NOS | NOS | I-Inventory | O-Other |  | Consumables | Dia Pro | Dental Equiment | Main Location | 30064000 |  | FIFO | Dental Avenue | [8 empty] | 0 | 0 | 0 | 1 | 0 | [7 empty] | NOS | 1 |  | DV/DP/CM/DIA PP PRO ISO 04 PLUS 20 P040020
IM04442 | Dia Pro-Dental Avenue-Dia Pp Pro Iso 04 Plus 25 P040025 |  |  | A Class | NOS | NOS | I-Inventory | O-Other |  | Consumables | Dia Pro | Dental Equiment | Main Location | 30064000 |  | FIFO | Dental Avenue | [8 empty] | 0 | 0 | 0 | 1 | 0 | [7 empty] | NOS | 1 |  | DV/DP/CM/DIA PP PRO ISO 04 PLUS 25 P040025
IM04443 | Dia Pro-Dental Avenue-Dia Pp Pro Iso 04 Plus 30 P040030 |  |  | A Class | NOS | NOS | I-Inventory | O-Other |  | Consumables | Dia Pro | Dental Equiment | Main Location | 30064000 |  | FIFO | Dental Avenue | [8 empty] | 0 | 0 | 0 | 1 | 0 | [7 empty] | NOS | 1 |  | DV/DP/CM/DIA PP PRO ISO 04 PLUS 30 P040030
IM04444 | Dia Pro-Dental Avenue-Dia Pp Pro Iso 04 Plus 35 P040035 |  |  | A Class | NOS | NOS | I-Inventory | O-Other |  | Consumables | Dia Pro | Dental Equiment | Main Location | 30064000 |  | FIFO | Dental Avenue | [8 empty] | 0 | 0 | 0 | 1 | 0 | [7 empty] | NOS | 1 |  | DV/DP/CM/DIA PP PRO ISO 04 PLUS 35 P040035
IM04445 | Dia Pro-Dental Avenue-Dia Pp Pro Iso 04 Plus 40 P040040 |  |  | A Class | NOS | NOS | I-Inventory | O-Other |  | Consumables | Dia Pro | Dental Equiment | Main Location | 30064000 |  | FIFO | Dental Avenue | [8 empty] | 0 | 0 | 0 | 1 | 0 | [7 empty] | NOS | 1 |  | DV/DP/CM/DIA PP PRO ISO 04 PLUS 40 P040040
IM04446 | Dia Pro-Dental Avenue-Dia Pp Pro Iso 04 S15 |  |  | A Class | NOS | NOS | I-Inventory | O-Other |  | Consumables | Dia Pro | Dental Equiment | Main Location | 30064000 |  | FIFO | Dental Avenue | [8 empty] | 0 | 0 | 0 | 1 | 0 | [7 empty] | NOS | 1 |  | DV/DP/CM/DIA PP PRO ISO 04 S15
IM04447 | Dia Pro-Dental Avenue-Dia Pp Pro Iso 06 Plus 20 |  |  | A Class | NOS | NOS | I-Inventory | O-Other |  | Consumables | Dia Pro | Dental Equiment | Main Location | 30064000 |  | FIFO | Dental Avenue | [8 empty] | 0 | 0 | 0 | 1 | 0 | [7 empty] | NOS | 1 |  | DV/DP/CM/DIA PP PRO ISO 06 PLUS 20
IM04448 | Dia Pro-Dental Avenue-Dia Pp Pro Iso 06 Plus 25 P060025 |  |  | A Class | NOS | NOS | I-Inventory | O-Other |  | Consumables | Dia Pro | Dental Equiment | Main Location | 30064000 |  | FIFO | Dental Avenue | [8 empty] | 0 | 0 | 0 | 1 | 0 | [7 empty] | NOS | 1 |  | DV/DP/CM/DIA PP PRO ISO 06 PLUS 25 P060025
IM04449 | Dia Pro-Dental Avenue-Dia Pp Pro Iso 06 Plus 30 P060030 |  |  | A Class | NOS | NOS | I-Inventory | O-Other |  | Consumables | Dia Pro | Dental Equiment | Main Location | 30064000 |  | FIFO | Dental Avenue | [8 empty] | 0 | 0 | 0 | 1 | 0 | [7 empty] | NOS | 1 |  | DV/DP/CM/DIA PP PRO ISO 06 PLUS 30 P060030
IM04450 | Dia Pro-Dental Avenue-Dia Pp Pro Iso 06 Plus 35 P060035 |  |  | A Class | NOS | NOS | I-Inventory | O-Other |  | Consumables | Dia Pro | Dental Equiment | Main Location | 30064000 |  | FIFO | Dental Avenue | [8 empty] | 0 | 0 | 0 | 1 | 0 | [7 empty] | NOS | 1 |  | DV/DP/CM/DIA PP PRO ISO 06 PLUS 35 P060035
IM04451 | Dia Pro-Dental Avenue-Dia Pp Pro Iso 06 Plus 40 P060040 |  |  | A Class | NOS | NOS | I-Inventory | O-Other |  | Consumables | Dia Pro | Dental Equiment | Main Location | 30064000 |  | FIFO | Dental Avenue | [8 empty] | 0 | 0 | 0 | 1 | 0 | [7 empty] | NOS | 1 |  | DV/DP/CM/DIA PP PRO ISO 06 PLUS 40 P060040
IM04452 | Dia Pro-Dental Avenue-Dia Pp Pro Iso 06 Plus 4580 P064580 |  |  | A Class | NOS | NOS | I-Inventory | O-Other |  | Consumables | Dia Pro | Dental Equiment | Main Location | 30064000 |  | FIFO | Dental Avenue | [8 empty] | 0 | 0 | 0 | 1 | 0 | [7 empty] | NOS | 1 |  | DV/DP/CM/DIA PP PRO ISO 06 PLUS 4580 P064580
IM04453 | Disinfectoner- Durr Dental Hygowipe Plus Paper Roll |  |  | A Class | NOS | NOS | I-Inventory | O-Other |  | Consumables | Disinfectoner | Dental Equiment | Main Location | 34029099 |  | FIFO | Durr Dental | [8 empty] | 0 | 0 | 0 | 1 | 0 | [7 empty] | NOS | 1 |  | DD/6010-001-50/HYGOWIPE PLUS PAPER ROLL
IM04454 | Disinfectoner- Durr Dental Orocup Model 0780-350-00 |  |  | A Class | NOS | NOS | I-Inventory | O-Other |  | Consumables | Disinfectoner | Dental Equiment | Main Location | 34029099 |  | FIFO | Durr Dental | [8 empty] | 0 | 0 | 0 | 1 | 0 | [7 empty] | NOS | 1 |  | DD/HG/0780-350-00/OROCUP
IM04455 | Disinfectoner- Durr Dental ID220-120 ML Small-CCI220C2040 |  |  | A Class | NOS | NOS | I-Inventory | O-Other |  | Consumables | Disinfectoner | Dental Equiment | Main Location | 34029099 |  | FIFO | Durr Dental | [8 empty] | 0 | 0 | 0 | 1 | 0 | [7 empty] | NOS | 1 |  | DD/HG/CCI220C2040/ID220/DISINFECTION/120ML/SMALL
IM04456 | Disinfectoner- Durr Dental MD 555-120 ML Small-CCS555C2040 |  |  | A Class | NOS | NOS | I-Inventory | O-Other |  | Consumables | Disinfectoner | Dental Equiment | Main Location | 34029099 |  | FIFO | Durr Dental | [8 empty] | 0 | 0 | 0 | 1 | 0 | [7 empty] | NOS | 1 |  | DD/HG/CCS555C2040/MD 555/120ML/SMALL
IM04457 | Disinfectoner- Durr Dental MD 555-2.5 LTR-CCS555C6150 |  |  | A Class | NOS | NOS | I-Inventory | O-Other |  | Consumables | Disinfectoner | Dental Equiment | Main Location | 34029099 |  | FIFO | Durr Dental | [8 empty] | 0 | 0 | 0 | 1 | 0 | [7 empty] | NOS | 1 |  | DD/HG/CCS555C6150/MD555 CLEANER 2.5LTR
IM04458 | Disinfectoner- Durr Dental MD 520-2.5 LTR-CDA520C6150 |  |  | A Class | NOS | NOS | I-Inventory | O-Other |  | Consumables | Disinfectoner | Dental Equiment | Main Location | 34029099 |  | FIFO | Durr Dental | [8 empty] | 0 | 0 | 0 | 1 | 0 | [7 empty] | NOS | 1 |  | DD/HG/CDA520C6150/MD520/IMP.DISINFECTION/2.5LTR
IM04459 | Disinfectoner- Durr Dental FD 300-2.5 LTR Surface Disinfection-CDF300C6150 |  |  | A Class | NOS | NOS | I-Inventory | O-Other |  | Consumables | Disinfectoner | Dental Equiment | Main Location | 34029099 |  | FIFO | Durr Dental | [8 empty] | 0 | 0 | 0 | 1 | 0 | [7 empty] | NOS | 1 |  | DD/HG/CDF300C6150/FD300/SURFAC DISINFECTION 2.5LTR
IM04460 | Disinfectoner- Durr Dental FD 333-2.5 LTR Surface Disinfection-CDF333C6150 |  |  | A Class | NOS | NOS | I-Inventory | O-Other |  | Consumables | Disinfectoner | Dental Equiment | Main Location | 34029099 |  | FIFO | Durr Dental | [8 empty] | 0 | 0 | 0 | 1 | 0 | [7 empty] | NOS | 1 |  | DD/HG/CDF333C6150/FD333/SURFAC DISINFECTION 2.5LTR
IM04461 | Disinfectoner- Durr Dental ID212-2.5 LTR -CDI212C6150 |  |  | A Class | NOS | NOS | I-Inventory | O-Other |  | Consumables | Disinfectoner | Dental Equiment | Main Location | 34029099 |  | FIFO | Durr Dental | [8 empty] | 0 | 0 | 0 | 1 | 0 | [7 empty] | NOS | 1 |  | DD/HG/CDI212C6150/ID212/INSTR. DISINFECTION 2.5LTR
IM04462 | Disinfectoner- Durr Dental ID213-120 ML Small-CDI213C2040 |  |  | A Class | NOS | NOS | I-Inventory | O-Other |  | Consumables | Disinfectoner | Dental Equiment | Main Location | 34029099 |  | FIFO | Durr Dental | [8 empty] | 0 | 0 | 0 | 1 | 0 | [7 empty] | NOS | 1 |  | DD/HG/CDI213C2040/ID 213/DISINFECTION/120 ML/ SMALL
IM04463 | Disinfectoner- Durr Dental Orotol Plus Suction Disinfection-2.5 LTR -CDS110P6150 |  |  | A Class | NOS | NOS | I-Inventory | O-Other |  | Consumables | Disinfectoner | Dental Equiment | Main Location | 34029099 |  | FIFO | Durr Dental | [8 empty] | 0 | 0 | 0 | 1 | 0 | [7 empty] | NOS | 1 |  | DD/HG/CDS110P6150/OROTOL PLUS SUCTION DISINFECTION/2.5LTR
IM04464 | Dust Collector- Komax-Extractor for CAM-Dust Collector-MOD CAM 200 |  |  | A Class | NOS | NOS | I-Inventory | FG-Finish Good |  | Equipment | Dust Collector | CAD CAM | Main Location | 90184900 |  | FIFO | Komax | [8 empty] | 0 | 0 | 0 | 1 | 0 | [7 empty] | NOS | 1 |  | KX/SU/MC/EXTRACTOR FOR CAM/DUST COLLECTOR/MOD CAM200
IM04465 | Dust Suction-Renfert-Dental Dust Suction-Model Compact Cam |  |  | A Class | NOS | NOS | I-Inventory | FG-Finish Good |  | Equipment | Dust Collector | CAD CAM | Main Location | 90184900 |  | FIFO | Renfert | [8 empty] | 0 | 0 | 0 | 1 | 0 | [7 empty] | NOS | 1 |  | RF/AC/DENTAL DUST SUCTION/MODEL COMPACT CAM
IM04466 | Dust Suction-Renfert-Dental Dust Suction-Model Compact Cam (New) |  |  | A Class | NOS | NOS | I-Inventory | FG-Finish Good |  | Equipment | Dust Collector | CAD CAM | Main Location | 85081100 |  | FIFO | Renfert | [8 empty] | 0 | 0 | 0 | 1 | 0 | [7 empty] | NOS | 1 |  | RF/AC/DENTAL DUST SUCTION/MODEL COMPACT CAM (NEW)
IM04467 | Dust Suction-Renfert-Dental Dust Suction-Model Silent Power Cam |  |  | A Class | NOS | NOS | I-Inventory | FG-Finish Good |  | Equipment | Dust Collector | CAD CAM | Main Location | 90184900 |  | FIFO | Renfert | [8 empty] | 0 | 0 | 0 | 1 | 0 | [7 empty] | NOS | 1 |  | RF/AC/DENTAL DUST SUCTION/MODEL SILENT POWER CAM
IM04468 | Dust Suction-Renfert-Dental Dust Suction-Model Silent Power Cam (New) |  |  | A Class | NOS | NOS | I-Inventory | FG-Finish Good |  | Equipment | Dust Collector | CAD CAM | Main Location | 85081100 |  | FIFO | Renfert | [8 empty] | 0 | 0 | 0 | 1 | 0 | [7 empty] | NOS | 1 |  | RF/AC/DENTAL DUST SUCTION/MODEL SILENT POWER CAM (NEW)
IM04469 | Dust Suction Spares-Renfert-Dental Renfert Suction Motor-900037226 |  |  | A Class | NOS | NOS | I-Inventory | FG-Finish Good |  | Spares | Dust Collector-Spares | CAD CAM | Main Location | 85087000 |  | FIFO | Renfert | [8 empty] | 0 | 0 | 0 | 1 | 0 | [7 empty] | NOS | 1 |  | RF/SP/DENTAL RENFERT SUCTION MOTOR-900037226
IM04470 | Dust Suction-Renfert -Dental Dust Suction-Mod Renfert TS/S1 |  |  | A Class | NOS | NOS | I-Inventory | FG-Finish Good |  | Equipment | Dust Suction | CAD CAM | Main Location | 90184900 |  | FIFO | Renfert | [8 empty] | 0 | 0 | 0 | 1 | 0 | [7 empty] | NOS | 1 |  | RF/AC/DENTAL DUST SUCTION/MOD RENFERT TS/S1
IM04471 | Electrocoutry Spares- Bonart- Electrocoutry Handpeice |  |  | A Class | NOS | NOS | I-Inventory | FG-Finish Good |  | Spares | Electrocoutry-Spares | Dental Equiment | Main Location | 90330000 |  | FIFO | Bonart | [8 empty] | 0 | 0 | 0 | 1 | 0 | [7 empty] | NOS | 1 |  | BO/EL/SP/BONART ELECTROCOUTRY HANDPIECE
IM04472 | Electrocoutry Spares- Bonart- Electrocoutry Main PCB |  |  | A Class | NOS | NOS | I-Inventory | FG-Finish Good |  | Spares | Electrocoutry-Spares | Dental Equiment | Main Location | 90330000 |  | FIFO | Bonart | [8 empty] | 0 | 0 | 0 | 1 | 0 | [7 empty] | NOS | 1 |  | BO/EL/SP/BONART ELECTROCOUTRY MAIN PCB
IM04473 | Electrocoutry Spares-Bonart PCB Cover of Electrocoutry |  |  | A Class | NOS | NOS | I-Inventory | FG-Finish Good |  | Spares | Electrocoutry-Spares | Dental Equiment | Main Location | 90330000 |  | FIFO | Bonart | [8 empty] | 0 | 0 | 0 | 1 | 0 | [7 empty] | NOS | 1 |  | BO/EL/SP/DISPLAY PCB COVER OF ELECTROCOUTRY
IM04474 | Electrocoutry Spares-Bonart Display PCB of Electrocoutry |  |  | A Class | NOS | NOS | I-Inventory | FG-Finish Good |  | Spares | Electrocoutry-Spares | Dental Equiment | Main Location | 90330000 |  | FIFO | Bonart | [8 empty] | 0 | 0 | 0 | 1 | 0 | [7 empty] | NOS | 1 |  | BO/EL/SP/DISPLAY PCB OF ELECTROCOUTRY
IM04475 | Electrocoutry Spares-Bonart Display PCB Speed Controller Knob |  |  | A Class | NOS | NOS | I-Inventory | FG-Finish Good |  | Spares | Electrocoutry-Spares | Dental Equiment | Main Location | 90330000 |  | FIFO | Bonart | [8 empty] | 0 | 0 | 0 | 1 | 0 | [7 empty] | NOS | 1 |  | BO/EL/SP/ELECTROCOUTRY DISPLAY PCB SPEED CONTROLLER KNOB
IM04476 | Electrocoutry Spares-Bonart Electrocoutry Scaler Body |  |  | A Class | NOS | NOS | I-Inventory | FG-Finish Good |  | Spares | Electrocoutry-Spares | Dental Equiment | Main Location | 90330000 |  | FIFO | Bonart | [8 empty] | 0 | 0 | 0 | 1 | 0 | [7 empty] | NOS | 1 |  | BO/EL/SP/ELECTROCOUTRY SCALER BODY
IM04477 | Electrocoutry Spares-Bonart Electrocoutry Scaler Thermostate |  |  | A Class | NOS | NOS | I-Inventory | FG-Finish Good |  | Spares | Electrocoutry-Spares | Dental Equiment | Main Location | 90330000 |  | FIFO | Bonart | [8 empty] | 0 | 0 | 0 | 1 | 0 | [7 empty] | NOS | 1 |  | BO/EL/SP/ELECTROCOUTRY SCALER THERMOSTATE
IM04478 | Electrocoutry Spares-Bonart Electrocoutry Scaler Transformer |  |  | A Class | NOS | NOS | I-Inventory | FG-Finish Good |  | Spares | Electrocoutry-Spares | Dental Equiment | Main Location | 90330000 |  | FIFO | Bonart | [8 empty] | 0 | 0 | 0 | 1 | 0 | [7 empty] | NOS | 1 |  | BO/EL/SP/ELECTROCOUTRY SCALER TRANSFORMER
IM04479 | API-Root Elevator Set Of 10 |  |  | A Class | NOS | NOS | I-Inventory | FG-Finish Good |  | Equipment | Elevator | Dental Equiment | Main Location | 90184900 |  | FIFO | API | [8 empty] | 0 | 0 | 0 | 1 | 0 | [7 empty] | NOS | 1 |  | ELEVATOR SET OF 10
IM04480 | API-Elevator -Periostal Elevator (L) Molt (Api-99-759) |  |  | A Class | NOS | NOS | I-Inventory | FG-Finish Good |  | Equipment | Elevator | Dental Equiment | Main Location | 90184900 |  | FIFO | API | [8 empty] | 0 | 0 | 0 | 1 | 0 | [7 empty] | NOS | 1 |  | PERIOSTAL ELEVATOR (L) MOLT (API-99-759)
IM04481 | API-Root Elevator Grooves Str |  |  | A Class | NOS | NOS | I-Inventory | FG-Finish Good |  | Equipment | Elevator | Dental Equiment | Main Location | 90184900 |  | FIFO | API | [8 empty] | 0 | 0 | 0 | 1 | 0 | [7 empty] | NOS | 1 |  | ROOT ELEVATOR GROOVES STR
IM04482 | API-Root Elevator Set Of 13 |  |  | A Class | NOS | NOS | I-Inventory | FG-Finish Good |  | Equipment | Elevator | Dental Equiment | Main Location | 90184900 |  | FIFO | API | [8 empty] | 0 | 0 | 0 | 1 | 0 | [7 empty] | NOS | 1 |  | ROOT ELEVATOR SET OF 13
IM04483 | API-Root Elevator Set Of 9 |  |  | A Class | NOS | NOS | I-Inventory | FG-Finish Good |  | Equipment | Elevator | Dental Equiment | Main Location | 90184900 |  | FIFO | API | [8 empty] | 0 | 0 | 0 | 1 | 0 | [7 empty] | NOS | 1 |  | ROOT ELEVATOR SET OF 9
IM04484 | API-Root Elevator Warwick Gems Blunt-Str |  |  | A Class | NOS | NOS | I-Inventory | FG-Finish Good |  | Equipment | Elevator | Dental Equiment | Main Location | 90184900 |  | FIFO | API | [8 empty] | 0 | 0 | 0 | 1 | 0 | [7 empty] | NOS | 1 |  | ROOT ELEVATOR WARWICK GEMS BLUNT-STR
IM04485 | API-Root Elevator Warwick Gems-Left |  |  | A Class | NOS | NOS | I-Inventory | FG-Finish Good |  | Equipment | Elevator | Dental Equiment | Main Location | 90184900 |  | FIFO | API | [8 empty] | 0 | 0 | 0 | 1 | 0 | [7 empty] | NOS | 1 |  | ROOT ELEVATOR WARWICK GEMS-LEFT
IM04486 | API-Root Elevator Warwick Gems-Right |  |  | A Class | NOS | NOS | I-Inventory | FG-Finish Good |  | Equipment | Elevator | Dental Equiment | Main Location | 90184900 |  | FIFO | API | [8 empty] | 0 | 0 | 0 | 1 | 0 | [7 empty] | NOS | 1 |  | ROOT ELEVATOR WARWICK GEMS-RIGHT
IM04487 | Endomotor- NSK- Endomate AT Endomotor Without Head Y1002784 |  |  | A Class | NOS | NOS | I-Inventory | FG-Finish Good |  | Equipment | Endomotor | Dental Equiment | Main Location | 90184900 |  | FIFO | NSK Nakanishi | [8 empty] | 0 | 0 | 0 | 1 | 0 | [7 empty] | NOS | 1 |  | NSK/EM /AC/ ENDOMATE ENDOMOTOR AT W/O HEAD Y1002784
IM04488 | Endomotor- NSK- Cordless Endomotor TC2 Without Head |  |  | A Class | NOS | NOS | I-Inventory | FG-Finish Good |  | Equipment | Endomotor | Dental Equiment | Main Location | 90184900 |  | FIFO | NSK Nakanishi | [8 empty] | 0 | 0 | 0 | 1 | 0 | [7 empty] | NOS | 1 |  | NSK/EM/MC/NSK CORDLESS ENDOMOTOR TC 2 W/O HEAD
IM04489 | Endomotor- NSK- Cordless Endomotor TC2-Y1001027 |  |  | A Class | NOS | NOS | I-Inventory | FG-Finish Good |  | Equipment | Endomotor | Dental Equiment | Main Location | 90184900 |  | FIFO | NSK Nakanishi | [8 empty] | 0 | 0 | 0 | 1 | 0 | [7 empty] | NOS | 1 |  | NSK/EM/MC/NSK CORDLESS ENDOMOTOR TC 2 Y1001027
IM04490 | Endomotor- NSK- Endomate DT Endomotor Without Handpiece- Y141124 |  |  | A Class | NOS | NOS | I-Inventory | FG-Finish Good |  | Equipment | Endomotor | Dental Equiment | Main Location | 90184900 |  | FIFO | NSK Nakanishi | [8 empty] | 0 | 0 | 0 | 1 | 0 | [7 empty] | NOS | 1 |  | NSK/EM/MC/NSK ENDOMATE DT W/O HANDPIECE - Y141124
IM04491 | Endomotor- NSK- Endomate DT Endomotor - Y141124 |  |  | A Class | NOS | NOS | I-Inventory | FG-Finish Good |  | Equipment | Endomotor | Dental Equiment | Main Location | 90184900 |  | FIFO | NSK Nakanishi | [8 empty] | 0 | 0 | 0 | 1 | 0 | [7 empty] | NOS | 1 |  | NSK/EM/MC/NSK ENDOMATE ENDOMOTOR DT-Y141121
IM04492 | Endomotor- NSK- New Endomate AT Endomotor - Y1002190 |  |  | A Class | NOS | NOS | I-Inventory | FG-Finish Good |  | Equipment | Endomotor | Dental Equiment | Main Location | 90184900 |  | FIFO | NSK Nakanishi | [8 empty] | 0 | 0 | 0 | 1 | 0 | [7 empty] | NOS | 1 |  | NSK/EM/MC/NSK ENDOMATE NEW ENDOMOTOR AT-Y1002190
IM04493 | Endomotor-Hong Meyes- Endomotor With Handpiece |  |  | A Class | NOS | NOS | I-Inventory | FG-Finish Good |  | Equipment | Endomotor | Dental Equiment | Main Location | 90184900 |  | FIFO | Hongkong Meyes | [8 empty] | 0 | 0 | 0 | 1 | 0 | [7 empty] | NOS | 1 |  | Endomotor-Hong Meyes- Endomotor with Handpiece
IM04494 | Endomotor-Woodpecker Apex Locator with Endomotor Model Endo Radar |  |  | A Class | NOS | NOS | I-Inventory | FG-Finish Good |  | Equipment | Endomotor | Dental Equiment | Main Location | 90184900 |  | FIFO | Gulin Woodpecker | [8 empty] | 0 | 0 | 0 | 1 | 0 | [7 empty] | NOS | 1 |  | GW/AC/WOODPACKER/APEX LOCATOR WITH ENDO-ENDO RADAR
IM04495 | Endomotor-Woodpecker Apex Locator with Brushless Endomotor Model Endo Radar Plus |  |  | A Class | NOS | NOS | I-Inventory | FG-Finish Good |  | Equipment | Endomotor | Dental Equiment | Main Location | 90184900 |  | FIFO | Gulin Woodpecker | [8 empty] | 0 | 0 | 0 | 1 | 0 | [7 empty] | NOS | 1 |  | GW/AC/WOODPACKER/APEX LOCATOR/BRUSHLESS ENDO RADAR PLUS
IM04496 | Endomotor-Woodpecker Apex Locator with Brushless Endomotor Model Endo Radar Pro |  |  | A Class | NOS | NOS | I-Inventory | FG-Finish Good |  | Equipment | Endomotor | Dental Equiment | Main Location | 90184900 |  | FIFO | Gulin Woodpecker | [8 empty] | 0 | 0 | 0 | 1 | 0 | [7 empty] | NOS | 1 |  | GW/AC/WOODPECKER/APEX LOCATOR/BRUSHLESS ENDO RADAR PRO
IM04497 | Endomotor- Coxo Endo With Apex Locator Model C Smart Pro |  |  | A Class | NOS | NOS | I-Inventory | FG-Finish Good |  | Equipment | Endomotor | Dental Equiment | Main Location | 90184900 |  | FIFO | Hongkong Coxo | [8 empty] | 0 | 0 | 0 | 1 | 0 | [7 empty] | NOS | 1 |  | CO/EA/MC/COXO/ENDO WITH APEX LOCATOR MOD. C-SMART PRO
IM04498 | Endomotor-Meta Biomed-Endo With Apex Locator Mod EMS200 S |  |  | A Class | NOS | NOS | I-Inventory | FG-Finish Good |  | Equipment | Endomotor | Dental Equiment | Main Location | 90184900 |  | FIFO | Meto Biomed | [8 empty] | 0 | 0 | 0 | 1 | 0 | [7 empty] | NOS | 1 |  | MB/AL/MC/META BIOMED/ENDO WITH APEX LOCATOR MOD EMS200 S
IM04499 | Endomotor-Strong- Cordless Endomotor Model Traus Endo- ALC(B)-41EP |  |  | A Class | NOS | NOS | I-Inventory | FG-Finish Good |  | Equipment | Endomotor | Dental Equiment | Main Location | 90184900 |  | FIFO | Strong | [8 empty] | 0 | 0 | 0 | 1 | 0 | [7 empty] | NOS | 1 |  | ST/EM/MC/ CORDLESS ENDOMOTOR ALC(B)-41EP TRAUS ENDO
IM04500 | Endomotor-Woodpecker Cordless Endomtor Model Endo E-Com |  |  | A Class | NOS | NOS | I-Inventory | FG-Finish Good |  | Equipment | Endomotor | Dental Equiment | Main Location | 90184900 |  | FIFO | Gulin Woodpecker | [8 empty] | 0 | 0 | 0 | 1 | 0 | [7 empty] | NOS | 1 |  | GW/EM/AC/WOODPECKER/CORDLESS ENDO MOTOR/ENDO E-COM
IM04501 | Endomotor-Woodpecker Cordless Endomtor Model Endosmart |  |  | A Class | NOS | NOS | I-Inventory | FG-Finish Good |  | Equipment | Endomotor | Dental Equiment | Main Location | 90184900 |  | FIFO | Gulin Woodpecker | [8 empty] | 0 | 0 | 0 | 1 | 0 | [7 empty] | NOS | 1 |  | GW/EM/AC/WOODPECKER/CORDLESS ENDO MOTOR/ENDO SMART
IM04502 | Endomotor-Woodpecker Cordless Endomtor Model Endosmart Plus |  |  | A Class | NOS | NOS | I-Inventory | FG-Finish Good |  | Equipment | Endomotor | Dental Equiment | Main Location | 90184900 |  | FIFO | Gulin Woodpecker | [8 empty] | 0 | 0 | 0 | 1 | 0 | [7 empty] | NOS | 1 |  | GW/EM/AC/WOODPECKER/CORDLESS ENDO MOTOR/ENDO SMART PLUS
IM04503 | Endomotor Accessories-NSK-MPASF20R Short Shank Head-Y110046 |  |  | A Class | NOS | NOS | I-Inventory | FG-Finish Good |  | Accessories | Endomotor-Accessories | Dental Equiment | Main Location | 90184900 |  | FIFO | NSK Nakanishi | [8 empty] | 0 | 0 | 0 | 1 | 0 | [7 empty] | NOS | 1 |  | NSK/EM/MC/NSK-MPAS F20R SHORT SHANK HEAD-Y110046
IM04504 | Endomotor Spares-NSK- Endomate DT Foot Control |  |  | A Class | NOS | NOS | I-Inventory | FG-Finish Good |  | Spares | Endomotor-Spares | Dental Equiment | Main Location | 90184900 |  | FIFO | NSK Nakanishi | [8 empty] | 0 | 0 | 0 | 1 | 0 | [7 empty] | NOS | 1 |  | NSK/ED/AC/NSK ENDOMATE DT FOOT CONTROL
IM04505 | Endomotor Spares- NSK-Endo Head for Endomate DT/TC2 Handpiece -MPA F20/16R |  |  | A Class | NOS | NOS | I-Inventory | FG-Finish Good |  | Spares | Endomotor-Spares | Dental Equiment | Main Location | 90184900 |  | FIFO | NSK Nakanishi | [8 empty] | 0 | 0 | 0 | 1 | 0 | [7 empty] | NOS | 1 |  | NSK/AC/MPA F20/16R-ENDO HEAD FOR ENDOMATE DT/TC2 H/P
IM04506 | Endomotor Spares-Woodpecker- Contra Angle Cap Of Endo Radar |  |  | A Class | NOS | NOS | I-Inventory | FG-Finish Good |  | Spares | Endomotor-Spares | Dental Equiment | Main Location | 90330000 |  | FIFO | Gulin Woodpecker | [8 empty] | 0 | 0 | 0 | 1 | 0 | [7 empty] | NOS | 1 |  | GW/EM/AC/WOODPECKER CONTRA ANGLE CAP OF ENDO RADAR
IM04507 | Endomotor Spares-Woodpecker- Contra Angle Cap Of Endo Radar |  |  | A Class | NOS | NOS | I-Inventory | FG-Finish Good |  | Spares | Endomotor-Spares | Dental Equiment | Main Location | 90330000 |  | FIFO | Gulin Woodpecker | [8 empty] | 0 | 0 | 0 | 1 | 0 | [7 empty] | NOS | 1 |  | GW/EM/AC/WOODPECKER CONTRA ANGLE CAP OF ENDO RADAR
IM04508 | Endomotor Spares-Woodpecker- Contra Angle Cartridge Of Endo Radar |  |  | A Class | NOS | NOS | I-Inventory | FG-Finish Good |  | Spares | Endomotor-Spares | Dental Equiment | Main Location | 90330000 |  | FIFO | Gulin Woodpecker | [8 empty] | 0 | 0 | 0 | 1 | 0 | [7 empty] | NOS | 1 |  | GW/EM/AC/WOODPECKER CONTRA ANGLE CARTRIDGE OF ENDO RADAR
IM04509 | Endomotor Spares-Woodpecker- Contra Angle Head Cartridge Of Endo Radar Old Type. |  |  | A Class | NOS | NOS | I-Inventory | FG-Finish Good |  | Spares | Endomotor-Spares | Dental Equiment | Main Location | 90330000 |  | FIFO | Gulin Woodpecker | [8 empty] | 0 | 0 | 0 | 1 | 0 | [7 empty] | NOS | 1 |  | GW/EM/AC/WOODPECKER CONTRA ANGLE HEAD CARTRIDGE OF ENDO RADAR OLD TYPE.
IM04510 | Endomotor Spares-Woodpecker- Contra Angle Shaft Of Endo Radar |  |  | A Class | NOS | NOS | I-Inventory | FG-Finish Good |  | Spares | Endomotor-Spares | Dental Equiment | Main Location | 90330000 |  | FIFO | Gulin Woodpecker | [8 empty] | 0 | 0 | 0 | 1 | 0 | [7 empty] | NOS | 1 |  | GW/EM/AC/WOODPECKER CONTRA ANGLE SHAFT OF ENDO RADAR
IM04511 | Endomotor Spares-Woodpecker- Endo Radar Plus Hand Cap |  |  | A Class | NOS | NOS | I-Inventory | FG-Finish Good |  | Spares | Endomotor-Spares | Dental Equiment | Main Location | 90330000 |  | FIFO | Gulin Woodpecker | [8 empty] | 0 | 0 | 0 | 1 | 0 | [7 empty] | NOS | 1 |  | GW/EM/AC/WOODPECKER ENDO RADAR PLUS HAND CAP
IM04512 | Endomotor Spares-Woodpecker- Endo Radar Plus Hand Piece Battery-2000Mah |  |  | A Class | NOS | NOS | I-Inventory | FG-Finish Good |  | Spares | Endomotor-Spares | Dental Equiment | Main Location | 90330000 |  | FIFO | Gulin Woodpecker | [8 empty] | 0 | 0 | 0 | 1 | 0 | [7 empty] | NOS | 1 |  | GW/EM/AC/WOODPECKER ENDO RADAR PLUS HAND PIECE BATTERY-2000MAH
IM04513 | Endomotor Spares-Woodpecker- Endo Radar Plus Handpiece Elecric Motor |  |  | A Class | NOS | NOS | I-Inventory | FG-Finish Good |  | Spares | Endomotor-Spares | Dental Equiment | Main Location | 90330000 |  | FIFO | Gulin Woodpecker | [8 empty] | 0 | 0 | 0 | 1 | 0 | [7 empty] | NOS | 1 |  | GW/EM/AC/WOODPECKER ENDO RADAR PLUS HANDPIECE ELECRIC MOTOR
IM04514 | Endomotor Spares-Woodpecker- Endo Radar Plus Handpiece Elecric Motor Pcb |  |  | A Class | NOS | NOS | I-Inventory | FG-Finish Good |  | Spares | Endomotor-Spares | Dental Equiment | Main Location | 90330000 |  | FIFO | Gulin Woodpecker | [8 empty] | 0 | 0 | 0 | 1 | 0 | [7 empty] | NOS | 1 |  | GW/EM/AC/WOODPECKER ENDO RADAR PLUS HANDPIECE ELECRIC MOTOR PCB
IM04515 | Endomotor Spares-Woodpecker- Endo Radar Plus Head Cartridge |  |  | A Class | NOS | NOS | I-Inventory | FG-Finish Good |  | Spares | Endomotor-Spares | Dental Equiment | Main Location | 90330000 |  | FIFO | Gulin Woodpecker | [8 empty] | 0 | 0 | 0 | 1 | 0 | [7 empty] | NOS | 1 |  | GW/EM/AC/WOODPECKER ENDO RADAR PLUS HEAD CARTRIDGE
IM04516 | Endomotor Spares-Woodpecker- Endo Radar Plus Motor Battery |  |  | A Class | NOS | NOS | I-Inventory | FG-Finish Good |  | Spares | Endomotor-Spares | Dental Equiment | Main Location | 90330000 |  | FIFO | Gulin Woodpecker | [8 empty] | 0 | 0 | 0 | 1 | 0 | [7 empty] | NOS | 1 |  | GW/EM/AC/WOODPECKER ENDO RADAR PLUS MOTOR BATTERY
IM04517 | Endomotor Spares-Woodpecker- Endo Radar Plus Touch Pcb |  |  | A Class | NOS | NOS | I-Inventory | FG-Finish Good |  | Spares | Endomotor-Spares | Dental Equiment | Main Location | 90330000 |  | FIFO | Gulin Woodpecker | [8 empty] | 0 | 0 | 0 | 1 | 0 | [7 empty] | NOS | 1 |  | GW/EM/AC/WOODPECKER ENDO RADAR PLUS TOUCH PCB
IM04518 | Endomotor Spares-Woodpecker- Endo Radar Plus Unit Adapter |  |  | A Class | NOS | NOS | I-Inventory | FG-Finish Good |  | Spares | Endomotor-Spares | Dental Equiment | Main Location | 90330000 |  | FIFO | Gulin Woodpecker | [8 empty] | 0 | 0 | 0 | 1 | 0 | [7 empty] | NOS | 1 |  | GW/EM/AC/WOODPECKER ENDO RADAR PLUS UNIT ADAPTER
IM04519 | Endomotor Spares-Woodpecker- Endo Radar Plus Unit Display Pcb |  |  | A Class | NOS | NOS | I-Inventory | FG-Finish Good |  | Spares | Endomotor-Spares | Dental Equiment | Main Location | 90330000 |  | FIFO | Gulin Woodpecker | [8 empty] | 0 | 0 | 0 | 1 | 0 | [7 empty] | NOS | 1 |  | GW/EM/AC/WOODPECKER ENDO RADAR PLUS UNIT DISPLAY PCB
IM04520 | Endomotor Spares-Woodpecker- Endo Radar Plus Unit Supply Pcb |  |  | A Class | NOS | NOS | I-Inventory | FG-Finish Good |  | Spares | Endomotor-Spares | Dental Equiment | Main Location | 90330000 |  | FIFO | Gulin Woodpecker | [8 empty] | 0 | 0 | 0 | 1 | 0 | [7 empty] | NOS | 1 |  | GW/EM/AC/WOODPECKER ENDO RADAR PLUS UNIT SUPPLY PCB
IM04521 | Endomotor Spares-Woodpecker- Endo Radar Plus Usb Cable |  |  | A Class | NOS | NOS | I-Inventory | FG-Finish Good |  | Spares | Endomotor-Spares | Dental Equiment | Main Location | 90330000 |  | FIFO | Gulin Woodpecker | [8 empty] | 0 | 0 | 0 | 1 | 0 | [7 empty] | NOS | 1 |  | GW/EM/AC/WOODPECKER ENDO RADAR PLUS USB CABLE
IM04522 | Endomotor Spares-Woodpecker-Cordless Endo Radar Head Assy. |  |  | A Class | NOS | NOS | I-Inventory | FG-Finish Good |  | Spares | Endomotor-Spares | Dental Equiment | Main Location | 90330000 |  | FIFO | Gulin Woodpecker | [8 empty] | 0 | 0 | 0 | 1 | 0 | [7 empty] | NOS | 1 |  | GW/EM/AC/WOODPECKER/CORDLESS ENDO RADAR HEAD ASSY.
IM04523 | Endomotor Spares-Woodpecker-Cordless Endo Radar Motor |  |  | A Class | NOS | NOS | I-Inventory | FG-Finish Good |  | Spares | Endomotor-Spares | Dental Equiment | Main Location | 90330000 |  | FIFO | Gulin Woodpecker | [8 empty] | 0 | 0 | 0 | 1 | 0 | [7 empty] | NOS | 1 |  | GW/EM/AC/WOODPECKER/CORDLESS ENDO RADAR MOTOR
IM04524 | Endomotor Spares-Woodpecker-Cordless Endo Radar Motor Assy. |  |  | A Class | NOS | NOS | I-Inventory | FG-Finish Good |  | Spares | Endomotor-Spares | Dental Equiment | Main Location | 90330000 |  | FIFO | Gulin Woodpecker | [8 empty] | 0 | 0 | 0 | 1 | 0 | [7 empty] | NOS | 1 |  | GW/EM/AC/WOODPECKER/CORDLESS ENDO RADAR MOTOR ASSY.
IM04525 | Endomotor Spares-Woodpecker-Cordless Endo Radar Motor Pcb |  |  | A Class | NOS | NOS | I-Inventory | FG-Finish Good |  | Spares | Endomotor-Spares | Dental Equiment | Main Location | 90330000 |  | FIFO | Gulin Woodpecker | [8 empty] | 0 | 0 | 0 | 1 | 0 | [7 empty] | NOS | 1 |  | GW/EM/AC/WOODPECKER/CORDLESS ENDO RADAR MOTOR PCB
IM04526 | Endomotor Spares-Woodpecker-Endo Radar 1:1 Gear Head |  |  | A Class | NOS | NOS | I-Inventory | FG-Finish Good |  | Spares | Endomotor-Spares | Dental Equiment | Main Location | 90330000 |  | FIFO | Gulin Woodpecker | [8 empty] | 0 | 0 | 0 | 1 | 0 | [7 empty] | NOS | 1 |  | GW/EM/AC/WOODPECKER/ENDO RADAR 1:1 GEAR HEAD
IM04527 | Endomotor Spares-Woodpecker-Endo Radar 6:1 Gear Head With Super Slim Head |  |  | A Class | NOS | NOS | I-Inventory | FG-Finish Good |  | Spares | Endomotor-Spares | Dental Equiment | Main Location | 90330000 |  | FIFO | Gulin Woodpecker | [8 empty] | 0 | 0 | 0 | 1 | 0 | [7 empty] | NOS | 1 |  | GW/EM/AC/WOODPECKER/ENDO RADAR 6:1 GEAR HEAD WITH SUPER SLIM HEAD
IM04528 | Endomotor Spares-Woodpecker-Endo Radar Adoptor |  |  | A Class | NOS | NOS | I-Inventory | FG-Finish Good |  | Spares | Endomotor-Spares | Dental Equiment | Main Location | 90330000 |  | FIFO | Gulin Woodpecker | [8 empty] | 0 | 0 | 0 | 1 | 0 | [7 empty] | NOS | 1 |  | GW/EM/AC/WOODPECKER/ENDO RADAR ADOPTOR
IM04529 | Endomotor Spares-Woodpecker-Endo Radar Handpiece Elecric Motor |  |  | A Class | NOS | NOS | I-Inventory | FG-Finish Good |  | Spares | Endomotor-Spares | Dental Equiment | Main Location | 90330000 |  | FIFO | Gulin Woodpecker | [8 empty] | 0 | 0 | 0 | 1 | 0 | [7 empty] | NOS | 1 |  | GW/EM/AC/WOODPECKER/ENDO RADAR HANDPIECE ELECRIC MOTOR
IM04530 | Endomotor Spares-Woodpecker-Endo Radar Motor Ring |  |  | A Class | NOS | NOS | I-Inventory | FG-Finish Good |  | Spares | Endomotor-Spares | Dental Equiment | Main Location | 90330000 |  | FIFO | Gulin Woodpecker | [8 empty] | 0 | 0 | 0 | 1 | 0 | [7 empty] | NOS | 1 |  | GW/EM/AC/WOODPECKER/ENDO RADAR MOTOR RING
IM04531 | Endomotor Spares-Woodpecker-Endo Radar Plus 6:1 Gear Head |  |  | A Class | NOS | NOS | I-Inventory | FG-Finish Good |  | Spares | Endomotor-Spares | Dental Equiment | Main Location | 90330000 |  | FIFO | Gulin Woodpecker | [8 empty] | 0 | 0 | 0 | 1 | 0 | [7 empty] | NOS | 1 |  | GW/EM/AC/WOODPECKER/ENDO RADAR PLUS 6:1 GEAR HEAD
IM04532 | Endomotor Spares-Woodpecker- Endosmart Charging Base |  |  | A Class | NOS | NOS | I-Inventory | FG-Finish Good |  | Spares | Endomotor-Spares | Dental Equiment | Main Location | 90330000 |  | FIFO | Gulin Woodpecker | [8 empty] | 0 | 0 | 0 | 1 | 0 | [7 empty] | NOS | 1 |  | GW/EM/SP/WOODPECKER ENDOSMART CHARGING BASE
IM04533 | Endomotor Spares-Woodpecker- Endosmart Endo Head |  |  | A Class | NOS | NOS | I-Inventory | FG-Finish Good |  | Spares | Endomotor-Spares | Dental Equiment | Main Location | 90330000 |  | FIFO | Gulin Woodpecker | [8 empty] | 0 | 0 | 0 | 1 | 0 | [7 empty] | NOS | 1 |  | GW/EM/SP/WOODPECKER ENDOSMART ENDO HEAD
IM04534 | Endomotor Spares-Woodpecker- Endosmart Main PCB Card |  |  | A Class | NOS | NOS | I-Inventory | FG-Finish Good |  | Spares | Endomotor-Spares | Dental Equiment | Main Location | 90330000 |  | FIFO | Gulin Woodpecker | [8 empty] | 0 | 0 | 0 | 1 | 0 | [7 empty] | NOS | 1 |  | GW/EM/SP/WOODPECKER ENDOSMART MAIN PCB CARD
IM04535 | Endomotor Spares-Woodpecker- Endosmart Outer Body |  |  | A Class | NOS | NOS | I-Inventory | FG-Finish Good |  | Spares | Endomotor-Spares | Dental Equiment | Main Location | 90330000 |  | FIFO | Gulin Woodpecker | [8 empty] | 0 | 0 | 0 | 1 | 0 | [7 empty] | NOS | 1 |  | GW/EM/SP/WOODPECKER ENDOSMART OUTER BODY
IM04536 | Endomotor Spares-Woodpecker- Endo Radar /Endo Radar Plus Main Unit Battery-2600Mah |  |  | A Class | NOS | NOS | I-Inventory | FG-Finish Good |  | Spares | Endomotor-Spares | Dental Equiment | Main Location | 90330000 |  | FIFO | Gulin Woodpecker | [8 empty] | 0 | 0 | 0 | 1 | 0 | [7 empty] | NOS | 1 |  | GW/EM/AC/WOODPECKER ENDO RADAR /ENDO RADAR PLUS MAIN UNIT BATTERY-2600MAH
IM04537 | Gw/Em/Sp/Woodpecker Endo Radar Plus Motor Battery Lid |  |  | A Class | NOS | NOS | I-Inventory | FG-Finish Good |  | Spares | Endomotor-Spares | Dental Equiment | Main Location | 90330000 |  | FIFO | Gulin Woodpecker | [8 empty] | 0 | 0 | 0 | 1 | 0 | [7 empty] | NOS | 1 |  | GW/EM/SP/WOODPECKER ENDO RADAR PLUS MOTOR BATTERY LID
IM04538 | Gw/Em/Sp/Woodpecker Endo Radar Plus Motor Lower Case |  |  | A Class | NOS | NOS | I-Inventory | FG-Finish Good |  | Spares | Endomotor-Spares | Dental Equiment | Main Location | 90330000 |  | FIFO | Gulin Woodpecker | [8 empty] | 0 | 0 | 0 | 1 | 0 | [7 empty] | NOS | 1 |  | GW/EM/SP/WOODPECKER ENDO RADAR PLUS MOTOR LOWER CASE
IM04539 | Gw/Em/Sp/Woodpecker Endo Radar Plus Motor Upper Case |  |  | A Class | NOS | NOS | I-Inventory | FG-Finish Good |  | Spares | Endomotor-Spares | Dental Equiment | Main Location | 90330000 |  | FIFO | Gulin Woodpecker | [8 empty] | 0 | 0 | 0 | 1 | 0 | [7 empty] | NOS | 1 |  | GW/EM/SP/WOODPECKER ENDO RADAR PLUS MOTOR UPPER CASE
IM04540 | Endomotor Spares-Local-Endomate Dt Battery |  |  | A Class | NOS | NOS | I-Inventory | FG-Finish Good |  | Spares | Endomotor-Spares | Dental Equiment | Main Location | 90330000 |  | FIFO | Indian Product | [8 empty] | 0 | 0 | 0 | 1 | 0 | [7 empty] | NOS | 1 |  | LP/ED/SP/ENDOMATE DT BATTERY
IM04541 | Endomotor Spares-Meta Biomed-Handpiece Battery |  |  | A Class | NOS | NOS | I-Inventory | FG-Finish Good |  | Spares | Endomotor-Spares | Dental Equiment | Main Location | 90330000 |  | FIFO | Meto Biomed | [8 empty] | 0 | 0 | 0 | 1 | 0 | [7 empty] | NOS | 1 |  | MB/HP/SP/GENESYS META BIOMED HANDPIECE BATTERY
IM04542 | Endomotor Spares-Meta Biomed-EMS-200 Multi Tool |  |  | A Class | NOS | NOS | I-Inventory | FG-Finish Good |  | Spares | Endomotor-Spares | Dental Equiment | Main Location | 90330000 |  | FIFO | Meto Biomed | [8 empty] | 0 | 0 | 0 | 1 | 0 | [7 empty] | NOS | 1 |  | MB/IP/SP/META BIOMED EMS-200 MULTI TOOL
IM04543 | Endomotor Spares-Meta Biomed-EMS-200 Tips Fill Cartridge 25G |  |  | A Class | NOS | NOS | I-Inventory | FG-Finish Good |  | Spares | Endomotor-Spares | Dental Equiment | Main Location | 90330000 |  | FIFO | Meto Biomed | [8 empty] | 0 | 0 | 0 | 1 | 0 | [7 empty] | NOS | 1 |  | MB/IP/SP/META BIOMED EMS-200 TIPS Fill Cartridge 25G
IM04544 | Endomotor Spares-Meta Biomed-Ems-200 Tips Fill Cartridge 25-(Gold) |  |  | A Class | NOS | NOS | I-Inventory | FG-Finish Good |  | Spares | Endomotor-Spares | Dental Equiment | Main Location | 90330000 |  | FIFO | Meto Biomed | [8 empty] | 0 | 0 | 0 | 1 | 0 | [7 empty] | NOS | 1 |  | MB/HP/SP/META BIOMED EMS-200 TIPS FILL CARTRIDGE 25-(GOLD)
IM04545 | Endomotor Spares-Meta Biomed- Ems-200 Tips M |  |  | A Class | NOS | NOS | I-Inventory | FG-Finish Good |  | Spares | Endomotor-Spares | Dental Equiment | Main Location | 90330000 |  | FIFO | Meto Biomed | [8 empty] | 0 | 0 | 0 | 1 | 0 | [7 empty] | NOS | 1 |  | MB/IP/SP/META BIOMED EMS-200 TIPS M
IM04546 | Endomotor Spares-Meta Biomed- Ems-200 Tips ML |  |  | A Class | NOS | NOS | I-Inventory | FG-Finish Good |  | Spares | Endomotor-Spares | Dental Equiment | Main Location | 90330000 |  | FIFO | Meto Biomed | [8 empty] | 0 | 0 | 0 | 1 | 0 | [7 empty] | NOS | 1 |  | MB/IP/SP/META BIOMED EMS-200 TIPS ML
IM04547 | Endomotor Spares-Meta Biomed- Ems-200 Tips XF |  |  | A Class | NOS | NOS | I-Inventory | FG-Finish Good |  | Spares | Endomotor-Spares | Dental Equiment | Main Location | 90330000 |  | FIFO | Meto Biomed | [8 empty] | 0 | 0 | 0 | 1 | 0 | [7 empty] | NOS | 1 |  | MB/IP/SP/META BIOMED EMS-200 TIPS XF
IM04548 | Endomotor Spares-Meta Biomed-EMS-200 Tips F/Fm-2Ea |  |  | A Class | NOS | NOS | I-Inventory | FG-Finish Good |  | Spares | Endomotor-Spares | Dental Equiment | Main Location | 90330000 |  | FIFO | Meto Biomed | [8 empty] | 0 | 0 | 0 | 1 | 0 | [7 empty] | NOS | 1 |  | MB/IP/SP/META BIOMED EMS-200 TIPS F/FM-2EA
IM04549 | Endomotor Spares-Meta Biomed-EMS-200 Tips Fill Cartridge 23/25G |  |  | A Class | NOS | NOS | I-Inventory | FG-Finish Good |  | Spares | Endomotor-Spares | Dental Equiment | Main Location | 90330000 |  | FIFO | Meto Biomed | [8 empty] | 0 | 0 | 0 | 1 | 0 | [7 empty] | NOS | 1 |  | MB/IP/SP/META BIOMED EMS-200 TIPS Fill Cartridge 23/25G
IM04550 | Endomotor Spares-Meta Biomed-Ems-200 Scaler H/P Bottom Cover |  |  | A Class | NOS | NOS | I-Inventory | FG-Finish Good |  | Spares | Endomotor-Spares | Dental Equiment | Main Location | 90330000 |  | FIFO | Meto Biomed | [8 empty] | 0 | 0 | 0 | 1 | 0 | [7 empty] | NOS | 1 |  | MB/HP/MC/META BIOMED EMS-200 SCALER H/P BOTTOM COVER
IM04551 | Endomotor Spares-Meta Biomed-Ems-200 Scaler H/P Top Cover |  |  | A Class | NOS | NOS | I-Inventory | FG-Finish Good |  | Spares | Endomotor-Spares | Dental Equiment | Main Location | 90330000 |  | FIFO | Meto Biomed | [8 empty] | 0 | 0 | 0 | 1 | 0 | [7 empty] | NOS | 1 |  | MB/HP/MC/META BIOMED EMS-200 SCALER H/P TOP COVER
IM04552 | Endomotor Spares-Meta Biomed- Ems-200 Tips F/FM |  |  | A Class | NOS | NOS | I-Inventory | FG-Finish Good |  | Spares | Endomotor-Spares | Dental Equiment | Main Location | 90330000 |  | FIFO | Meto Biomed | [8 empty] | 0 | 0 | 0 | 1 | 0 | [7 empty] | NOS | 1 |  | MB/IP/SP/META BIOMED EMS-200 TIPS F/FM
IM04553 | Endomotor Spares-Nsk Outer Body For Endomate TC2 E346040 |  |  | A Class | NOS | NOS | I-Inventory | FG-Finish Good |  | Spares | Endomotor-Spares | Dental Equiment | Main Location | 90330000 |  | FIFO | NSK Nakanishi | [8 empty] | 0 | 0 | 0 | 1 | 0 | [7 empty] | NOS | 1 |  | NSK OUTER BODY FOR ENDOMATE TC2 E346040
IM04554 | Endomotor Spares-NSK-3Gear Set Of (Cartridge + Gear Shaft + Dog Clutch) M95 (C1023070) |  |  | A Class | NOS | NOS | I-Inventory | FG-Finish Good |  | Spares | Endomotor-Spares | Dental Equiment | Main Location | 90330000 |  | FIFO | NSK Nakanishi | [8 empty] | 0 | 0 | 0 | 1 | 0 | [7 empty] | NOS | 1 |  | NSK/ED/ 3Gear Set of (Cartridge + Gear Shaft + Dog Clutch) M95 (C1023070)
IM04555 | Endomotor Spares-NSK- Endomate DT Display PCB Version-2 |  |  | A Class | NOS | NOS | I-Inventory | FG-Finish Good |  | Spares | Endomotor-Spares | Dental Equiment | Main Location | 90330000 |  | FIFO | NSK Nakanishi | [8 empty] | 0 | 0 | 0 | 1 | 0 | [7 empty] | NOS | 1 |  | NSK/ED/SP/ENDOMATE DT DISPLAY PCB VERSION-2
IM04556 | Endomotor Spares-NSK- Endomate DT Main PCB Version-2- U421028 U421027 |  |  | A Class | NOS | NOS | I-Inventory | FG-Finish Good |  | Spares | Endomotor-Spares | Dental Equiment | Main Location | 90330000 |  | FIFO | NSK Nakanishi | [8 empty] | 0 | 0 | 0 | 1 | 0 | [7 empty] | NOS | 1 |  | NSK/ED/SP/ENDOMATE DT MAIN PCB VERSION-2- U421028 U421027
IM04557 | Endomotor Spares-NSK- Endomate DT Motor Switch PCB E229104B |  |  | A Class | NOS | NOS | I-Inventory | FG-Finish Good |  | Spares | Endomotor-Spares | Dental Equiment | Main Location | 90330000 |  | FIFO | NSK Nakanishi | [8 empty] | 0 | 0 | 0 | 1 | 0 | [7 empty] | NOS | 1 |  | NSK/ED/SP/ENDOMATE DT MOTOR SWITCH PCB E229104B
IM04558 | Endomotor Spares-NSK-Endomate Dt Adaptor-U480 |  |  | A Class | NOS | NOS | I-Inventory | FG-Finish Good |  | Spares | Endomotor-Spares | Dental Equiment | Main Location | 90330000 |  | FIFO | NSK Nakanishi | [8 empty] | 0 | 0 | 0 | 1 | 0 | [7 empty] | NOS | 1 |  | NSK/EM/MC/ENDOMATE DT ADAPTOR-U480
IM04559 | Endomotor Spares-NSK-Endomate Dt Body |  |  | A Class | NOS | NOS | I-Inventory | FG-Finish Good |  | Spares | Endomotor-Spares | Dental Equiment | Main Location | 90330000 |  | FIFO | NSK Nakanishi | [8 empty] | 0 | 0 | 0 | 1 | 0 | [7 empty] | NOS | 1 |  | NSK/EM/MC/ENDOMATE DT BODY
IM04560 | Endomotor Spares-NSK-Endomate Dt Motor Complete Body E275102 |  |  | A Class | NOS | NOS | I-Inventory | FG-Finish Good |  | Spares | Endomotor-Spares | Dental Equiment | Main Location | 90330000 |  | FIFO | NSK Nakanishi | [8 empty] | 0 | 0 | 0 | 1 | 0 | [7 empty] | NOS | 1 |  | NSK/EM/MC/ENDOMATE DT MOTOR COMPLETE BODY E275102
IM04561 | Endomotor Spares-NSK-Endomate Dt Motor Cord Male And Female Connector- E275050 |  |  | A Class | NOS | NOS | I-Inventory | FG-Finish Good |  | Spares | Endomotor-Spares | Dental Equiment | Main Location | 90330000 |  | FIFO | NSK Nakanishi | [8 empty] | 0 | 0 | 0 | 1 | 0 | [7 empty] | NOS | 1 |  | NSK/EM/MC/ENDOMATE DT MOTOR CORD MALE And FEMALE CONNECTOR- E275050
IM04562 | Endomotor Spares-NSK-Endomate Dt Motor Stand |  |  | A Class | NOS | NOS | I-Inventory | FG-Finish Good |  | Spares | Endomotor-Spares | Dental Equiment | Main Location | 90330000 |  | FIFO | NSK Nakanishi | [8 empty] | 0 | 0 | 0 | 1 | 0 | [7 empty] | NOS | 1 |  | NSK/EM/MC/ENDOMATE DT MOTOR STAND
IM04563 | Endomotor Spares-NSK-Endomate Dt Btry U421070 |  |  | A Class | NOS | NOS | I-Inventory | FG-Finish Good |  | Spares | Endomotor-Spares | Dental Equiment | Main Location | 90330000 |  | FIFO | NSK Nakanishi | [8 empty] | 0 | 0 | 0 | 1 | 0 | [7 empty] | NOS | 1 |  | NSK/EM/MC/NSK ENDOMATE DT BTRY U421070
IM04564 | Endomotor Spares-NSK-Endomate Dt Cord C876021B |  |  | A Class | NOS | NOS | I-Inventory | FG-Finish Good |  | Spares | Endomotor-Spares | Dental Equiment | Main Location | 90330000 |  | FIFO | NSK Nakanishi | [8 empty] | 0 | 0 | 0 | 1 | 0 | [7 empty] | NOS | 1 |  | NSK/EM/MC/NSK ENDOMATE DT CORD C876021B
IM04565 | Endomotor Spares-NSK-Endomate Dt Motor And Cord E275 |  |  | A Class | NOS | NOS | I-Inventory | FG-Finish Good |  | Spares | Endomotor-Spares | Dental Equiment | Main Location | 90330000 |  | FIFO | NSK Nakanishi | [8 empty] | 0 | 0 | 0 | 1 | 0 | [7 empty] | NOS | 1 |  | NSK/EM/MC/NSK ENDOMATE DT MOTOR AND CORD E275
IM04566 | Endomotor Spares-NSK-Mpas F20R Short Shank Head-Y110046 |  |  | A Class | NOS | NOS | I-Inventory | FG-Finish Good |  | Spares | Endomotor-Spares | Dental Equiment | Main Location | 90330000 |  | FIFO | NSK Nakanishi | [8 empty] | 0 | 0 | 0 | 1 | 0 | [7 empty] | NOS | 1 |  | NSK/EM/SP/NSK-MPAS F20R SHORT SHANK HEAD-Y110046
IM04567 | Endomtor Spares-NSK- Ipex Clip For Handpiece U501512 |  |  | A Class | NOS | NOS | I-Inventory | FG-Finish Good |  | Spares | Endomotor-Spares | Dental Equiment | Main Location | 90330000 |  | FIFO | NSK Nakanishi | [8 empty] | 0 | 0 | 0 | 1 | 0 | [7 empty] | NOS | 1 |  | NSK/IP/AC/NSK IPEX CLIP FOR HANDPIECE U501512
IM04568 | Endomtor Spares-NSK- Ipex Extn Cord For Handpiece U501514A |  |  | A Class | NOS | NOS | I-Inventory | FG-Finish Good |  | Spares | Endomotor-Spares | Dental Equiment | Main Location | 90330000 |  | FIFO | NSK Nakanishi | [8 empty] | 0 | 0 | 0 | 1 | 0 | [7 empty] | NOS | 1 |  | NSK/IP/AC/NSK IPEX EXTN CORD FOR HANDPIECE U501514A
IM04569 | Endomtor Spares-NSK- Ipex II Clip For Handpiece U1109351 |  |  | A Class | NOS | NOS | I-Inventory | FG-Finish Good |  | Spares | Endomotor-Spares | Dental Equiment | Main Location | 90330000 |  | FIFO | NSK Nakanishi | [8 empty] | 0 | 0 | 0 | 1 | 0 | [7 empty] | NOS | 1 |  | NSK/IP/AC/NSK IPEX II CLIP FOR HANDPIECE U1109351
IM04570 | Endomtor Spares-NSK- Ipex II Probe- U1109352 |  |  | A Class | NOS | NOS | I-Inventory | FG-Finish Good |  | Spares | Endomotor-Spares | Dental Equiment | Main Location | 90330000 |  | FIFO | NSK Nakanishi | [8 empty] | 0 | 0 | 0 | 1 | 0 | [7 empty] | NOS | 1 |  | NSK/IP/AC/NSK IPEX II PROBE- U1109352
IM04571 | Endomtor Spares-NSK- Ipex Probe Lead For Handpiece U501511 |  |  | A Class | NOS | NOS | I-Inventory | FG-Finish Good |  | Spares | Endomotor-Spares | Dental Equiment | Main Location | 90330000 |  | FIFO | NSK Nakanishi | [8 empty] | 0 | 0 | 0 | 1 | 0 | [7 empty] | NOS | 1 |  | NSK/IP/AC/NSK IPEX PROBE LEAD FOR HANDPIECE U501511
IM04572 | Endomtor Spares-NSK-Endomate DT Display PCB |  |  | A Class | NOS | NOS | I-Inventory | FG-Finish Good |  | Spares | Endomotor-Spares | Dental Equiment | Main Location | 90330000 |  | FIFO | NSK Nakanishi | [8 empty] | 0 | 0 | 0 | 1 | 0 | [7 empty] | NOS | 1 |  | NSK/SP/ENDOMATE DT DISPLAY PCB
IM04573 | Endomtor Spares-NSK-Endomate DT Head Cap C521050 |  |  | A Class | NOS | NOS | I-Inventory | FG-Finish Good |  | Spares | Endomotor-Spares | Dental Equiment | Main Location | 90330000 |  | FIFO | NSK Nakanishi | [8 empty] | 0 | 0 | 0 | 1 | 0 | [7 empty] | NOS | 1 |  | NSK/SP/ENDOMATE DT HEAD CAP C521050
IM04574 | Endomtor Spares-NSK-Endomate DT Head Complete Mp F20R Y110044 |  |  | A Class | NOS | NOS | I-Inventory | FG-Finish Good |  | Spares | Endomotor-Spares | Dental Equiment | Main Location | 90330000 |  | FIFO | NSK Nakanishi | [8 empty] | 0 | 0 | 0 | 1 | 0 | [7 empty] | NOS | 1 |  | NSK/SP/ENDOMATE DT HEAD COMPLETE MP F20R Y110044
IM04575 | Endomtor Spares-NSK-Endomate DT Main PCB |  |  | A Class | NOS | NOS | I-Inventory | FG-Finish Good |  | Spares | Endomotor-Spares | Dental Equiment | Main Location | 90330000 |  | FIFO | NSK Nakanishi | [8 empty] | 0 | 0 | 0 | 1 | 0 | [7 empty] | NOS | 1 |  | NSK/SP/ENDOMATE DT MAIN PCB
IM04576 | Endomtor Spares-NSK-Endomate DT Mpy Head Cartridge C521015 |  |  | A Class | NOS | NOS | I-Inventory | FG-Finish Good |  | Spares | Endomotor-Spares | Dental Equiment | Main Location | 90330000 |  | FIFO | NSK Nakanishi | [8 empty] | 0 | 0 | 0 | 1 | 0 | [7 empty] | NOS | 1 |  | NSK/SP/ENDOMATE DT MPY HEAD CARTRIDGE C521015
IM04577 | Endomtor Spares-NSK-Endomate TC2 Charger |  |  | A Class | NOS | NOS | I-Inventory | FG-Finish Good |  | Spares | Endomotor-Spares | Dental Equiment | Main Location | 90330000 |  | FIFO | NSK Nakanishi | [8 empty] | 0 | 0 | 0 | 1 | 0 | [7 empty] | NOS | 1 |  | NSK/SP/ENDOMATE TC2 CHARGER
IM04578 | Endomtor Spares-NSK-Endomate TC2 Display PCB |  |  | A Class | NOS | NOS | I-Inventory | FG-Finish Good |  | Spares | Endomotor-Spares | Dental Equiment | Main Location | 90330000 |  | FIFO | NSK Nakanishi | [8 empty] | 0 | 0 | 0 | 1 | 0 | [7 empty] | NOS | 1 |  | NSK/SP/ENDOMATE TC2 DISPLAY PCB
IM04579 | Endomtor Spares-NSK-Endomate TC2 Power Cord |  |  | A Class | NOS | NOS | I-Inventory | FG-Finish Good |  | Spares | Endomotor-Spares | Dental Equiment | Main Location | 90330000 |  | FIFO | NSK Nakanishi | [8 empty] | 0 | 0 | 0 | 1 | 0 | [7 empty] | NOS | 1 |  | NSK/SP/ENDOMATE TC2 POWER CORD
IM04580 | Endomtor Spares-NSK-Mp-Y Drive Shaft For Endomate DT C547022A |  |  | A Class | NOS | NOS | I-Inventory | FG-Finish Good |  | Spares | Endomotor-Spares | Dental Equiment | Main Location | 90330000 |  | FIFO | NSK Nakanishi | [8 empty] | 0 | 0 | 0 | 1 | 0 | [7 empty] | NOS | 1 |  | NSK/SP/MP-Y DRIVE SHAFT FOR ENDOMATE DT C547022A
IM04581 | Filament-Flashforge-ABS Pro Spool-1Kg Natural |  |  | A Class | NOS | NOS | I-Inventory | O-Other |  | Consumables | Filament | CAD CAM | Main Location | 39019000 |  | FIFO | Flashforge | [8 empty] | 0 | 0 | 0 | 1 | 0 | [7 empty] | NOS | 1 |  | ZF/3DP/ CM/ABS PRO SPOOL/1KG NATURAL
IM04582 | Filament-Flashforge-ABS Spool-1Kg Black |  |  | A Class | NOS | NOS | I-Inventory | O-Other |  | Consumables | Filament | CAD CAM | Main Location | 39019000 |  | FIFO | Flashforge | [8 empty] | 0 | 0 | 0 | 1 | 0 | [7 empty] | NOS | 1 |  | ZF/3DP/ CM/ABS SPOOL/1KG BLACK
IM04583 | Filament-Flashforge-ABS Spool-1Kg Natural |  |  | A Class | NOS | NOS | I-Inventory | O-Other |  | Consumables | Filament | CAD CAM | Main Location | 39019000 |  | FIFO | Flashforge | [8 empty] | 0 | 0 | 0 | 1 | 0 | [7 empty] | NOS | 1 |  | ZF/3DP/ CM/ABS SPOOL/1KG NATURAL
IM04584 | Filament-Flashforge-ABS Spool-1Kg White |  |  | A Class | NOS | NOS | I-Inventory | O-Other |  | Consumables | Filament | CAD CAM | Main Location | 39019000 |  | FIFO | Flashforge | [8 empty] | 0 | 0 | 0 | 1 | 0 | [7 empty] | NOS | 1 |  | ZF/3DP/ CM/ABS SPOOL/1KG WHITE
IM04585 | Filament-Flashforge-Colour Change Spool-Orange- Yellow |  |  | A Class | NOS | NOS | I-Inventory | O-Other |  | Consumables | Filament | CAD CAM | Main Location | 39019000 |  | FIFO | Flashforge | [8 empty] | 0 | 0 | 0 | 1 | 0 | [7 empty] | NOS | 1 |  | ZF/3DP/ CM/COLOUR CHANGE SPOOL/ORANGE- YELLOW
IM04586 | Filament-Flashforge-Hips Spool-1Kg Natural |  |  | A Class | NOS | NOS | I-Inventory | O-Other |  | Consumables | Filament | CAD CAM | Main Location | 39019000 |  | FIFO | Flashforge | [8 empty] | 0 | 0 | 0 | 1 | 0 | [7 empty] | NOS | 1 |  | ZF/3DP/ CM/HIPS SPOOL/1KG NATURAL
IM04587 | Filament-Flashforge-Hips Spool-1Kg White |  |  | A Class | NOS | NOS | I-Inventory | O-Other |  | Consumables | Filament | CAD CAM | Main Location | 39019000 |  | FIFO | Flashforge | [8 empty] | 0 | 0 | 0 | 1 | 0 | [7 empty] | NOS | 1 |  | ZF/3DP/ CM/HIPS SPOOL/1KG WHITE
IM04588 | Filament-Flashforge-Luminous Spool-1Kg Green |  |  | A Class | NOS | NOS | I-Inventory | O-Other |  | Consumables | Filament | CAD CAM | Main Location | 39019000 |  | FIFO | Flashforge | [8 empty] | 0 | 0 | 0 | 1 | 0 | [7 empty] | NOS | 1 |  | ZF/3DP/ CM/LUMINOUS SPOOL/1KG GREEN
IM04589 | Filament-Flashforge-Marble Spool-1Kg Black |  |  | A Class | NOS | NOS | I-Inventory | O-Other |  | Consumables | Filament | CAD CAM | Main Location | 39019000 |  | FIFO | Flashforge | [8 empty] | 0 | 0 | 0 | 1 | 0 | [7 empty] | NOS | 1 |  | ZF/3DP/ CM/MARBLE SPOOL/1KG BLACK
IM04590 | Filament-Flashforge-Marble Spool-1Kg Brown |  |  | A Class | NOS | NOS | I-Inventory | O-Other |  | Consumables | Filament | CAD CAM | Main Location | 39019000 |  | FIFO | Flashforge | [8 empty] | 0 | 0 | 0 | 1 | 0 | [7 empty] | NOS | 1 |  | ZF/3DP/ CM/MARBLE SPOOL/1KG BROWN
IM04591 | Filament-Flashforge-Metalfilled Spool-1Kg Aluminium |  |  | A Class | NOS | NOS | I-Inventory | O-Other |  | Consumables | Filament | CAD CAM | Main Location | 39019000 |  | FIFO | Flashforge | [8 empty] | 0 | 0 | 0 | 1 | 0 | [7 empty] | NOS | 1 |  | ZF/3DP/ CM/METALFILLED SPOOL/1KG ALUMINIUM
IM04592 | Filament-Flashforge-Metalfilled Spool-1Kg Bronze |  |  | A Class | NOS | NOS | I-Inventory | O-Other |  | Consumables | Filament | CAD CAM | Main Location | 39019000 |  | FIFO | Flashforge | [8 empty] | 0 | 0 | 0 | 1 | 0 | [7 empty] | NOS | 1 |  | ZF/3DP/ CM/METALFILLED SPOOL/1KG BRONZE
IM04593 | Filament-Flashforge-Metalfilled Spool-1Kg Copper |  |  | A Class | NOS | NOS | I-Inventory | O-Other |  | Consumables | Filament | CAD CAM | Main Location | 39019000 |  | FIFO | Flashforge | [8 empty] | 0 | 0 | 0 | 1 | 0 | [7 empty] | NOS | 1 |  | ZF/3DP/ CM/METALFILLED SPOOL/1KG COPPER
IM04594 | Filament-Flashforge-Pa Nylon Transparent Spool-1Kg |  |  | A Class | NOS | NOS | I-Inventory | O-Other |  | Consumables | Filament | CAD CAM | Main Location | 39019000 |  | FIFO | Flashforge | [8 empty] | 0 | 0 | 0 | 1 | 0 | [7 empty] | NOS | 1 |  | ZF/3DP/ CM/PA NYLON TRANSPARENT SPOOL/1KG
IM04595 | Filament-Flashforge-Pc Natural Spool-1Kg |  |  | A Class | NOS | NOS | I-Inventory | O-Other |  | Consumables | Filament | CAD CAM | Main Location | 39019000 |  | FIFO | Flashforge | [8 empty] | 0 | 0 | 0 | 1 | 0 | [7 empty] | NOS | 1 |  | ZF/3DP/ CM/PC NATURAL SPOOL/1KG
IM04596 | Filament-Flashforge-Pearl Spool-1Kg Gold |  |  | A Class | NOS | NOS | I-Inventory | O-Other |  | Consumables | Filament | CAD CAM | Main Location | 39019000 |  | FIFO | Flashforge | [8 empty] | 0 | 0 | 0 | 1 | 0 | [7 empty] | NOS | 1 |  | ZF/3DP/ CM/PEARL SPOOL/1KG GOLD
IM04597 | Filament-Flashforge-Pearl Spool-1Kg Natural |  |  | A Class | NOS | NOS | I-Inventory | O-Other |  | Consumables | Filament | CAD CAM | Main Location | 39019000 |  | FIFO | Flashforge | [8 empty] | 0 | 0 | 0 | 1 | 0 | [7 empty] | NOS | 1 |  | ZF/3DP/ CM/PEARL SPOOL/1KG NATURAL
IM04598 | Filament-Flashforge-Pearl Spool-1Kg Pink |  |  | A Class | NOS | NOS | I-Inventory | O-Other |  | Consumables | Filament | CAD CAM | Main Location | 39019000 |  | FIFO | Flashforge | [8 empty] | 0 | 0 | 0 | 1 | 0 | [7 empty] | NOS | 1 |  | ZF/3DP/ CM/PEARL SPOOL/1KG PINK
IM04599 | Filament-Flashforge-Pearl Spool-1Kg Silver |  |  | A Class | NOS | NOS | I-Inventory | O-Other |  | Consumables | Filament | CAD CAM | Main Location | 39019000 |  | FIFO | Flashforge | [8 empty] | 0 | 0 | 0 | 1 | 0 | [7 empty] | NOS | 1 |  | ZF/3DP/ CM/PEARL SPOOL/1KG SILVER
IM04600 | Filament-Flashforge-Petg Spool-1Kg Green |  |  | A Class | NOS | NOS | I-Inventory | O-Other |  | Consumables | Filament | CAD CAM | Main Location | 39019000 |  | FIFO | Flashforge | [8 empty] | 0 | 0 | 0 | 1 | 0 | [7 empty] | NOS | 1 |  | ZF/3DP/ CM/PETG SPOOL/1KG GREEN
IM04601 | Filament-Flashforge-Petg Spool-1Kg Natural |  |  | A Class | NOS | NOS | I-Inventory | O-Other |  | Consumables | Filament | CAD CAM | Main Location | 39019000 |  | FIFO | Flashforge | [8 empty] | 0 | 0 | 0 | 1 | 0 | [7 empty] | NOS | 1 |  | ZF/3DP/ CM/PETG SPOOL/1KG NATURAL
IM04602 | Filament-Flashforge-Petg Spool-1Kg White |  |  | A Class | NOS | NOS | I-Inventory | O-Other |  | Consumables | Filament | CAD CAM | Main Location | 39019000 |  | FIFO | Flashforge | [8 empty] | 0 | 0 | 0 | 1 | 0 | [7 empty] | NOS | 1 |  | ZF/3DP/ CM/PETG SPOOL/1KG WHITE
IM04603 | Filament-Flashforge-Petg Spool-1Kg Yellow |  |  | A Class | NOS | NOS | I-Inventory | O-Other |  | Consumables | Filament | CAD CAM | Main Location | 39019000 |  | FIFO | Flashforge | [8 empty] | 0 | 0 | 0 | 1 | 0 | [7 empty] | NOS | 1 |  | ZF/3DP/ CM/PETG SPOOL/1KG YELLOW
IM04604 | Filament-Flashforge-PLA Spool-1Kg Green |  |  | A Class | NOS | NOS | I-Inventory | O-Other |  | Consumables | Filament | CAD CAM | Main Location | 39019000 |  | FIFO | Flashforge | [8 empty] | 0 | 0 | 0 | 1 | 0 | [7 empty] | NOS | 1 |  | ZF/3DP/ CM/PLA SPOOL/1KG GREEN
IM04605 | Filament-Flashforge-PLA Spool-1Kg Grey |  |  | A Class | NOS | NOS | I-Inventory | O-Other |  | Consumables | Filament | CAD CAM | Main Location | 39019000 |  | FIFO | Flashforge | [8 empty] | 0 | 0 | 0 | 1 | 0 | [7 empty] | NOS | 1 |  | ZF/3DP/ CM/PLA SPOOL/1KG GREY
IM04606 | Filament-Flashforge-PLA Spool-1Kg Orange |  |  | A Class | NOS | NOS | I-Inventory | O-Other |  | Consumables | Filament | CAD CAM | Main Location | 39019000 |  | FIFO | Flashforge | [8 empty] | 0 | 0 | 0 | 1 | 0 | [7 empty] | NOS | 1 |  | ZF/3DP/ CM/PLA SPOOL/1KG ORANGE
IM04607 | Filament-Flashforge-PLA Spool-1Kg Pink |  |  | A Class | NOS | NOS | I-Inventory | O-Other |  | Consumables | Filament | CAD CAM | Main Location | 39019000 |  | FIFO | Flashforge | [8 empty] | 0 | 0 | 0 | 1 | 0 | [7 empty] | NOS | 1 |  | ZF/3DP/ CM/PLA SPOOL/1KG PINK
IM04608 | Filament-Flashforge-PLA Spool-1Kg Silver |  |  | A Class | NOS | NOS | I-Inventory | O-Other |  | Consumables | Filament | CAD CAM | Main Location | 39019000 |  | FIFO | Flashforge | [8 empty] | 0 | 0 | 0 | 1 | 0 | [7 empty] | NOS | 1 |  | ZF/3DP/ CM/PLA SPOOL/1KG SILVER
IM04609 | Filament-Flashforge-Pva Spool-0.5Kg |  |  | A Class | NOS | NOS | I-Inventory | O-Other |  | Consumables | Filament | CAD CAM | Main Location | 39019000 |  | FIFO | Flashforge | [8 empty] | 0 | 0 | 0 | 1 | 0 | [7 empty] | NOS | 1 |  | ZF/3DP/ CM/PVA SPOOL/0.5KG
IM04610 | Filament-Flashforge-Tpe Elastic Spool-0.5Kg Green |  |  | A Class | NOS | NOS | I-Inventory | O-Other |  | Consumables | Filament | CAD CAM | Main Location | 39019000 |  | FIFO | Flashforge | [8 empty] | 0 | 0 | 0 | 1 | 0 | [7 empty] | NOS | 1 |  | ZF/3DP/ CM/TPE ELASTIC SPOOL/0.5KG GREEN
IM04611 | Filament-Flashforge-Tpe Elastic Spool-0.5Kg Natural |  |  | A Class | NOS | NOS | I-Inventory | O-Other |  | Consumables | Filament | CAD CAM | Main Location | 39019000 |  | FIFO | Flashforge | [8 empty] | 0 | 0 | 0 | 1 | 0 | [7 empty] | NOS | 1 |  | ZF/3DP/ CM/TPE ELASTIC SPOOL/0.5KG NATURAL
IM04612 | Filament-Flashforge-Tpe Elastic Spool-0.5Kg Yellow |  |  | A Class | NOS | NOS | I-Inventory | O-Other |  | Consumables | Filament | CAD CAM | Main Location | 39019000 |  | FIFO | Flashforge | [8 empty] | 0 | 0 | 0 | 1 | 0 | [7 empty] | NOS | 1 |  | ZF/3DP/ CM/TPE ELASTIC SPOOL/0.5KG YELLOW
IM04613 | Filament-Flashforge-Tpu Flexible Spool-1Kg Black |  |  | A Class | NOS | NOS | I-Inventory | O-Other |  | Consumables | Filament | CAD CAM | Main Location | 39019000 |  | FIFO | Flashforge | [8 empty] | 0 | 0 | 0 | 1 | 0 | [7 empty] | NOS | 1 |  | ZF/3DP/ CM/TPU FLEXIBLE SPOOL/1KG BLACK
IM04614 | Filament-Flashforge-Tpu Flexible Spool-1Kg Blue |  |  | A Class | NOS | NOS | I-Inventory | O-Other |  | Consumables | Filament | CAD CAM | Main Location | 39019000 |  | FIFO | Flashforge | [8 empty] | 0 | 0 | 0 | 1 | 0 | [7 empty] | NOS | 1 |  | ZF/3DP/ CM/TPU FLEXIBLE SPOOL/1KG BLUE
IM04615 | Filament-Flashforge-Tpu Flexible Spool-1Kg Natural |  |  | A Class | NOS | NOS | I-Inventory | O-Other |  | Consumables | Filament | CAD CAM | Main Location | 39019000 |  | FIFO | Flashforge | [8 empty] | 0 | 0 | 0 | 1 | 0 | [7 empty] | NOS | 1 |  | ZF/3DP/ CM/TPU FLEXIBLE SPOOL/1KG NATURAL
IM04616 | Filament-Flashforge-Tpu Flexible Spool-1Kg Red |  |  | A Class | NOS | NOS | I-Inventory | O-Other |  | Consumables | Filament | CAD CAM | Main Location | 39019000 |  | FIFO | Flashforge | [8 empty] | 0 | 0 | 0 | 1 | 0 | [7 empty] | NOS | 1 |  | ZF/3DP/ CM/TPU FLEXIBLE SPOOL/1KG RED
IM04617 | Filament-Flashforge-Tpu Flexible Spool-1Kg White |  |  | A Class | NOS | NOS | I-Inventory | O-Other |  | Consumables | Filament | CAD CAM | Main Location | 39019000 |  | FIFO | Flashforge | [8 empty] | 0 | 0 | 0 | 1 | 0 | [7 empty] | NOS | 1 |  | ZF/3DP/ CM/TPU FLEXIBLE SPOOL/1KG WHITE
IM04618 | Filament-Flashforge-Transparent Spool-1Kg Blue |  |  | A Class | NOS | NOS | I-Inventory | O-Other |  | Consumables | Filament | CAD CAM | Main Location | 39019000 |  | FIFO | Flashforge | [8 empty] | 0 | 0 | 0 | 1 | 0 | [7 empty] | NOS | 1 |  | ZF/3DP/ CM/TRANSPARENT SPOOL/1KG BLUE
IM04619 | Filament-Flashforge-Transparent Spool-1Kg Red |  |  | A Class | NOS | NOS | I-Inventory | O-Other |  | Consumables | Filament | CAD CAM | Main Location | 39019000 |  | FIFO | Flashforge | [8 empty] | 0 | 0 | 0 | 1 | 0 | [7 empty] | NOS | 1 |  | ZF/3DP/ CM/TRANSPARENT SPOOL/1KG RED
IM04620 | Filament-Flashforge-Wood Spool-1Kg Dark |  |  | A Class | NOS | NOS | I-Inventory | O-Other |  | Consumables | Filament | CAD CAM | Main Location | 39019000 |  | FIFO | Flashforge | [8 empty] | 0 | 0 | 0 | 1 | 0 | [7 empty] | NOS | 1 |  | ZF/3DP/ CM/WOOD SPOOL/1KG DARK
IM04621 | Filament-Flashforge-Wood Spool-1Kg Light |  |  | A Class | NOS | NOS | I-Inventory | O-Other |  | Consumables | Filament | CAD CAM | Main Location | 39019000 |  | FIFO | Flashforge | [8 empty] | 0 | 0 | 0 | 1 | 0 | [7 empty] | NOS | 1 |  | ZF/3DP/ CM/WOOD SPOOL/1KG LIGHT
IM04622 | Filament-Flashforge-PLA Spool-1Kg White |  |  | A Class | NOS | NOS | I-Inventory | O-Other |  | Consumables | Filament | CAD CAM | Main Location | 39019000 |  | FIFO | Flashforge | [8 empty] | 0 | 0 | 0 | 1 | 0 | [7 empty] | NOS | 1 |  | ZF/3DP/CM/PLA SPOOL/1KG WHITE
IM04623 | Filament-Flashforge-PLA Spool-1.75Mm 1Kg Black |  |  | A Class | NOS | NOS | I-Inventory | O-Other |  | Consumables | Filament | CAD CAM | Main Location | 39019090 |  | FIFO | Flashforge | [8 empty] | 0 | 0 | 0 | 1 | 0 | [7 empty] | NOS | 1 |  | ZF/3DP/PLA SPOOL/1.75MM 1KG BLACK
IM04624 | Filament-Flashforge-PLA Spool-1.75Mm 1Kg Blue |  |  | A Class | NOS | NOS | I-Inventory | O-Other |  | Consumables | Filament | CAD CAM | Main Location | 39019090 |  | FIFO | Flashforge | [8 empty] | 0 | 0 | 0 | 1 | 0 | [7 empty] | NOS | 1 |  | ZF/3DP/PLA SPOOL/1.75MM 1KG BLUE
IM04625 | Filament-Flashforge-PLA Spool-1.75Mm 1Kg Brown |  |  | A Class | NOS | NOS | I-Inventory | O-Other |  | Consumables | Filament | CAD CAM | Main Location | 39019090 |  | FIFO | Flashforge | [8 empty] | 0 | 0 | 0 | 1 | 0 | [7 empty] | NOS | 1 |  | ZF/3DP/PLA SPOOL/1.75MM 1KG BROWN
IM04626 | Filament-Flashforge-PLA Spool-1.75Mm 1Kg Brown To Green |  |  | A Class | NOS | NOS | I-Inventory | O-Other |  | Consumables | Filament | CAD CAM | Main Location | 39019090 |  | FIFO | Flashforge | [8 empty] | 0 | 0 | 0 | 1 | 0 | [7 empty] | NOS | 1 |  | ZF/3DP/PLA SPOOL/1.75MM 1KG BROWN TO GREEN
IM04627 | Filament-Flashforge-PLA Spool-1.75Mm 1Kg Glow In The Dark Green |  |  | A Class | NOS | NOS | I-Inventory | O-Other |  | Consumables | Filament | CAD CAM | Main Location | 39019090 |  | FIFO | Flashforge | [8 empty] | 0 | 0 | 0 | 1 | 0 | [7 empty] | NOS | 1 |  | ZF/3DP/PLA SPOOL/1.75MM 1KG GLOW IN THE DARK GREEN
IM04628 | Filament-Flashforge-PLA Spool-1.75Mm 1Kg Glow In The Dark Orange |  |  | A Class | NOS | NOS | I-Inventory | O-Other |  | Consumables | Filament | CAD CAM | Main Location | 39019090 |  | FIFO | Flashforge | [8 empty] | 0 | 0 | 0 | 1 | 0 | [7 empty] | NOS | 1 |  | ZF/3DP/PLA SPOOL/1.75MM 1KG GLOW IN THE DARK ORANGE
IM04629 | Filament-Flashforge-PLA Spool-1.75Mm 1Kg Green |  |  | A Class | NOS | NOS | I-Inventory | O-Other |  | Consumables | Filament | CAD CAM | Main Location | 39019090 |  | FIFO | Flashforge | [8 empty] | 0 | 0 | 0 | 1 | 0 | [7 empty] | NOS | 1 |  | ZF/3DP/PLA SPOOL/1.75MM 1KG GREEN
IM04630 | Filament-Flashforge-PLA Spool-1.75Mm 1Kg Purple |  |  | A Class | NOS | NOS | I-Inventory | O-Other |  | Consumables | Filament | CAD CAM | Main Location | 39019090 |  | FIFO | Flashforge | [8 empty] | 0 | 0 | 0 | 1 | 0 | [7 empty] | NOS | 1 |  | ZF/3DP/PLA SPOOL/1.75MM 1KG PURPLE
IM04631 | Filament-Flashforge-PLA Spool-1.75Mm 1Kg Red |  |  | A Class | NOS | NOS | I-Inventory | O-Other |  | Consumables | Filament | CAD CAM | Main Location | 39019090 |  | FIFO | Flashforge | [8 empty] | 0 | 0 | 0 | 1 | 0 | [7 empty] | NOS | 1 |  | ZF/3DP/PLA SPOOL/1.75MM 1KG RED
IM04632 | Filament-Flashforge-PLA Spool-1.75Mm 1Kg White |  |  | A Class | NOS | NOS | I-Inventory | O-Other |  | Consumables | Filament | CAD CAM | Main Location | 39019090 |  | FIFO | Flashforge | [8 empty] | 0 | 0 | 0 | 1 | 0 | [7 empty] | NOS | 1 |  | ZF/3DP/PLA SPOOL/1.75MM 1KG WHITE
IM04633 | Filament-Flashforge-PLA Spool-1.75Mm 1Kg Yellow |  |  | A Class | NOS | NOS | I-Inventory | O-Other |  | Consumables | Filament | CAD CAM | Main Location | 39019090 |  | FIFO | Flashforge | [8 empty] | 0 | 0 | 0 | 1 | 0 | [7 empty] | NOS | 1 |  | ZF/3DP/PLA SPOOL/1.75MM 1KG YELLOW
IM04634 | API Instrument-Forceps-(Set Of 12) |  |  | A Class | NOS | NOS | I-Inventory | FG-Finish Good |  | Equipment | Forcep | Dental Equiment | Main Location | 90330000 |  | FIFO | API | [8 empty] | 0 | 0 | 0 | 1 | 0 | [7 empty] | NOS | 1 |  | FORCEPS (SET OF 12)
IM04635 | API Instrument-Forceps- (Set Of 14) |  |  | A Class | NOS | NOS | I-Inventory | FG-Finish Good |  | Equipment | Forcep | Dental Equiment | Main Location | 90184900 |  | FIFO | API | [8 empty] | 0 | 0 | 0 | 1 | 0 | [7 empty] | NOS | 1 |  | FORCEPS (SET OF 14)
IM04636 | Furnace-Zhengzhou Keji - Sintering Furnace Model Kj-1700 |  |  | A Class | NOS | NOS | I-Inventory | FG-Finish Good |  | Equipment | Furnace | CAD CAM | Main Location | 90330000 |  | FIFO | Kejia Zehngzhou | [8 empty] | 0 | 0 | 0 | 1 | 0 | [7 empty] | NOS | 1 |  | Furnace-Zhengzhou Keji - Sintering Furnace Model KJ-1700
IM04637 | Furnace Spares-Kejia- Furnace Firing Tray |  |  | A Class | NOS | NOS | I-Inventory | FG-Finish Good |  | Spares | Furnace-Spares | CAD CAM | Main Location | 90330000 |  | FIFO | Kejia Zehngzhou | [8 empty] | 0 | 0 | 0 | 1 | 0 | [7 empty] | NOS | 1 |  | KJ/SM/SP/KEJIA FURNACE FIRING TRAY
IM04638 | Furnace Spares-Kejia- Furnace Main Cable Cl |  |  | A Class | NOS | NOS | I-Inventory | FG-Finish Good |  | Spares | Furnace-Spares | CAD CAM | Main Location | 90330000 |  | FIFO | Kejia Zehngzhou | [8 empty] | 0 | 0 | 0 | 1 | 0 | [7 empty] | NOS | 1 |  | KJ/SM/SP/KEJIA FURNACE MAIN CABLE CL
IM04639 | Furnace Spares-Kejia- Furnace Power Regulator-Exwrmb1104 |  |  | A Class | NOS | NOS | I-Inventory | FG-Finish Good |  | Spares | Furnace-Spares | CAD CAM | Main Location | 90330000 |  | FIFO | Kejia Zehngzhou | [8 empty] | 0 | 0 | 0 | 1 | 0 | [7 empty] | NOS | 1 |  | KJ/SM/SP/KEJIA FURNACE POWER REGULATOR-EXWRMB1104
IM04640 | Furnace Spares-Kejia- Sintering Furnace Model Kj-1700 Screen Only |  |  | A Class | NOS | NOS | I-Inventory | FG-Finish Good |  | Spares | Furnace-Spares | CAD CAM | Main Location | 90330000 |  | FIFO | Kejia Zehngzhou | [8 empty] | 0 | 0 | 0 | 1 | 0 | [7 empty] | NOS | 1 |  | KJ/SM/SP/KEJIA SINTERING FURNACE MODEL KJ-1700 SCREEN ONLY
IM04641 | Furnace Spares-Kejia- Sintering Machine Ac Contactor |  |  | A Class | NOS | NOS | I-Inventory | FG-Finish Good |  | Spares | Furnace-Spares | CAD CAM | Main Location | 90330000 |  | FIFO | Kejia Zehngzhou | [8 empty] | 0 | 0 | 0 | 1 | 0 | [7 empty] | NOS | 1 |  | KJ/SM/SP/KEJIA SINTERING MACHINE AC CONTACTOR
IM04642 | Furnace Spares-Kejia- Sintering Machine Heater Blocks |  |  | A Class | NOS | NOS | I-Inventory | FG-Finish Good |  | Spares | Furnace-Spares | CAD CAM | Main Location | 90330000 |  | FIFO | Kejia Zehngzhou | [8 empty] | 0 | 0 | 0 | 1 | 0 | [7 empty] | NOS | 1 |  | KJ/SM/SP/KEJIA SINTERING MACHINE HEATER BLOCKS
IM04643 | Furnace Spares-Kejia- Sintering Machine Main Heater Cable |  |  | A Class | NOS | NOS | I-Inventory | FG-Finish Good |  | Spares | Furnace-Spares | CAD CAM | Main Location | 90330000 |  | FIFO | Kejia Zehngzhou | [8 empty] | 0 | 0 | 0 | 1 | 0 | [7 empty] | NOS | 1 |  | KJ/SM/SP/KEJIA SINTERING MACHINE MAIN HEATER CABLE
IM04644 | Furnace Spares-Kejia- Sintering Machine Mesh Connector Heater To Heater |  |  | A Class | NOS | NOS | I-Inventory | FG-Finish Good |  | Spares | Furnace-Spares | CAD CAM | Main Location | 90330000 |  | FIFO | Kejia Zehngzhou | [8 empty] | 0 | 0 | 0 | 1 | 0 | [7 empty] | NOS | 1 |  | KJ/SM/SP/KEJIA SINTERING MACHINE MESH CONNECTOR HEATER TO HEATER
IM04645 | Furnace Spares-Kejia- Sintering Machine Power Regulator |  |  | A Class | NOS | NOS | I-Inventory | FG-Finish Good |  | Spares | Furnace-Spares | CAD CAM | Main Location | 90330000 |  | FIFO | Kejia Zehngzhou | [8 empty] | 0 | 0 | 0 | 1 | 0 | [7 empty] | NOS | 1 |  | KJ/SM/SP/KEJIA SINTERING MACHINE POWER REGULATOR
IM04646 | Furnace Spares-Kejia- Sintering Machine Transformer |  |  | A Class | NOS | NOS | I-Inventory | FG-Finish Good |  | Spares | Furnace-Spares | CAD CAM | Main Location | 90330000 |  | FIFO | Kejia Zehngzhou | [8 empty] | 0 | 0 | 0 | 1 | 0 | [7 empty] | NOS | 1 |  | KJ/SM/SP/KEJIA SINTERING MACHINE TRANSFORMER
IM04647 | Furnace Spares-Kejia- Sintering Machine Wire Clip |  |  | A Class | NOS | NOS | I-Inventory | FG-Finish Good |  | Spares | Furnace-Spares | CAD CAM | Main Location | 90330000 |  | FIFO | Kejia Zehngzhou | [8 empty] | 0 | 0 | 0 | 1 | 0 | [7 empty] | NOS | 1 |  | KJ/SM/SP/KEJIA SINTERING MACHINE WIRE CLIP
IM04648 | Furnace Spares-Kejia- Sintering Machine /Mesh Heater Connector Main Cable |  |  | A Class | NOS | NOS | I-Inventory | FG-Finish Good |  | Spares | Furnace-Spares | CAD CAM | Main Location | 90330000 |  | FIFO | Kejia Zehngzhou | [8 empty] | 0 | 0 | 0 | 1 | 0 | [7 empty] | NOS | 1 |  | KJ/SM/SP/KEJIA SINTERING MACHINE /MESH HEATER CONNECTOR MAIN CABLE
IM04649 | Furnace-Nabertherm- Model LHT-01/17D |  |  | A Class | NOS | NOS | I-Inventory | FG-Finish Good |  | Equipment | Furnace | CAD CAM | Main Location | 85143090 |  | FIFO | Nabertherm | [8 empty] | 0 | 0 | 0 | 1 | 0 | [7 empty] | NOS | 1 |  | NT/MC/NABERTHERM/FURNACE MODEL LHT-01/17D
IM04650 | Furnace-Nabertherm- Model LHT-02/17LB Speed |  |  | A Class | NOS | NOS | I-Inventory | FG-Finish Good |  | Equipment | Furnace | CAD CAM | Main Location | 85143090 |  | FIFO | Nabertherm | [8 empty] | 0 | 0 | 0 | 1 | 0 | [7 empty] | NOS | 1 |  | NT/MC/NABERTHERM/FURNACE MODEL LHT-02/17LB SPEED
IM04651 | Furance Spares-Kejia-B Type Heater |  |  | A Class | NOS | NOS | I-Inventory | FG-Finish Good |  | Spares | Furnace-Spares | CAD CAM | Main Location | 90330000 |  | FIFO | Kejia Zehngzhou | [8 empty] | 0 | 0 | 0 | 1 | 0 | [7 empty] | NOS | 1 |  | KEJIA/FURNANCE/B TYPE HEATER
IM04652 | Furance Spares-Kejia-B Type Thermocouple |  |  | A Class | NOS | NOS | I-Inventory | FG-Finish Good |  | Spares | Furnace-Spares | CAD CAM | Main Location | 90330000 |  | FIFO | Kejia Zehngzhou | [8 empty] | 0 | 0 | 0 | 1 | 0 | [7 empty] | NOS | 1 |  | KEJIA/FURNANCE/B TYPE THERMOCOUPLE
IM04653 | Furance Spares-Kejia-Dental Crucible |  |  | A Class | NOS | NOS | I-Inventory | FG-Finish Good |  | Spares | Furnace-Spares | CAD CAM | Main Location | 90330000 |  | FIFO | Kejia Zehngzhou | [8 empty] | 0 | 0 | 0 | 1 | 0 | [7 empty] | NOS | 1 |  | KEJIA/FURNANCE/DENTAL CRUCIBLE
IM04654 | Furnace Spares-Nabertherm-Switching Power Supply-544700073 |  |  | A Class | NOS | NOS | I-Inventory | FG-Finish Good |  | Spares | Furnace-Spares | CAD CAM | Main Location | 90330000 |  | FIFO | Nabertherm | [8 empty] | 0 | 0 | 0 | 1 | 0 | [7 empty] | NOS | 1 |  | NT/MC/SP/NABERTHERM/FURNACE SWITCHING POWER SUPPLY-544700073
IM04655 | Furnance- Denken Highdental- Furnance Model Zircom |  |  | A Class | NOS | NOS | I-Inventory | FG-Finish Good |  | Equipment | Furnace | CAD CAM | Main Location | 85143090 |  | FIFO | Denken | [8 empty] | 0 | 0 | 0 | 1 | 0 | [7 empty] | NOS | 1 |  | DH/DENKEN HIGHDENTAL/FURNACE MODEL ZIRCOM
IM04656 | Furnance Spares-Adite-Zirconia-Milling Firing Stand For Quick Sintering |  |  | A Class | NOS | NOS | I-Inventory | FG-Finish Good |  | Spares | Furnace-Spares | CAD CAM | Main Location | 90330000 |  | FIFO | Aidite | [8 empty] | 0 | 0 | 0 | 1 | 0 | [7 empty] | NOS | 1 |  | ZIRCONIA/AD/MILLING FIRING STAND FOR QUICK SINTERING
IM04657 | Furnance Spares-Adite-Zirconia-Milling Firing Tray For Normal Sintering |  |  | A Class | NOS | NOS | I-Inventory | FG-Finish Good |  | Spares | Furnace-Spares | CAD CAM | Main Location | 85143090 |  | FIFO | Aidite | [8 empty] | 0 | 0 | 0 | 1 | 0 | [7 empty] | NOS | 1 |  | ZIRCONIA/AD/MILLING FIRING TRAY FOR NORMAL SINTERING
IM04658 | Furanace Spares-Denken High Dental Zircom Furnace Firing Tray S -ZRCM-021203 |  |  | A Class | NOS | NOS | I-Inventory | FG-Finish Good |  | Spares | Furnace-Spares | CAD CAM | Main Location | 90330000 |  | FIFO | Denken | [8 empty] | 0 | 0 | 0 | 1 | 0 | [7 empty] | NOS | 1 |  | DH/FR/SP/DENKEN HIGH DENTAL ZIRCOM FURNACE FIRING TRAY S -ZRCM-021203
IM04659 | Furanace Spares-Denken High Dental Zircom Furnace Firing Tray S -ZRCB-021203 |  |  | A Class | NOS | NOS | I-Inventory | FG-Finish Good |  | Spares | Furnace-Spares | CAD CAM | Main Location | 90330000 |  | FIFO | Denken | [8 empty] | 0 | 0 | 0 | 1 | 0 | [7 empty] | NOS | 1 |  | DH/FR/SP/DENKEN HIGH DENTAL ZIRCOM FURNACE FIRING TRAY S -ZRCM-021203
IM04660 | Furanace Spares-Denken High Dental Zircom Furnace Heater Element |  |  | A Class | NOS | NOS | I-Inventory | FG-Finish Good |  | Spares | Furnace-Spares | CAD CAM | Main Location | 90330000 |  | FIFO | Denken | [8 empty] | 0 | 0 | 0 | 1 | 0 | [7 empty] | NOS | 1 |  | DH/FR/SP/DENKEN HIGH DENTAL ZIRCOM FURNACE HEATER ELEMENT
IM04661 | Furanace Spares-Denken High Dental Zircom Furnace Quick Firing Tray S- ZRCB-021213 |  |  | A Class | NOS | NOS | I-Inventory | FG-Finish Good |  | Spares | Furnace-Spares | CAD CAM | Main Location | 90330000 |  | FIFO | Denken | [8 empty] | 0 | 0 | 0 | 1 | 0 | [7 empty] | NOS | 1 |  | DH/FR/SP/DENKEN HIGH DENTAL ZIRCOM FURNACE QUICK FIRING TRAY S- ZRCM-021213
IM04662 | Furanace Spares-Denken High Dental Zircom Furnace Thermocouple |  |  | A Class | NOS | NOS | I-Inventory | FG-Finish Good |  | Spares | Furnace-Spares | CAD CAM | Main Location | 90330000 |  | FIFO | Denken | [8 empty] | 0 | 0 | 0 | 1 | 0 | [7 empty] | NOS | 1 |  | DH/FR/SP/DENKEN HIGH DENTAL ZIRCOM FURNACE THERMOCOUPLE
IM04663 | Greate White-Dental Avenue-G White 2 18062-5 |  |  | A Class | NOS | NOS | I-Inventory | O-Other |  | Consumables | Great White | Dental Equiment | Main Location | 30064000 |  | FIFO | Dental Avenue | [8 empty] | 0 | 0 | 0 | 1 | 0 | [7 empty] | NOS | 1 |  | DV/GW/CM/G WHITE 2 18062-5
IM04664 | Grinding Burr-VHF-0.6Mm -L-35Mm |  |  | A Class | NOS | NOS | I-Inventory | O-Other |  | Consumables | Grinding Burr | CAD CAM | Main Location | 90184900 |  | FIFO | VHF | [8 empty] | 0 | 0 | 0 | 1 | 0 | [7 empty] | NOS | 1 |  | VHF/AC/GRINDING BURR/0.6MM /L-35MM
IM04665 | Grinding Burr-VHF-0.6Mm-Diamond Coat -L-35Mm |  |  | A Class | NOS | NOS | I-Inventory | O-Other |  | Consumables | Grinding Burr | CAD CAM | Main Location | 90184900 |  | FIFO | VHF | [8 empty] | 0 | 0 | 0 | 1 | 0 | [7 empty] | NOS | 1 |  | VHF/AC/GRINDING BURR/0.6MM/DIAMOND COAT /L-35MM
IM04666 | Grinding Burr-VHF-0.6Mm-Diamond Coat -L-40Mm |  |  | A Class | NOS | NOS | I-Inventory | O-Other |  | Consumables | Grinding Burr | CAD CAM | Main Location | 90184900 |  | FIFO | VHF | [8 empty] | 0 | 0 | 0 | 1 | 0 | [7 empty] | NOS | 1 |  | VHF/AC/GRINDING BURR/0.6MM/DIAMOND COAT /L-40MM
IM04667 | Grinding Burr-VHF-0.6Mm-N4 Impression |  |  | A Class | NOS | NOS | I-Inventory | O-Other |  | Consumables | Grinding Burr | CAD CAM | Main Location | 90184900 |  | FIFO | VHF | [8 empty] | 0 | 0 | 0 | 1 | 0 | [7 empty] | NOS | 1 |  | VHF/AC/GRINDING BURR/0.6MM/N4 IMPRESSION
IM04668 | Grinding Burr-VHF-1.0Mm-Diamond Coat -L-35Mm |  |  | A Class | NOS | NOS | I-Inventory | O-Other |  | Consumables | Grinding Burr | CAD CAM | Main Location | 90184900 |  | FIFO | VHF | [8 empty] | 0 | 0 | 0 | 1 | 0 | [7 empty] | NOS | 1 |  | VHF/AC/GRINDING BURR/1.0MM/DIAMOND COAT /L-35MM
IM04669 | Grinding Burr-VHF-1.0Mm-Diamond Coat-L40Mm |  |  | A Class | NOS | NOS | I-Inventory | O-Other |  | Consumables | Grinding Burr | CAD CAM | Main Location | 90184900 |  | FIFO | VHF | [8 empty] | 0 | 0 | 0 | 1 | 0 | [7 empty] | NOS | 1 |  | VHF/AC/GRINDING BURR/1.0MM/DIAMOND COAT/L40MM
IM04670 | Grinding Burr-VHF-1.0Mm-L-35Mm (Z100-R2D-35) |  |  | A Class | NOS | NOS | I-Inventory | O-Other |  | Consumables | Grinding Burr | CAD CAM | Main Location | 90184900 |  | FIFO | VHF | [8 empty] | 0 | 0 | 0 | 1 | 0 | [7 empty] | NOS | 1 |  | VHF/AC/GRINDING BURR/1.0MM/L-35MM (Z100-R2D-35)
IM04671 | Grinding Burr-VHF-1.0Mm-L-35Mm (Z100-R3D-35) |  |  | A Class | NOS | NOS | I-Inventory | O-Other |  | Consumables | Grinding Burr | CAD CAM | Main Location | 90184900 |  | FIFO | VHF | [8 empty] | 0 | 0 | 0 | 1 | 0 | [7 empty] | NOS | 1 |  | VHF/AC/GRINDING BURR/1.0MM/L-35MM (Z100-R3D-35)
IM04672 | Grinding Burr-VHF-1.0Mm-N4 Impression |  |  | A Class | NOS | NOS | I-Inventory | O-Other |  | Consumables | Grinding Burr | CAD CAM | Main Location | 90184900 |  | FIFO | VHF | [8 empty] | 0 | 0 | 0 | 1 | 0 | [7 empty] | NOS | 1 |  | VHF/AC/GRINDING BURR/1.0MM/N4 IMPRESSION
IM04673 | Grinding Burr-VHF-2.0Mm-Diamond Coat -L-35Mm |  |  | A Class | NOS | NOS | I-Inventory | O-Other |  | Consumables | Grinding Burr | CAD CAM | Main Location | 90184900 |  | FIFO | VHF | [8 empty] | 0 | 0 | 0 | 1 | 0 | [7 empty] | NOS | 1 |  | VHF/AC/GRINDING BURR/2.0MM/DIAMOND COAT /L-35MM
IM04674 | Grinding Burr-VHF-2.0Mm-Diamond Coat-L40Mm |  |  | A Class | NOS | NOS | I-Inventory | O-Other |  | Consumables | Grinding Burr | CAD CAM | Main Location | 90184900 |  | FIFO | VHF | [8 empty] | 0 | 0 | 0 | 1 | 0 | [7 empty] | NOS | 1 |  | VHF/AC/GRINDING BURR/2.0MM/DIAMOND COAT/L40MM
IM04675 | Grinding Burr-VHF-2.0Mm-L-35Mm (Z200-R3D-35) |  |  | A Class | NOS | NOS | I-Inventory | O-Other |  | Consumables | Grinding Burr | CAD CAM | Main Location | 90184900 |  | FIFO | VHF | [8 empty] | 0 | 0 | 0 | 1 | 0 | [7 empty] | NOS | 1 |  | VHF/AC/GRINDING BURR/2.0MM/L-35MM (Z200-R3D-35)
IM04676 | Grinding Burr-VHF-2.4Mm-G-240-R-35 |  |  | A Class | NOS | NOS | I-Inventory | O-Other |  | Consumables | Grinding Burr | CAD CAM | Main Location | 90184900 |  | FIFO | VHF | [8 empty] | 0 | 0 | 0 | 1 | 0 | [7 empty] | NOS | 1 |  | VHF/AC/GRINDING BURR/2.4MM/G-240-R-35
IM04677 | Grinding Burr-VHF-2.6MM-N4 Impression |  |  | A Class | NOS | NOS | I-Inventory | O-Other |  | Consumables | Grinding Burr | CAD CAM | Main Location | 90184900 |  | FIFO | VHF | [8 empty] | 0 | 0 | 0 | 1 | 0 | [7 empty] | NOS | 1 |  | VHF/ML/AC/GRINDING BURR/2.6MM/N4 IMPRESSION
IM04678 | Dental Handpeice-Spares-ND-Bearing Brgmrz25N |  |  | A Class | NOS | NOS | I-Inventory | FG-Finish Good |  | Spares | Handpeice-Spares | Dental Equiment | Main Location | 90330000 |  | FIFO | ND Japan | [8 empty] | 0 | 0 | 0 | 1 | 0 | [7 empty] | NOS | 1 |  | Nd/Hp/Sp/Bearing Brgmrz25N
IM04679 | Dental Handpeice-Spares-ND-Bearing Brgmrz85N |  |  | A Class | NOS | NOS | I-Inventory | FG-Finish Good |  | Spares | Handpeice-Spares | Dental Equiment | Main Location | 90330000 |  | FIFO | ND Japan | [8 empty] | 0 | 0 | 0 | 1 | 0 | [7 empty] | NOS | 1 |  | Nd/Hp/Sp/Bearing Brgmrz85N
IM04680 | Dental Handpeice-Spares-ND-Bearing Brgmrz95N |  |  | A Class | NOS | NOS | I-Inventory | FG-Finish Good |  | Spares | Handpeice-Spares | Dental Equiment | Main Location | 90330000 |  | FIFO | ND Japan | [8 empty] | 0 | 0 | 0 | 1 | 0 | [7 empty] | NOS | 1 |  | Nd/Hp/Sp/Bearing Brgmrz95N
IM04681 | Dental Handpeice-Spares-ND-Contra Head Eh20L |  |  | A Class | NOS | NOS | I-Inventory | FG-Finish Good |  | Spares | Handpeice-Spares | Dental Equiment | Main Location | 90330000 |  | FIFO | ND Japan | [8 empty] | 0 | 0 | 0 | 1 | 0 | [7 empty] | NOS | 1 |  | Nd/Hp/Sp/Contra Head Eh20L
IM04682 | Dental Handpeice-Spares-ND-Gear Ec-20L-4922 |  |  | A Class | NOS | NOS | I-Inventory | FG-Finish Good |  | Spares | Handpeice-Spares | Dental Equiment | Main Location | 90330000 |  | FIFO | ND Japan | [8 empty] | 0 | 0 | 0 | 1 | 0 | [7 empty] | NOS | 1 |  | Nd/Hp/Sp/Gear Ec-20L-4922
IM04683 | Dental Handpeice-Spares-ND-Gear Eh 20L-4008 |  |  | A Class | NOS | NOS | I-Inventory | FG-Finish Good |  | Spares | Handpeice-Spares | Dental Equiment | Main Location | 90330000 |  | FIFO | ND Japan | [8 empty] | 0 | 0 | 0 | 1 | 0 | [7 empty] | NOS | 1 |  | Nd/Hp/Sp/Gear Eh 20L-4008
IM04684 | Dental Handpeice-Spares-ND-Gear Eh-20L-4003 |  |  | A Class | NOS | NOS | I-Inventory | FG-Finish Good |  | Spares | Handpeice-Spares | Dental Equiment | Main Location | 90330000 |  | FIFO | ND Japan | [8 empty] | 0 | 0 | 0 | 1 | 0 | [7 empty] | NOS | 1 |  | Nd/Hp/Sp/Gear Eh-20L-4003
IM04685 | Dental Handpeice-Spares-ND-Gear Eh-20L-4004 |  |  | A Class | NOS | NOS | I-Inventory | FG-Finish Good |  | Spares | Handpeice-Spares | Dental Equiment | Main Location | 90330000 |  | FIFO | ND Japan | [8 empty] | 0 | 0 | 0 | 1 | 0 | [7 empty] | NOS | 1 |  | Nd/Hp/Sp/Gear Eh-20L-4004
IM04686 | Dental Handpeice-Spares-ND-Gear Es-30A-3030 |  |  | A Class | NOS | NOS | I-Inventory | FG-Finish Good |  | Spares | Handpeice-Spares | Dental Equiment | Main Location | 90330000 |  | FIFO | ND Japan | [8 empty] | 0 | 0 | 0 | 1 | 0 | [7 empty] | NOS | 1 |  | Nd/Hp/Sp/Gear Es-30A-3030
IM04687 | Dental Handpeice-Spares-ND-Gear Es-30A-3940 |  |  | A Class | NOS | NOS | I-Inventory | FG-Finish Good |  | Spares | Handpeice-Spares | Dental Equiment | Main Location | 90330000 |  | FIFO | ND Japan | [8 empty] | 0 | 0 | 0 | 1 | 0 | [7 empty] | NOS | 1 |  | Nd/Hp/Sp/Gear Es-30A-3940
IM04688 | Dental Handpeice-Spares-ND-Gear Me-25M-2035 |  |  | A Class | NOS | NOS | I-Inventory | FG-Finish Good |  | Spares | Handpeice-Spares | Dental Equiment | Main Location | 90330000 |  | FIFO | ND Japan | [8 empty] | 0 | 0 | 0 | 1 | 0 | [7 empty] | NOS | 1 |  | Nd/Hp/Sp/Gear Me-25M-2035
IM04689 | Dental Handpeice-Spares-ND-O Ring 0G100K030 |  |  | A Class | NOS | NOS | I-Inventory | FG-Finish Good |  | Spares | Handpeice-Spares | Dental Equiment | Main Location | 90330000 |  | FIFO | ND Japan | [8 empty] | 0 | 0 | 0 | 1 | 0 | [7 empty] | NOS | 1 |  | Nd/Hp/Sp/O Ring 0G100K030
IM04690 | Dental Handpeice-Spares-ND-O Ring 0G114K156 |  |  | A Class | NOS | NOS | I-Inventory | FG-Finish Good |  | Spares | Handpeice-Spares | Dental Equiment | Main Location | 90330000 |  | FIFO | ND Japan | [8 empty] | 0 | 0 | 0 | 1 | 0 | [7 empty] | NOS | 1 |  | Nd/Hp/Sp/O Ring 0G114K156
IM04691 | Dental Handpeice-Spares-ND-O Ring Og120Ko96 |  |  | A Class | NOS | NOS | I-Inventory | FG-Finish Good |  | Spares | Handpeice-Spares | Dental Equiment | Main Location | 90330000 |  | FIFO | ND Japan | [8 empty] | 0 | 0 | 0 | 1 | 0 | [7 empty] | NOS | 1 |  | Nd/Hp/Sp/O Ring Og120Ko96
IM04692 | Dental Handpeice-Spares-ND-Og080K015 |  |  | A Class | NOS | NOS | I-Inventory | FG-Finish Good |  | Spares | Handpeice-Spares | Dental Equiment | Main Location | 90330000 |  | FIFO | ND Japan | [8 empty] | 0 | 0 | 0 | 1 | 0 | [7 empty] | NOS | 1 |  | Nd/Hp/Sp/Og080K015
IM04693 | Dental Handpeice-Spares-ND-Spoo8K11B |  |  | A Class | NOS | NOS | I-Inventory | FG-Finish Good |  | Spares | Handpeice-Spares | Dental Equiment | Main Location | 90330000 |  | FIFO | ND Japan | [8 empty] | 0 | 0 | 0 | 1 | 0 | [7 empty] | NOS | 1 |  | Nd/Hp/Sp/Spoo8K11B
IM04694 | Dental Handpeice-Spares-ND-Steel Ball Q300 |  |  | A Class | NOS | NOS | I-Inventory | FG-Finish Good |  | Spares | Handpeice-Spares | Dental Equiment | Main Location | 90330000 |  | FIFO | ND Japan | [8 empty] | 0 | 0 | 0 | 1 | 0 | [7 empty] | NOS | 1 |  | Nd/Hp/Sp/Steel Ball Q300
IM04695 | Dental Handpiece-Spares-NSK-External For Straight Handpiece |  |  | A Class | NOS | NOS | I-Inventory | FG-Finish Good |  | Spares | Handpeice-Spares | Dental Equiment | Main Location | 90184900 |  | FIFO | NSK Nakanishi | [8 empty] | 0 | 0 | 0 | 1 | 0 | [7 empty] | NOS | 1 |  | NSK/ST/AC/NSK/EXTERNAL FOR STRAIGHTH/P
IM04696 | Dental Handpiece-Spares-NSK-External Spray Nozzle Streight Handpeice |  |  | A Class | NOS | NOS | I-Inventory | FG-Finish Good |  | Spares | Handpeice-Spares | Dental Equiment | Main Location | 90184900 |  | FIFO | NSK Nakanishi | [8 empty] | 0 | 0 | 0 | 1 | 0 | [7 empty] | NOS | 1 |  | NSK/ST/AC/NSK/EXTERNAL SPRAY NOZZLE STREIGHT H/P
IM04697 | Dental Handpeice Spares-Sirona- Straight H/P T4 Line Bh 40 |  |  | A Class | NOS | NOS | I-Inventory | FG-Finish Good |  | Spares | Handpeice-Spares | Dental Equiment | Main Location | 90184900 |  | FIFO | Sirona | [8 empty] | 0 | 0 | 0 | 1 | 0 | [7 empty] | NOS | 1 |  | SR/SH/MC/SIRONA STRAIGHT H/P T4 LINE BH 40
IM04698 | Dental Handpeice Spares-Sirona- Handpiece Empty Case |  |  | A Class | NOS | NOS | I-Inventory | FG-Finish Good |  | Spares | Handpeice-Spares | Dental Equiment | Main Location | 90330000 |  | FIFO | Sirona | [8 empty] | 0 | 0 | 0 | 1 | 0 | [7 empty] | NOS | 1 |  | SR/AC/SIRONA HANDPIECE EMPTY CASE
IM04699 | Dental Handpeice Spares-Sirona- ir RotorPush Buttn Std T4 Cartridge (New) |  |  | A Class | NOS | NOS | I-Inventory | FG-Finish Good |  | Spares | Handpeice-Spares | Dental Equiment | Main Location | 90330000 |  | FIFO | Sirona | [8 empty] | 0 | 0 | 0 | 1 | 0 | [7 empty] | NOS | 1 |  | SR/CART/SIRONA A/R PUSH BUTTN STD T4 CARTRIDGE (NEW)
IM04700 | Dental Handpeice Spares-Sirona- Air RotorPush Buttn Std T4 Cartridge 6386218 (New) |  |  | A Class | NOS | NOS | I-Inventory | FG-Finish Good |  | Spares | Handpeice-Spares | Dental Equiment | Main Location | 90330000 |  | FIFO | Sirona | [8 empty] | 0 | 0 | 0 | 1 | 0 | [7 empty] | NOS | 1 |  | SR/CART/SIRONA A/R PUSH BUTTN STD T4 CARTRIDGE 6386218 (NEW)
IM04701 | Dental Handpeice Spares-Sirona- Handpiece Cartridge T3 Racer 6486240 (New) |  |  | A Class | NOS | NOS | I-Inventory | FG-Finish Good |  | Spares | Handpeice-Spares | Dental Equiment | Main Location | 90330000 |  | FIFO | Sirona | [8 empty] | 0 | 0 | 0 | 1 | 0 | [7 empty] | NOS | 1 |  | SR/CART/SIRONA/HANDPIECE CARTRIDGE T3 RACER 6486240 (NEW)
IM04702 | Dental Handpeice Spares-Sirona- Deckel T3 Racer 6486125 |  |  | A Class | NOS | NOS | I-Inventory | FG-Finish Good |  | Spares | Handpeice-Spares | Dental Equiment | Main Location | 90330000 |  | FIFO | Sirona | [8 empty] | 0 | 0 | 0 | 1 | 0 | [7 empty] | NOS | 1 |  | SR/SIRONA DECKEL T3 RACER 6486125
IM04703 | Dental Handpeice Spares-Sirona- Handpiece Cart. T3 Racer 6486240 Only Wren |  |  | A Class | NOS | NOS | I-Inventory | FG-Finish Good |  | Spares | Handpeice-Spares | Dental Equiment | Main Location | 90330000 |  | FIFO | Sirona | [8 empty] | 0 | 0 | 0 | 1 | 0 | [7 empty] | NOS | 1 |  | SR/SIRONA HANDPIECE CART. T3 RACER 6486240 ONLY WREN
IM04704 | Dental Handpeice Spares-Sirona- Admission For Driver 4178021 |  |  | A Class | NOS | NOS | I-Inventory | FG-Finish Good |  | Spares | Handpeice-Spares | Dental Equiment | Main Location | 90330000 |  | FIFO | Sirona | [8 empty] | 0 | 0 | 0 | 1 | 0 | [7 empty] | NOS | 1 |  | Sr/Sp/Sirona Admission For Driver 4178021
IM04705 | Dental Handpeice Spares-Sirona- Extracting Tool 6377787 |  |  | A Class | NOS | NOS | I-Inventory | FG-Finish Good |  | Spares | Handpeice-Spares | Dental Equiment | Main Location | 90330000 |  | FIFO | Sirona | [8 empty] | 0 | 0 | 0 | 1 | 0 | [7 empty] | NOS | 1 |  | Sr/Sp/Sirona Extracting Tool 6377787
IM04706 | Dental Handpeice Spares-Sirona- Screw Driver 6405505 |  |  | A Class | NOS | NOS | I-Inventory | FG-Finish Good |  | Spares | Handpeice-Spares | Dental Equiment | Main Location | 90330000 |  | FIFO | Sirona | [8 empty] | 0 | 0 | 0 | 1 | 0 | [7 empty] | NOS | 1 |  | Sr/Sp/Sirona Screw Driver 6405505
IM04707 | Dental Handpeice Spares-Sirona- T3 Mini Borden Handpiece |  |  | A Class | NOS | NOS | I-Inventory | FG-Finish Good |  | Spares | Handpeice-Spares | Dental Equiment | Main Location | 90330000 |  | FIFO | Sirona | [8 empty] | 0 | 0 | 0 | 1 | 0 | [7 empty] | NOS | 1 |  | Sr/Sp/Sirona T3 Mini Borden handpiece
IM04708 | Dental Handpeice Spares-Sirona- T3 Racer Borden Handpiece |  |  | A Class | NOS | NOS | I-Inventory | FG-Finish Good |  | Spares | Handpeice-Spares | Dental Equiment | Main Location | 90330000 |  | FIFO | Sirona | [8 empty] | 0 | 0 | 0 | 1 | 0 | [7 empty] | NOS | 1 |  | Sr/Sp/Sirona T3 Racer Borden Handpiece
IM04709 | Dental Handpeice Spares-Sirona- Tool 3327793 |  |  | A Class | NOS | NOS | I-Inventory | FG-Finish Good |  | Spares | Handpeice-Spares | Dental Equiment | Main Location | 90330000 |  | FIFO | Sirona | [8 empty] | 0 | 0 | 0 | 1 | 0 | [7 empty] | NOS | 1 |  | Sr/Sp/Sirona Tool 3327793
IM04710 | Dental Handpeice Spares-Sirona- Tool 5995191 |  |  | A Class | NOS | NOS | I-Inventory | FG-Finish Good |  | Spares | Handpeice-Spares | Dental Equiment | Main Location | 90330000 |  | FIFO | Sirona | [8 empty] | 0 | 0 | 0 | 1 | 0 | [7 empty] | NOS | 1 |  | SR/SP/SIRONA TOOL 5995191
IM04711 | Dental Handpeice Spares-Sirona- Tool Nr.2 5995118 |  |  | A Class | NOS | NOS | I-Inventory | FG-Finish Good |  | Spares | Handpeice-Spares | Dental Equiment | Main Location | 90330000 |  | FIFO | Sirona | [8 empty] | 0 | 0 | 0 | 1 | 0 | [7 empty] | NOS | 1 |  | Sr/Sp/Sirona Tool NR.2 5995118
IM04712 | Dental Handpeice Spares-Sirona- Tool Nr.3 Racer 5996066 |  |  | A Class | NOS | NOS | I-Inventory | FG-Finish Good |  | Spares | Handpeice-Spares | Dental Equiment | Main Location | 90330000 |  | FIFO | Sirona | [8 empty] | 0 | 0 | 0 | 1 | 0 | [7 empty] | NOS | 1 |  | Sr/Sp/Sirona Tool NR.3 Racer 5996066
IM04713 | Dental Handpeice Spares-Sirona- Tool Pair Of Pliers 4178054 |  |  | A Class | NOS | NOS | I-Inventory | FG-Finish Good |  | Spares | Handpeice-Spares | Dental Equiment | Main Location | 90330000 |  | FIFO | Sirona | [8 empty] | 0 | 0 | 0 | 1 | 0 | [7 empty] | NOS | 1 |  | Sr/Sp/Sirona Tool pair of Pliers 4178054
IM04714 | Dental Handpeice Spares-Sirona- Galileos Phantom |  |  | A Class | NOS | NOS | I-Inventory | FG-Finish Good |  | Spares | Handpeice-Spares | Dental Equiment | Main Location | 90330000 |  | FIFO | Sirona | [8 empty] | 0 | 0 | 0 | 1 | 0 | [7 empty] | NOS | 1 |  | Sr/Tl/Sirona Galileos Phantom
IM04715 | Dental Handpeice Spares-Sirona- Galileos Power Assembly |  |  | A Class | NOS | NOS | I-Inventory | FG-Finish Good |  | Spares | Handpeice-Spares | Dental Equiment | Main Location | 90330000 |  | FIFO | Sirona | [8 empty] | 0 | 0 | 0 | 1 | 0 | [7 empty] | NOS | 1 |  | Sr/Tl/Sirona Galileos Power Assembly
IM04716 | Dental Handpeice Spares-Sirona- T3 Racer Borden Sironahandpiece-5950105 |  |  | A Class | NOS | NOS | I-Inventory | FG-Finish Good |  | Spares | Handpeice-Spares | Dental Equiment | Main Location | 90330000 |  | FIFO | Sirona | [8 empty] | 0 | 0 | 0 | 1 | 0 | [7 empty] | NOS | 1 |  | SR/TL/SP/ T3 RACER BORDEN SIRONAHANDPIECE-5950105
IM04717 | Dental Handpeice Spares-Sirona- T4 Racer Borden Sironahandpiece 6405489 |  |  | A Class | NOS | NOS | I-Inventory | FG-Finish Good |  | Spares | Handpeice-Spares | Dental Equiment | Main Location | 90330000 |  | FIFO | Sirona | [8 empty] | 0 | 0 | 0 | 1 | 0 | [7 empty] | NOS | 1 |  | SR/TL/SP/ T4 RACER BORDEN SIRONAHANDPIECE 6405489
IM04718 | Dental Handpeice Spares-Sirona-Compression Ring 8927717 |  |  | A Class | NOS | NOS | I-Inventory | FG-Finish Good |  | Spares | Handpeice-Spares | Dental Equiment | Main Location | 90330000 |  | FIFO | Sirona | [8 empty] | 0 | 0 | 0 | 1 | 0 | [7 empty] | NOS | 1 |  | SR/TL/SP/COMPRESSION RING 8927717
IM04719 | Dental Handpeice Spares-Sirona-Handpiece Ball Bearing 4181108 |  |  | A Class | NOS | NOS | I-Inventory | FG-Finish Good |  | Spares | Handpeice-Spares | Dental Equiment | Main Location | 90330000 |  | FIFO | Sirona | [8 empty] | 0 | 0 | 0 | 1 | 0 | [7 empty] | NOS | 1 |  | Sr/Tl/Sp/Handpiece Ball Bearing 4181108
IM04720 | Dental Handpeice Spares-Sirona-Handpiece Bearing Sleeve 5943456 |  |  | A Class | NOS | NOS | I-Inventory | FG-Finish Good |  | Spares | Handpeice-Spares | Dental Equiment | Main Location | 90330000 |  | FIFO | Sirona | [8 empty] | 0 | 0 | 0 | 1 | 0 | [7 empty] | NOS | 1 |  | Sr/Tl/Sp/Handpiece Bearing Sleeve 5943456
IM04721 | Dental Handpeice Spares-Sirona-Handpiece Cartridge T3 Racer 6486240 |  |  | A Class | NOS | NOS | I-Inventory | FG-Finish Good |  | Spares | Handpeice-Spares | Dental Equiment | Main Location | 90330000 |  | FIFO | Sirona | [8 empty] | 0 | 0 | 0 | 1 | 0 | [7 empty] | NOS | 1 |  | Sr/Tl/Sp/Handpiece cartridge T3 Racer 6486240
IM04722 | Dental Handpeice Spares-Sirona-Handpiece Hall Strip 6406917 |  |  | A Class | NOS | NOS | I-Inventory | FG-Finish Good |  | Spares | Handpeice-Spares | Dental Equiment | Main Location | 90330000 |  | FIFO | Sirona | [8 empty] | 0 | 0 | 0 | 1 | 0 | [7 empty] | NOS | 1 |  | Sr/Tl/Sp/Handpiece Hall Strip 6406917
IM04723 | Dental Handpeice Spares-Sirona-Handpiece Head Drive 1:1 Mini 6049352 |  |  | A Class | NOS | NOS | I-Inventory | FG-Finish Good |  | Spares | Handpeice-Spares | Dental Equiment | Main Location | 90330000 |  | FIFO | Sirona | [8 empty] | 0 | 0 | 0 | 1 | 0 | [7 empty] | NOS | 1 |  | Sr/Tl/Sp/Handpiece Head Drive 1:1 Mini 6049352
IM04724 | Dental Handpeice Spares-Sirona-Handpiece Kapfteil Basic 6406909 |  |  | A Class | NOS | NOS | I-Inventory | FG-Finish Good |  | Spares | Handpeice-Spares | Dental Equiment | Main Location | 90330000 |  | FIFO | Sirona | [8 empty] | 0 | 0 | 0 | 1 | 0 | [7 empty] | NOS | 1 |  | Sr/Tl/Sp/Handpiece Kapfteil Basic 6406909
IM04725 | Dental Handpeice Spares-Sirona-Handpiece O Ring 2 Hole 6412808 |  |  | A Class | NOS | NOS | I-Inventory | FG-Finish Good |  | Spares | Handpeice-Spares | Dental Equiment | Main Location | 90330000 |  | FIFO | Sirona | [8 empty] | 0 | 0 | 0 | 1 | 0 | [7 empty] | NOS | 1 |  | SR/TL/SP/HANDPIECE O RING 2 HOLE 6412808
IM04726 | Dental Handpeice Spares-Sirona-Handpiece Push Button Ca Mini 6049329 |  |  | A Class | NOS | NOS | I-Inventory | FG-Finish Good |  | Spares | Handpeice-Spares | Dental Equiment | Main Location | 90330000 |  | FIFO | Sirona | [8 empty] | 0 | 0 | 0 | 1 | 0 | [7 empty] | NOS | 1 |  | Sr/Tl/Sp/Handpiece Push Button CA Mini 6049329
IM04727 | Dental Handpeice Spares-Sirona-Handpiece Screw 5931188 |  |  | A Class | NOS | NOS | I-Inventory | FG-Finish Good |  | Spares | Handpeice-Spares | Dental Equiment | Main Location | 90330000 |  | FIFO | Sirona | [8 empty] | 0 | 0 | 0 | 1 | 0 | [7 empty] | NOS | 1 |  | Sr/Tl/Sp/Handpiece Screw 5931188
IM04728 | Dental Handpeice Spares-Sirona-Handpiece Sealing Ring 8927642 |  |  | A Class | NOS | NOS | I-Inventory | FG-Finish Good |  | Spares | Handpeice-Spares | Dental Equiment | Main Location | 90330000 |  | FIFO | Sirona | [8 empty] | 0 | 0 | 0 | 1 | 0 | [7 empty] | NOS | 1 |  | Sr/Tl/Sp/Handpiece Sealing Ring 8927642
IM04729 | Dental Handpeice Spares-Sirona-Handpiece Spring Ring 5928432 |  |  | A Class | NOS | NOS | I-Inventory | FG-Finish Good |  | Spares | Handpeice-Spares | Dental Equiment | Main Location | 90330000 |  | FIFO | Sirona | [8 empty] | 0 | 0 | 0 | 1 | 0 | [7 empty] | NOS | 1 |  | Sr/Tl/Sp/Handpiece Spring Ring 5928432
IM04730 | Dental Handpeice Spares-Sirona-Handpiece Stop Element 3329146 |  |  | A Class | NOS | NOS | I-Inventory | FG-Finish Good |  | Spares | Handpeice-Spares | Dental Equiment | Main Location | 90330000 |  | FIFO | Sirona | [8 empty] | 0 | 0 | 0 | 1 | 0 | [7 empty] | NOS | 1 |  | Sr/Tl/Sp/Handpiece Stop Element 3329146
IM04731 | Dental Handpeice Spares-Sirona-O-Ring8,0X,1,0(Thermostat) |  |  | A Class | NOS | NOS | I-Inventory | FG-Finish Good |  | Spares | Handpeice-Spares | Dental Equiment | Main Location | 90330000 |  | FIFO | Sirona | [8 empty] | 0 | 0 | 0 | 1 | 0 | [7 empty] | NOS | 1 |  | SR/TL/SP/O-RING8,0X,1,0(THERMOSTAT)
IM04732 | Dental Handpeice Spares-Sirona- Handpiece Spring Washer 5930925 |  |  | A Class | NOS | NOS | I-Inventory | FG-Finish Good |  | Spares | Handpeice-Spares | Dental Equiment | Main Location | 90330000 |  | FIFO | Sirona | [8 empty] | 0 | 0 | 0 | 1 | 0 | [7 empty] | NOS | 1 |  | Sr/Tl/Sp/Sirona Handpiece Spring Washer 5930925
IM04733 | Dental Handpeice Spares-Sirona- Handpiece Without Cartridge |  |  | A Class | NOS | NOS | I-Inventory | FG-Finish Good |  | Spares | Handpeice-Spares | Dental Equiment | Main Location | 90330000 |  | FIFO | Sirona | [8 empty] | 0 | 0 | 0 | 1 | 0 | [7 empty] | NOS | 1 |  | Sr/Tl/Sp/Sirona Handpiece Without Cartridge
IM04734 | Dental Handpeice Spares-Sirona- O Ring 7036189 |  |  | A Class | NOS | NOS | I-Inventory | FG-Finish Good |  | Spares | Handpeice-Spares | Dental Equiment | Main Location | 90330000 |  | FIFO | Sirona | [8 empty] | 0 | 0 | 0 | 1 | 0 | [7 empty] | NOS | 1 |  | Sr/Tl/Sp/Sirona O Ring 7036189
IM04735 | Dental Handpeice Spares-Sirona- T4 Push Button Cap 6390673 |  |  | A Class | NOS | NOS | I-Inventory | FG-Finish Good |  | Spares | Handpeice-Spares | Dental Equiment | Main Location | 90330000 |  | FIFO | Sirona | [8 empty] | 0 | 0 | 0 | 1 | 0 | [7 empty] | NOS | 1 |  | Sr/Tl/Sp/Sirona T4 Push Button Cap 6390673
IM04736 | Dental Handpeice Spares-Sirona- Tool 5863167 |  |  | A Class | NOS | NOS | I-Inventory | FG-Finish Good |  | Spares | Handpeice-Spares | Dental Equiment | Main Location | 90330000 |  | FIFO | Sirona | [8 empty] | 0 | 0 | 0 | 1 | 0 | [7 empty] | NOS | 1 |  | Sr/Tl/Sp/Sirona Tool 5863167
IM04737 | Dental Handpeice Spares-Sirona- Tool 5863175 |  |  | A Class | NOS | NOS | I-Inventory | FG-Finish Good |  | Spares | Handpeice-Spares | Dental Equiment | Main Location | 90330000 |  | FIFO | Sirona | [8 empty] | 0 | 0 | 0 | 1 | 0 | [7 empty] | NOS | 1 |  | Sr/Tl/Sp/Sirona Tool 5863175
IM04738 | Dental Handpeice Spares-Sirona- Tool 6002336 |  |  | A Class | NOS | NOS | I-Inventory | FG-Finish Good |  | Spares | Handpeice-Spares | Dental Equiment | Main Location | 90330000 |  | FIFO | Sirona | [8 empty] | 0 | 0 | 0 | 1 | 0 | [7 empty] | NOS | 1 |  | Sr/TL/Sp/Sirona Tool 6002336
IM04739 | Dental Handpeice Spares-Strong-Contra-At-Ii H/P W/O Spindle Case |  |  | A Class | NOS | NOS | I-Inventory | FG-Finish Good |  | Spares | Handpeice-Spares | Dental Equiment | Main Location | 90330000 |  | FIFO | Strong | [8 empty] | 0 | 0 | 0 | 1 | 0 | [7 empty] | NOS | 1 |  | ST/CH/SP/AT-II H/P W/O SPINDLE CASE
IM04740 | Dental Handpeice Spares-Strong-ATII:Ball(F3/32Inch) |  |  | A Class | NOS | NOS | I-Inventory | FG-Finish Good |  | Spares | Handpeice-Spares | Dental Equiment | Main Location | 90330000 |  | FIFO | Strong | [8 empty] | 0 | 0 | 0 | 1 | 0 | [7 empty] | NOS | 1 |  | ST/SH/SP/ATII:BALL(F3/32INCH)
IM04741 | Dental Handpeice Spares-Strong-Contra-1 Head And Angle Joint Ass,Y |  |  | A Class | NOS | NOS | I-Inventory | FG-Finish Good |  | Spares | Handpeice-Spares | Dental Equiment | Main Location | 90330000 |  | FIFO | Strong | [8 empty] | 0 | 0 | 0 | 1 | 0 | [7 empty] | NOS | 1 |  | ST/CH/SP/1 HEAD And ANGLE JOINT ASS,Y
IM04742 | Dental Handpeice Spares-Strong-Contra-1-1 Head Ass,Y |  |  | A Class | NOS | NOS | I-Inventory | FG-Finish Good |  | Spares | Handpeice-Spares | Dental Equiment | Main Location | 90330000 |  | FIFO | Strong | [8 empty] | 0 | 0 | 0 | 1 | 0 | [7 empty] | NOS | 1 |  | ST/CH/SP/1-1 HEAD ASS,Y
IM04743 | Dental Handpeice Spares-Strong-Contra-1-2 Angle Joint Ass,Y |  |  | A Class | NOS | NOS | I-Inventory | FG-Finish Good |  | Spares | Handpeice-Spares | Dental Equiment | Main Location | 90330000 |  | FIFO | Strong | [8 empty] | 0 | 0 | 0 | 1 | 0 | [7 empty] | NOS | 1 |  | ST/CH/SP/1-2 ANGLE JOINT ASS,Y
IM04744 | Dental Handpeice Spares-Strong-Contra-2 Gear Ass,Y |  |  | A Class | NOS | NOS | I-Inventory | FG-Finish Good |  | Spares | Handpeice-Spares | Dental Equiment | Main Location | 90330000 |  | FIFO | Strong | [8 empty] | 0 | 0 | 0 | 1 | 0 | [7 empty] | NOS | 1 |  | ST/CH/SP/2 GEAR ASS,Y
IM04745 | Dental Handpeice Spares-Strong-Contra-2-1 Contra Handpiece Without Head |  |  | A Class | NOS | NOS | I-Inventory | FG-Finish Good |  | Spares | Handpeice-Spares | Dental Equiment | Main Location | 90330000 |  | FIFO | Strong | [8 empty] | 0 | 0 | 0 | 1 | 0 | [7 empty] | NOS | 1 |  | ST/CH/SP/2-1 CONTRA HANDPIECE WITHOUT HEAD
IM04746 | Dental Handpeice Spares-Strong-Contra-2-1 Contra Head Assy |  |  | A Class | NOS | NOS | I-Inventory | FG-Finish Good |  | Spares | Handpeice-Spares | Dental Equiment | Main Location | 90330000 |  | FIFO | Strong | [8 empty] | 0 | 0 | 0 | 1 | 0 | [7 empty] | NOS | 1 |  | ST/CH/SP/2-1 CONTRA HEAD ASSY
IM04747 | Dental Handpeice Spares-Strong-Contra-2-1 Contra Head Gear Assy |  |  | A Class | NOS | NOS | I-Inventory | FG-Finish Good |  | Spares | Handpeice-Spares | Dental Equiment | Main Location | 90330000 |  | FIFO | Strong | [8 empty] | 0 | 0 | 0 | 1 | 0 | [7 empty] | NOS | 1 |  | ST/CH/SP/2-1 CONTRA HEAD GEAR ASSY
IM04748 | Dental Handpeice Spares-Strong-Contra-Ball Bbball2.381 |  |  | A Class | NOS | NOS | I-Inventory | FG-Finish Good |  | Spares | Handpeice-Spares | Dental Equiment | Main Location | 90330000 |  | FIFO | Strong | [8 empty] | 0 | 0 | 0 | 1 | 0 | [7 empty] | NOS | 1 |  | ST/CH/SP/BALL BBBALL2.381
IM04749 | Dental Handpeice Spares-Strong-Contra-Spindle Case Assy Ati-Ai |  |  | A Class | NOS | NOS | I-Inventory | FG-Finish Good |  | Spares | Handpeice-Spares | Dental Equiment | Main Location | 90330000 |  | FIFO | Strong | [8 empty] | 0 | 0 | 0 | 1 | 0 | [7 empty] | NOS | 1 |  | ST/CH/SP/SPINDLE CASE ASSY ATI-AI
IM04750 | Dental Handpeice Spares-Strong- 1 Nose Tip |  |  | A Class | NOS | NOS | I-Inventory | FG-Finish Good |  | Spares | Handpeice-Spares | Dental Equiment | Main Location | 90330000 |  | FIFO | Strong | [8 empty] | 0 | 0 | 0 | 1 | 0 | [7 empty] | NOS | 1 |  | ST/SH/SP/ 1 NOSE TIP
IM04751 | Dental Handpeice Spares-Strong-10 Bushing C |  |  | A Class | NOS | NOS | I-Inventory | FG-Finish Good |  | Spares | Handpeice-Spares | Dental Equiment | Main Location | 90330000 |  | FIFO | Strong | [8 empty] | 0 | 0 | 0 | 1 | 0 | [7 empty] | NOS | 1 |  | ST/SH/SP/10 BUSHING C
IM04752 | Dental Handpeice Spares-Strong-11 Coil Spring A |  |  | A Class | NOS | NOS | I-Inventory | FG-Finish Good |  | Spares | Handpeice-Spares | Dental Equiment | Main Location | 90330000 |  | FIFO | Strong | [8 empty] | 0 | 0 | 0 | 1 | 0 | [7 empty] | NOS | 1 |  | ST/SH/SP/11 COIL SPRING A
IM04753 | Dental Handpeice Spares-Strong-13 Ball |  |  | A Class | NOS | NOS | I-Inventory | FG-Finish Good |  | Spares | Handpeice-Spares | Dental Equiment | Main Location | 90330000 |  | FIFO | Strong | [8 empty] | 0 | 0 | 0 | 1 | 0 | [7 empty] | NOS | 1 |  | ST/SH/SP/13 BALL
IM04754 | Dental Handpeice Spares-Strong-15 Coil Spring B |  |  | A Class | NOS | NOS | I-Inventory | FG-Finish Good |  | Spares | Handpeice-Spares | Dental Equiment | Main Location | 90330000 |  | FIFO | Strong | [8 empty] | 0 | 0 | 0 | 1 | 0 | [7 empty] | NOS | 1 |  | ST/SH/SP/15 COIL SPRING B
IM04755 | Dental Handpeice Spares-Strong-16 Slide Standing |  |  | A Class | NOS | NOS | I-Inventory | FG-Finish Good |  | Spares | Handpeice-Spares | Dental Equiment | Main Location | 90330000 |  | FIFO | Strong | [8 empty] | 0 | 0 | 0 | 1 | 0 | [7 empty] | NOS | 1 |  | ST/SH/SP/16 SLIDE STANDING
IM04756 | Dental Handpeice Spares-Strong-18 Shank Case Ass,Y |  |  | A Class | NOS | NOS | I-Inventory | FG-Finish Good |  | Spares | Handpeice-Spares | Dental Equiment | Main Location | 90330000 |  | FIFO | Strong | [8 empty] | 0 | 0 | 0 | 1 | 0 | [7 empty] | NOS | 1 |  | ST/SH/SP/18 SHANK CASE ASS,Y
IM04757 | Dental Handpeice Spares-Strong-19 Ball Bearing 150Zz |  |  | A Class | NOS | NOS | I-Inventory | FG-Finish Good |  | Spares | Handpeice-Spares | Dental Equiment | Main Location | 90330000 |  | FIFO | Strong | [8 empty] | 0 | 0 | 0 | 1 | 0 | [7 empty] | NOS | 1 |  | ST/SH/SP/19 BALL BEARING 150ZZ
IM04758 | Dental Handpeice Spares-Strong-2 O Ring A Hold |  |  | A Class | NOS | NOS | I-Inventory | FG-Finish Good |  | Spares | Handpeice-Spares | Dental Equiment | Main Location | 90330000 |  | FIFO | Strong | [8 empty] | 0 | 0 | 0 | 1 | 0 | [7 empty] | NOS | 1 |  | ST/SH/SP/2 O RING A HOLD
IM04759 | Dental Handpeice Spares-Strong-20 Snap Ring |  |  | A Class | NOS | NOS | I-Inventory | FG-Finish Good |  | Spares | Handpeice-Spares | Dental Equiment | Main Location | 90330000 |  | FIFO | Strong | [8 empty] | 0 | 0 | 0 | 1 | 0 | [7 empty] | NOS | 1 |  | ST/SH/SP/20 SNAP RING
IM04760 | Dental Handpeice Spares-Strong-21 Coil Spring |  |  | A Class | NOS | NOS | I-Inventory | FG-Finish Good |  | Spares | Handpeice-Spares | Dental Equiment | Main Location | 90330000 |  | FIFO | Strong | [8 empty] | 0 | 0 | 0 | 1 | 0 | [7 empty] | NOS | 1 |  | ST/SH/SP/21 COIL SPRING
IM04761 | Dental Handpeice Spares-Strong-4 Bushing A |  |  | A Class | NOS | NOS | I-Inventory | FG-Finish Good |  | Spares | Handpeice-Spares | Dental Equiment | Main Location | 90330000 |  | FIFO | Strong | [8 empty] | 0 | 0 | 0 | 1 | 0 | [7 empty] | NOS | 1 |  | ST/SH/SP/4 BUSHING A
IM04762 | Dental Handpeice Spares-Strong-5 Bearing Case Ass,Y |  |  | A Class | NOS | NOS | I-Inventory | FG-Finish Good |  | Spares | Handpeice-Spares | Dental Equiment | Main Location | 90330000 |  | FIFO | Strong | [8 empty] | 0 | 0 | 0 | 1 | 0 | [7 empty] | NOS | 1 |  | ST/SH/SP/5 BEARING CASE ASS,Y
IM04763 | Dental Handpeice Spares-Strong-6 O Ring B |  |  | A Class | NOS | NOS | I-Inventory | FG-Finish Good |  | Spares | Handpeice-Spares | Dental Equiment | Main Location | 90330000 |  | FIFO | Strong | [8 empty] | 0 | 0 | 0 | 1 | 0 | [7 empty] | NOS | 1 |  | ST/SH/SP/6 O RING B
IM04764 | Dental Handpeice Spares-Strong-8 Ball Bearing 840Zz |  |  | A Class | NOS | NOS | I-Inventory | FG-Finish Good |  | Spares | Handpeice-Spares | Dental Equiment | Main Location | 90330000 |  | FIFO | Strong | [8 empty] | 0 | 0 | 0 | 1 | 0 | [7 empty] | NOS | 1 |  | ST/SH/SP/8 BALL BEARING 840ZZ
IM04765 | Dental Handpeice Spares-Strong-9 Bushing B |  |  | A Class | NOS | NOS | I-Inventory | FG-Finish Good |  | Spares | Handpeice-Spares | Dental Equiment | Main Location | 90330000 |  | FIFO | Strong | [8 empty] | 0 | 0 | 0 | 1 | 0 | [7 empty] | NOS | 1 |  | ST/SH/SP/9 BUSHING B
IM04766 | Dental Handpeice Spares-Strong-ATII:"O" Ring "A" |  |  | A Class | NOS | NOS | I-Inventory | FG-Finish Good |  | Spares | Handpeice-Spares | Dental Equiment | Main Location | 90330000 |  | FIFO | Strong | [8 empty] | 0 | 0 | 0 | 1 | 0 | [7 empty] | NOS | 1 |  | ST/SH/SP/ATII:"O" RING "A"
IM04767 | Dental Handpeice Spares-Strong-ATII:"O" Ring "B" |  |  | A Class | NOS | NOS | I-Inventory | FG-Finish Good |  | Spares | Handpeice-Spares | Dental Equiment | Main Location | 90330000 |  | FIFO | Strong | [8 empty] | 0 | 0 | 0 | 1 | 0 | [7 empty] | NOS | 1 |  | ST/SH/SP/ATII:"O" RING "B"
IM04768 | Dental Handpeice Spares-Strong-ATII:Bushing "D" |  |  | A Class | NOS | NOS | I-Inventory | FG-Finish Good |  | Spares | Handpeice-Spares | Dental Equiment | Main Location | 90330000 |  | FIFO | Strong | [8 empty] | 0 | 0 | 0 | 1 | 0 | [7 empty] | NOS | 1 |  | ST/SH/SP/ATII:BUSHING "D"
IM04769 | Dental Handpeice Spares-Strong-ATII:Bushing C |  |  | A Class | NOS | NOS | I-Inventory | FG-Finish Good |  | Spares | Handpeice-Spares | Dental Equiment | Main Location | 90330000 |  | FIFO | Strong | [8 empty] | 0 | 0 | 0 | 1 | 0 | [7 empty] | NOS | 1 |  | ST/SH/SP/ATII:BUSHING C
IM04770 | Dental Handpeice Spares-Strong-ATII:Coil Spring "A" |  |  | A Class | NOS | NOS | I-Inventory | FG-Finish Good |  | Spares | Handpeice-Spares | Dental Equiment | Main Location | 90330000 |  | FIFO | Strong | [8 empty] | 0 | 0 | 0 | 1 | 0 | [7 empty] | NOS | 1 |  | ST/SH/SP/ATII:COIL SPRING "A"
IM04771 | Dental Handpeice Spares-Strong-ATII:Coil Spring "B" |  |  | A Class | NOS | NOS | I-Inventory | FG-Finish Good |  | Spares | Handpeice-Spares | Dental Equiment | Main Location | 90330000 |  | FIFO | Strong | [8 empty] | 0 | 0 | 0 | 1 | 0 | [7 empty] | NOS | 1 |  | ST/SH/SP/ATII:COIL SPRING "B"
IM04772 | Dental Handpeice Spares-Strong-ATII:Dust Cover |  |  | A Class | NOS | NOS | I-Inventory | FG-Finish Good |  | Spares | Handpeice-Spares | Dental Equiment | Main Location | 90330000 |  | FIFO | Strong | [8 empty] | 0 | 0 | 0 | 1 | 0 | [7 empty] | NOS | 1 |  | ST/SH/SP/ATII:DUST COVER
IM04773 | Dental Handpeice Spares-Strong-ATII:Slide Standing |  |  | A Class | NOS | NOS | I-Inventory | FG-Finish Good |  | Spares | Handpeice-Spares | Dental Equiment | Main Location | 90330000 |  | FIFO | Strong | [8 empty] | 0 | 0 | 0 | 1 | 0 | [7 empty] | NOS | 1 |  | ST/SH/SP/ATII:SLIDE STANDING
IM04774 | Dental Handpeice Spares- Being Air Fibre Optic Handpeice Bulb |  |  | A Class | NOS | NOS | I-Inventory | FG-Finish Good |  | Spares | Handpeice-Spares | Dental Equiment | Main Location | 90330000 |  | FIFO | Being-Tornado | [8 empty] | 0 | 0 | 0 | 1 | 0 | [7 empty] | NOS | 1 |  | Ba/Hp/Sp/Bein Air Fibre Optic Handpiece Bulb
IM04775 | Dental Handpeice Spares- Being Air Handpiece Coupling Connector |  |  | A Class | NOS | NOS | I-Inventory | FG-Finish Good |  | Spares | Handpeice-Spares | Dental Equiment | Main Location | 90330000 |  | FIFO | Being-Tornado | [8 empty] | 0 | 0 | 0 | 1 | 0 | [7 empty] | NOS | 1 |  | Ba/Hp/Sp/Bein Air Handpiece Coupling Connector
IM04776 | Dental Handpeice Spares- Being Rotor Fiber Optic Cartridge for 302PB M4 |  |  | A Class | NOS | NOS | I-Inventory | FG-Finish Good |  | Spares | Handpeice-Spares | Dental Equiment | Main Location | 90330000 |  | FIFO | Being-Tornado | [8 empty] | 0 | 0 | 0 | 1 | 0 | [7 empty] | NOS | 1 |  | Be/Hp/Ac/Air Rotor Fo Cart. Tornado 302 pb-m4
IM04777 | Dental Handpieces Spares-Being Air Rotor Contra Angel Cartridge for 201CA |  |  | A Class | NOS | NOS | I-Inventory | FG-Finish Good |  | Spares | Handpeice-Spares | Dental Equiment | Main Location | 90330000 |  | FIFO | Being-Tornado | [8 empty] | 0 | 0 | 0 | 1 | 0 | [7 empty] | NOS | 1 |  | Be/Hp/Ac/Air Rotor/Being/201ca Contra h/p Cartridge
IM04778 | Dental Handpieces Spares-Being Air Rotor Contra Angel Handpiece Shaft for 201CA |  |  | A Class | NOS | NOS | I-Inventory | FG-Finish Good |  | Spares | Handpeice-Spares | Dental Equiment | Main Location | 90330000 |  | FIFO | Being-Tornado | [8 empty] | 0 | 0 | 0 | 1 | 0 | [7 empty] | NOS | 1 |  | Be/Hp/Ac/Air Rotor/Being/201ca Contra h/p Shaft
IM04779 | Dental Handpieces Spares-Being Air Rotor Stright Angel Bur Catcher for 201SH |  |  | A Class | NOS | NOS | I-Inventory | FG-Finish Good |  | Spares | Handpeice-Spares | Dental Equiment | Main Location | 90330000 |  | FIFO | Being-Tornado | [8 empty] | 0 | 0 | 0 | 1 | 0 | [7 empty] | NOS | 1 |  | Be/Hp/Ac/Air Rotor/Being/201sh Bur Catcher
IM04780 | Dental Handpieces Spares-Being Air Rotor Stright Angel Bur Catcher Ball for 201SH |  |  | A Class | NOS | NOS | I-Inventory | FG-Finish Good |  | Spares | Handpeice-Spares | Dental Equiment | Main Location | 90330000 |  | FIFO | Being-Tornado | [8 empty] | 0 | 0 | 0 | 1 | 0 | [7 empty] | NOS | 1 |  | Be/Hp/Ac/Air Rotor/Being/201sh Bur Catcher Ball
IM04781 | Dental Handpieces Spares-Being Air Rotor Contra Angel Head Only for 201CA |  |  | A Class | NOS | NOS | I-Inventory | FG-Finish Good |  | Spares | Handpeice-Spares | Dental Equiment | Main Location | 90330000 |  | FIFO | Being-Tornado | [8 empty] | 0 | 0 | 0 | 1 | 0 | [7 empty] | NOS | 1 |  | Be/Hp/Ac/Air Rotor/Being/Contra Angle h/p 201ca Only Head
IM04782 | Dental Handpieces Spares-Being Air Rotor Straight Angel Complete Assembly for 201SH |  |  | A Class | NOS | NOS | I-Inventory | FG-Finish Good |  | Spares | Handpeice-Spares | Dental Equiment | Main Location | 90330000 |  | FIFO | Being-Tornado | [8 empty] | 0 | 0 | 0 | 1 | 0 | [7 empty] | NOS | 1 |  | Be/Hp/Ac/Air Rotor/Being/h/p 201sh Complete Assy
IM04783 | Dental Handpeice Spares- Being -Fiber Optic Tornado 203PB M4 Cord |  |  | A Class | NOS | NOS | I-Inventory | FG-Finish Good |  | Spares | Handpeice-Spares | Dental Equiment | Main Location | 90330000 |  | FIFO | Being-Tornado | [8 empty] | 0 | 0 | 0 | 1 | 0 | [7 empty] | NOS | 1 |  | Be/Hp/Ac/Being/Fo Tornado 302 Pb-M4 Cord
IM04784 | Dental Handpeice Spares- Being Fiber Optic Tornado 203PB M4 Cord 6 Hole |  |  | A Class | NOS | NOS | I-Inventory | FG-Finish Good |  | Spares | Handpeice-Spares | Dental Equiment | Main Location | 90330000 |  | FIFO | Being-Tornado | [8 empty] | 0 | 0 | 0 | 1 | 0 | [7 empty] | NOS | 1 |  | Be/Hp/Ac/Being/Fo Tornado 302 Pb-M4 Cord 6 Hole
IM04785 | Dental Handpeice Spares- Being Fiber Optic Handpiece PCB |  |  | A Class | NOS | NOS | I-Inventory | FG-Finish Good |  | Spares | Handpeice-Spares | Dental Equiment | Main Location | 90330000 |  | FIFO | Being-Tornado | [8 empty] | 0 | 0 | 0 | 1 | 0 | [7 empty] | NOS | 1 |  | BE/HP/AC/FIBER OPTIC HANDPIECE PCB
IM04786 | Dental Handpeice Spares- Being -Chuck for 401B2 |  |  | A Class | NOS | NOS | I-Inventory | FG-Finish Good |  | Spares | Handpeice-Spares | Dental Equiment | Main Location | 90330000 |  | FIFO | Being-Tornado | [8 empty] | 0 | 0 | 0 | 1 | 0 | [7 empty] | NOS | 1 |  | Be/hp/Air Rotor/Being/Chuck of Tornado 401b2
IM04787 | Dental Handpeice Spares- Being -Fiber Optic Head Cap for 302PB |  |  | A Class | NOS | NOS | I-Inventory | FG-Finish Good |  | Spares | Handpeice-Spares | Dental Equiment | Main Location | 90330000 |  | FIFO | Being-Tornado | [8 empty] | 0 | 0 | 0 | 1 | 0 | [7 empty] | NOS | 1 |  | BE/HP/SP/302 PB FO HEAD CAP
IM04788 | Dental Handpeice Spares- Being - Standrd Head Cap for 401B2 |  |  | A Class | NOS | NOS | I-Inventory | FG-Finish Good |  | Spares | Handpeice-Spares | Dental Equiment | Main Location | 90330000 |  | FIFO | Being-Tornado | [8 empty] | 0 | 0 | 0 | 1 | 0 | [7 empty] | NOS | 1 |  | Be/Hp/Sp/401 B2 Std Head Cap
IM04789 | Dental Handpeice Spares- Being - Head Cap for 401 PB2 |  |  | A Class | NOS | NOS | I-Inventory | FG-Finish Good |  | Spares | Handpeice-Spares | Dental Equiment | Main Location | 90330000 |  | FIFO | Being-Tornado | [8 empty] | 0 | 0 | 0 | 1 | 0 | [7 empty] | NOS | 1 |  | Be/Hp/Sp/401Pb2 Pb Head Cap
IM04790 | Dental Handpeice Spares- Being - Mini Head Cap for 402 B2 |  |  | A Class | NOS | NOS | I-Inventory | FG-Finish Good |  | Spares | Handpeice-Spares | Dental Equiment | Main Location | 90330000 |  | FIFO | Being-Tornado | [8 empty] | 0 | 0 | 0 | 1 | 0 | [7 empty] | NOS | 1 |  | Be/Hp/Sp/402 B2 Mini Head Cap
IM04791 | Dental Handpeice Spares- Being - Super Torque Head Cap for 403 B2 |  |  | A Class | NOS | NOS | I-Inventory | FG-Finish Good |  | Spares | Handpeice-Spares | Dental Equiment | Main Location | 90330000 |  | FIFO | Being-Tornado | [8 empty] | 0 | 0 | 0 | 1 | 0 | [7 empty] | NOS | 1 |  | BE/HP/SP/403 B2 SU TORQUE HEAD CAP
IM04792 | Dental Handpieces Spares-Being Air Rotor Super Torque Cartridge for Torado 401B2 |  |  | A Class | NOS | NOS | I-Inventory | FG-Finish Good |  | Spares | Handpeice-Spares | Dental Equiment | Main Location | 90330000 |  | FIFO | Being-Tornado | [8 empty] | 0 | 0 | 0 | 1 | 0 | [7 empty] | NOS | 1 |  | BE/HP/SP/AIR ROTOR/BEING STD CART. TORNADO 401B-2
IM04793 | Dental Handpeice Spares- Being Tornado 401PB-2 Colour Plus Cartreidge |  |  | A Class | NOS | NOS | I-Inventory | FG-Finish Good |  | Spares | Handpeice-Spares | Dental Equiment | Main Location | 90330000 |  | FIFO | Being-Tornado | [8 empty] | 0 | 0 | 0 | 1 | 0 | [7 empty] | NOS | 1 |  | BE/HP/SP/AIR ROTOR/BEING/ PBCART. TORNADO 401PB-2 COLOUR PLUS
IM04794 | Dental Handpeice Spares-Being Burr Catcher |  |  | A Class | NOS | NOS | I-Inventory | FG-Finish Good |  | Spares | Handpeice-Spares | Dental Equiment | Main Location | 90330000 |  | FIFO | Being-Tornado | [8 empty] | 0 | 0 | 0 | 1 | 0 | [7 empty] | NOS | 1 |  | BE/HP/SP/BURR CATCHER
IM04795 | Dental Handpeice Spares-Being Burr Catcher Spindle |  |  | A Class | NOS | NOS | I-Inventory | FG-Finish Good |  | Spares | Handpeice-Spares | Dental Equiment | Main Location | 90330000 |  | FIFO | Being-Tornado | [8 empty] | 0 | 0 | 0 | 1 | 0 | [7 empty] | NOS | 1 |  | BE/HP/SP/BURR CATCHER SPINDLE
IM04796 | Dental Handpeice Spares-Being Cartridge Spaner for 401B2 |  |  | A Class | NOS | NOS | I-Inventory | FG-Finish Good |  | Spares | Handpeice-Spares | Dental Equiment | Main Location | 90330000 |  | FIFO | Being-Tornado | [8 empty] | 0 | 0 | 0 | 1 | 0 | [7 empty] | NOS | 1 |  | BE/HP/SP/TORNADO 401B2 H/P CARTRIDGE SPANNER
IM04797 | Dental Handpeice Spares- Being Air Micro Motor |  |  | A Class | NOS | NOS | I-Inventory | FG-Finish Good |  | Spares | Handpeice-Spares | Dental Equiment | Main Location | 90330000 |  | FIFO | Being-Tornado | [8 empty] | 0 | 0 | 0 | 1 | 0 | [7 empty] | NOS | 1 |  | BE/MM/SP/BEIN AIR MICRO MOTOR
IM04798 | Dental Handpiece-NSK-S Max PICO LED Handpiece P1140 |  |  | A Class | NOS | NOS | I-Inventory | FG-Finish Good |  | Equipment | Handpiece | Dental Equiment | Main Location | 90184900 |  | FIFO | NSK Nakanishi | [8 empty] | 0 | 0 | 0 | 1 | 0 | [7 empty] | NOS | 1 |  | NSK/HP/AC/HANDPIECE S-Max Pico LED P1140
IM04799 | Dental Handpiece-NSK-S Max PICO Non Optic Handpiece P1218 |  |  | A Class | NOS | NOS | I-Inventory | FG-Finish Good |  | Equipment | Handpiece | Dental Equiment | Main Location | 90184900 |  | FIFO | NSK Nakanishi | [8 empty] | 0 | 0 | 0 | 1 | 0 | [7 empty] | NOS | 1 |  | NSK/HP/AC/HANDPIECE S-MAX PICO N.OPTIC-P1218
IM04800 | Dental Handpiece-NSK-TI Max Handpiece Model X35L C620 |  |  | A Class | NOS | NOS | I-Inventory | FG-Finish Good |  | Equipment | Handpiece | Dental Equiment | Main Location | 90184900 |  | FIFO | NSK Nakanishi | [8 empty] | 0 | 0 | 0 | 1 | 0 | [7 empty] | NOS | 1 |  | NSK/HP/AC/MODEL X35L/Ti-MAX HANDPIECE/C620
IM04801 | Dental Handpiece-NSK-Endo Handpiece C1130 |  |  | A Class | NOS | NOS | I-Inventory | FG-Finish Good |  | Equipment | Handpiece | Dental Equiment | Main Location | 90184900 |  | FIFO | NSK Nakanishi | [8 empty] | 0 | 0 | 0 | 1 | 0 | [7 empty] | NOS | 1 |  | NSK/HP/MC/CH NSK-ENDO HANPIECE C1130
IM04802 | Dental Air Rotor Handpiece- NSK-FX23 Handpiece C1056002 |  |  | A Class | NOS | NOS | I-Inventory | FG-Finish Good |  | Equipment | Handpiece | Dental Equiment | Main Location | 90184900 |  | FIFO | NSK Nakanishi | [8 empty] | 0 | 0 | 0 | 1 | 0 | [7 empty] | NOS | 1 |  | NSK/HP/MC/NSK AIR ROTOR FX23 H/P C1056002
IM04803 | Dental Handpiece-NSK- Timax X450QD Degree Angeled Head P1086 |  |  | A Class | NOS | NOS | I-Inventory | FG-Finish Good |  | Equipment | Handpiece | Dental Equiment | Main Location | 90184900 |  | FIFO | NSK Nakanishi | [8 empty] | 0 | 0 | 0 | 1 | 0 | [7 empty] | NOS | 1 |  | NSK/HP/MC/TIMAX X450QD DEGREE ANGLED HEAD/P1086
IM04804 | Dental Handpiece-NSK- Model Z45L Handpiece C1064 |  |  | A Class | NOS | NOS | I-Inventory | FG-Finish Good |  | Equipment | Handpiece | Dental Equiment | Main Location | 90184900 |  | FIFO | NSK Nakanishi | [8 empty] | 0 | 0 | 0 | 1 | 0 | [7 empty] | NOS | 1 |  | NSK/HP/MODEL Z45L HANDPIECE/C1064
IM04805 | Dental Handpiece-NSK -SGO 2E Micro Saw Oscillating Handpiece SH 164 |  |  | A Class | NOS | NOS | I-Inventory | FG-Finish Good |  | Equipment | Handpiece | Dental Equiment | Main Location | 90184900 |  | FIFO | NSK Nakanishi | [8 empty] | 0 | 0 | 0 | 1 | 0 | [7 empty] | NOS | 1 |  | NSK/HP/MS/SGO 2E NSK MICRO SAW OSCILLATING H/P SH 164
IM04806 | Dental Handpiece-NSK-SGR 2E Micro Surgery Handpeice SH 162 |  |  | A Class | NOS | NOS | I-Inventory | FG-Finish Good |  | Equipment | Handpiece | Dental Equiment | Main Location | 90184900 |  | FIFO | NSK Nakanishi | [8 empty] | 0 | 0 | 0 | 1 | 0 | [7 empty] | NOS | 1 |  | NSK/HP/MS/SGR 2E NSK MICRO SURGERY HANDPIECE SH 162
IM04807 | Dental Handpiece-NSK-SGT2E-NSK Micro Saw Sagittal Handpiece SH 163 |  |  | A Class | NOS | NOS | I-Inventory | FG-Finish Good |  | Equipment | Handpiece | Dental Equiment | Main Location | 90184900 |  | FIFO | NSK Nakanishi | [8 empty] | 0 | 0 | 0 | 1 | 0 | [7 empty] | NOS | 1 |  | NSK/HP/MS/SGT2E-NSK MICRO SAW SAGITTAL HP SH 163
IM04808 | Dental Handpiece-NSK-Latch Bur Contra Handpiece BB-EC Y110159 |  |  | A Class | NOS | NOS | I-Inventory | FG-Finish Good |  | Equipment | Handpiece | Dental Equiment | Main Location | 90184900 |  | FIFO | NSK Nakanishi | [8 empty] | 0 | 0 | 0 | 1 | 0 | [7 empty] | NOS | 1 |  | NSK/HP/NSK-LATCH BUR CONTRA H/P BB-EC Y110159
IM04809 | Dental Handpiece Spares-NSK- Coupling PTL CL LED P1001600 |  |  | A Class | NOS | NOS | I-Inventory | FG-Finish Good |  | Equipment | Handpiece | Dental Equiment | Main Location | 90330000 |  | FIFO | NSK Nakanishi | [8 empty] | 0 | 0 | 0 | 1 | 0 | [7 empty] | NOS | 1 |  | NSK/HP/SP NSK/COUPLING/PTL-CL-LED/P1001600
IM04810 | Dental Handpiece-NSK- TI Max Series Handpeice Z800L-P1110 |  |  | A Class | NOS | NOS | I-Inventory | FG-Finish Good |  | Equipment | Handpiece | Dental Equiment | Main Location | 90184900 |  | FIFO | NSK Nakanishi | [8 empty] | 0 | 0 | 0 | 1 | 0 | [7 empty] | NOS | 1 |  | NSK/HP/Z800L/TI-MAX SERIES HANDPIECE P1110
IM04811 | Dental Handpiece-NSK- TI Max Series Handpeice Z900L-P1111 |  |  | A Class | NOS | NOS | I-Inventory | FG-Finish Good |  | Equipment | Handpiece | Dental Equiment | Main Location | 90184900 |  | FIFO | NSK Nakanishi | [8 empty] | 0 | 0 | 0 | 1 | 0 | [7 empty] | NOS | 1 |  | NSK/HP/Z900L/TI-MAX SERIES HANDPIECE P1111
IM04812 | Dental Handpiece Accessories- ICARE C2 Type 230V Set Y1002787 |  |  | A Class | NOS | NOS | I-Inventory | FG-Finish Good |  | Equipment | Handpiece | Dental Equiment | Main Location | 90184900 |  | FIFO | NSK Nakanishi | [8 empty] | 0 | 0 | 0 | 1 | 0 | [7 empty] | NOS | 1 |  | NSK/HPC/MC/ ICARE C2 TYPE 230V SET Y1002787
IM04813 | Dental Handpiece Accessories- ICARE C3 Type 230V Set Y1002788 |  |  | A Class | NOS | NOS | I-Inventory | FG-Finish Good |  | Equipment | Handpiece | Dental Equiment | Main Location | 90184900 |  | FIFO | NSK Nakanishi | [8 empty] | 0 | 0 | 0 | 1 | 0 | [7 empty] | NOS | 1 |  | NSK/HPC/MC/ ICARE C3 TYPE 230V SET Y1002788
IM04814 | Dental Handpiece-NSK- Implant Fiber Optic Handpiece X-SG65L |  |  | A Class | NOS | NOS | I-Inventory | FG-Finish Good |  | Equipment | Handpiece | Dental Equiment | Main Location | 90184900 |  | FIFO | NSK Nakanishi | [8 empty] | 0 | 0 | 0 | 1 | 0 | [7 empty] | NOS | 1 |  | NSK/IM/AC/NSK IMPANT H/P FIBER OPTIC X-SG65 L
IM04815 | Dental Handpiece-NSK- Implant Fiber Optic Handpiece SG20 -C1010 |  |  | A Class | NOS | NOS | I-Inventory | FG-Finish Good |  | Equipment | Handpiece | Dental Equiment | Main Location | 90184900 |  | FIFO | NSK Nakanishi | [8 empty] | 0 | 0 | 0 | 1 | 0 | [7 empty] | NOS | 1 |  | NSK/IMPLANT H/P NON OPTIC /SG 20/C1010
IM04816 | Dental Handpiece-NSK-Implant Red Handpeice 1:16 -IMPLY110126 |  |  | A Class | NOS | NOS | I-Inventory | FG-Finish Good |  | Equipment | Handpiece | Dental Equiment | Main Location | 90184900 |  | FIFO | NSK Nakanishi | [8 empty] | 0 | 0 | 0 | 1 | 0 | [7 empty] | NOS | 1 |  | NSK/RH/AC/1:16 IMPLANT-NSK 1:16 RED H/P IMPLY110126
IM04817 | Dental Handpiece- Strong-Contral Angle Handpiece ACL-01C |  |  | A Class | NOS | NOS | I-Inventory | FG-Finish Good |  | Equipment | Handpiece | Dental Equiment | Main Location | 90184900 |  | FIFO | Strong | [8 empty] | 0 | 0 | 0 | 1 | 0 | [7 empty] | NOS | 1 |  | ST/CH/AC/STORNG ACL - 01C - CONTRA H/P ACL - 01C
IM04818 | Dental Handpiece-Strong- Straight Handpiec AT-II |  |  | A Class | NOS | NOS | I-Inventory | FG-Finish Good |  | Equipment | Handpiece | Dental Equiment | Main Location | 90184900 |  | FIFO | Strong | [8 empty] | 0 | 0 | 0 | 1 | 0 | [7 empty] | NOS | 1 |  | ST/SH/STRONG AC/AT - II STRAIGTH H/P AT -II
IM04819 | Dental Air Rotor Handpiece- NSK- Pana Max Model P1022SU M4 |  |  | A Class | NOS | NOS | I-Inventory | FG-Finish Good |  | Equipment | Handpiece | Dental Equiment | Main Location | 90184900 |  | FIFO | NSK Nakanishi | [8 empty] | 0 | 0 | 0 | 1 | 0 | [7 empty] | NOS | 1 |  | NSK/AR/MC NSK PANA AIR ROTOR MAX H/P P1022SU M4
IM04820 | Dental Air Rotor Handpiece- NSK- Pana Max Model P1021 MUM4 |  |  | A Class | NOS | NOS | I-Inventory | FG-Finish Good |  | Equipment | Handpiece | Dental Equiment | Main Location | 90184900 |  | FIFO | NSK Nakanishi | [8 empty] | 0 | 0 | 0 | 1 | 0 | [7 empty] | NOS | 1 |  | NSK/AR/MC NSK PANA AIR ROTOR MAX HP P1021 MUM4
IM04821 | Dental Air Rotor Handpiece- NSK- Pana Max Model P1023 MUB2 |  |  | A Class | NOS | NOS | I-Inventory | FG-Finish Good |  | Equipment | Handpiece | Dental Equiment | Main Location | 90184900 |  | FIFO | NSK Nakanishi | [8 empty] | 0 | 0 | 0 | 1 | 0 | [7 empty] | NOS | 1 |  | NSK/AR/MC NSK-PANA AIR ROTOR MAXHP P1023 MUB2
IM04822 | Dental Air Rotor Handpiece- NSK- FX Plus Model B2 PA2302 |  |  | A Class | NOS | NOS | I-Inventory | FG-Finish Good |  | Equipment | Handpiece | Dental Equiment | Main Location | 90184900 |  | FIFO | NSK Nakanishi | [8 empty] | 0 | 0 | 0 | 1 | 0 | [7 empty] | NOS | 1 |  | NSK/AR/MC/NSK AIR ROTOR FX PLUS H/P MU-B2 PA2302
IM04823 | Dental Air Rotor Handpiece- NSK- FX Plus Model B2 PA2303 |  |  | A Class | NOS | NOS | I-Inventory | FG-Finish Good |  | Equipment | Handpiece | Dental Equiment | Main Location | 90184900 |  | FIFO | NSK Nakanishi | [8 empty] | 0 | 0 | 0 | 1 | 0 | [7 empty] | NOS | 1 |  | NSK/AR/MC/NSK AIR ROTOR FX PLUS H/P SU-B2 PA2303
IM04824 | Dental Air Rotor Handpiece- NSK- FX Plus Model B2 PA2303 Without ARV |  |  | A Class | NOS | NOS | I-Inventory | FG-Finish Good |  | Equipment | Handpiece | Dental Equiment | Main Location | 90184900 |  | FIFO | NSK Nakanishi | [8 empty] | 0 | 0 | 0 | 1 | 0 | [7 empty] | NOS | 1 |  | NSK/AR/MC/NSK AIR ROTOR FX PLUS H/P SU-B2 PA2303 W/O ARV
IM04825 | Dental Air Rotor Handpiece- NSK- FX Plus Model M4 PA2301 |  |  | A Class | NOS | NOS | I-Inventory | FG-Finish Good |  | Equipment | Handpiece | Dental Equiment | Main Location | 90184900 |  | FIFO | NSK Nakanishi | [8 empty] | 0 | 0 | 0 | 1 | 0 | [7 empty] | NOS | 1 |  | NSK/AR/MC/NSK AIR ROTOR FX PLUS H/P SU-M4 PA2301
IM04826 | Dental Air Rotor Handpiece- NSK- Dry Non Optic Model Presto II Y150022 |  |  | A Class | NOS | NOS | I-Inventory | FG-Finish Good |  | Equipment | Handpiece | Dental Equiment | Main Location | 90184900 |  | FIFO | NSK Nakanishi | [8 empty] | 0 | 0 | 0 | 1 | 0 | [7 empty] | NOS | 1 |  | NSK/AR/MC/NSK DRY N.OPT AIR ROTOT H/P PRESTO II Y150022
IM04827 | Dental Air Rotor Handpiece- NSK- Pana Model S-B2 |  |  | A Class | NOS | NOS | I-Inventory | FG-Finish Good |  | Equipment | Handpiece | Dental Equiment | Main Location | 90184900 |  | FIFO | NSK Nakanishi | [8 empty] | 0 | 0 | 0 | 1 | 0 | [7 empty] | NOS | 1 |  | NSK/AR/MC-NSK PANA AIR ROTOR H/P-S-B2
IM04828 | Dental Air Rotor Handpiece- NSK- Pana Max Model P1024 SU-B2 |  |  | A Class | NOS | NOS | I-Inventory | FG-Finish Good |  | Equipment | Handpiece | Dental Equiment | Main Location | 90184900 |  | FIFO | NSK Nakanishi | [8 empty] | 0 | 0 | 0 | 1 | 0 | [7 empty] | NOS | 1 |  | NSK/AR/MC-NSK PANA AIR ROTOR MAX H/P-P1024 SU-B2
IM04829 | Dental Handpiece-NSK- Fiber Optic Contra Handpiece Model C1023 M95L |  |  | A Class | NOS | NOS | I-Inventory | FG-Finish Good |  | Equipment | Handpiece | Dental Equiment | Main Location | 90184900 |  | FIFO | NSK Nakanishi | [8 empty] | 0 | 0 | 0 | 1 | 0 | [7 empty] | NOS | 1 |  | NSK/CH/MC-NSK-FO CONTRA HANPIECE C1023 M95L
IM04830 | Dental Handpiece-NSK- Fiber Optic Contra Handpiece Model C1024 M25L |  |  | A Class | NOS | NOS | I-Inventory | FG-Finish Good |  | Equipment | Handpiece | Dental Equiment | Main Location | 90184900 |  | FIFO | NSK Nakanishi | [8 empty] | 0 | 0 | 0 | 1 | 0 | [7 empty] | NOS | 1 |  | NSK/CH/MC-NSK-FO CONTRA HANPIECE C1024 M25L
IM04831 | Dental Handpiece-NSK- Fiber Optic Contra Handpiece Model C1034 Z95L |  |  | A Class | NOS | NOS | I-Inventory | FG-Finish Good |  | Equipment | Handpiece | Dental Equiment | Main Location | 90184900 |  | FIFO | NSK Nakanishi | [8 empty] | 0 | 0 | 0 | 1 | 0 | [7 empty] | NOS | 1 |  | NSK/CH/MC-NSK-FO CONTRA HANPIECE C1034 Z95L
IM04832 | Dental Handpiece-NSK- Fiber Optic Contra Handpiece Model C1038 Z25L |  |  | A Class | NOS | NOS | I-Inventory | FG-Finish Good |  | Equipment | Handpiece | Dental Equiment | Main Location | 90184900 |  | FIFO | NSK Nakanishi | [8 empty] | 0 | 0 | 0 | 1 | 0 | [7 empty] | NOS | 1 |  | NSK/CH/MC-NSK-FO CONTRA HANPIECE C1038 Z25L
IM04833 | Dental Handpiece-NSK- Non Fiber Optic Contra Handpiece Model C1026 M95 |  |  | A Class | NOS | NOS | I-Inventory | FG-Finish Good |  | Equipment | Handpiece | Dental Equiment | Main Location | 90184900 |  | FIFO | NSK Nakanishi | [8 empty] | 0 | 0 | 0 | 1 | 0 | [7 empty] | NOS | 1 |  | NSK/CH/MC-NSK-NON-FO CONTRA HANPIECE C1026 M95
IM04834 | Dental Handpiece-NSK- Non Fiber Optic Contra Handpiece Model C1027 M25 |  |  | A Class | NOS | NOS | I-Inventory | FG-Finish Good |  | Equipment | Handpiece | Dental Equiment | Main Location | 90184900 |  | FIFO | NSK Nakanishi | [8 empty] | 0 | 0 | 0 | 1 | 0 | [7 empty] | NOS | 1 |  | NSK/CH/MC-NSK-NON-FO CONTRA HANPIECE C1027 M25
IM04835 | Dental Handpiece-NSK- Dyna LED Model M 500LG B2 P1107 |  |  | A Class | NOS | NOS | I-Inventory | FG-Finish Good |  | Equipment | Handpiece | Dental Equiment | Main Location | 90184900 |  | FIFO | NSK Nakanishi | [8 empty] | 0 | 0 | 0 | 1 | 0 | [7 empty] | NOS | 1 |  | NSK/DYNA LED M 500LG B2 P1107
IM04836 | Dental Handpiece-NSK- Dyna LED Model M 500LG M4 P1105 |  |  | A Class | NOS | NOS | I-Inventory | FG-Finish Good |  | Equipment | Handpiece | Dental Equiment | Main Location | 90184900 |  | FIFO | NSK Nakanishi | [8 empty] | 0 | 0 | 0 | 1 | 0 | [7 empty] | NOS | 1 |  | NSK/DYNA LED M 500LG M4 P1105
IM04837 | Dental Handpiece-NSK- Dyna LED Model M 600LG B2 P1106 |  |  | A Class | NOS | NOS | I-Inventory | FG-Finish Good |  | Equipment | Handpiece | Dental Equiment | Main Location | 90184900 |  | FIFO | NSK Nakanishi | [8 empty] | 0 | 0 | 0 | 1 | 0 | [7 empty] | NOS | 1 |  | NSK/DYNA LED M 600LG B2 P1106
IM04838 | Dental Handpiece-NSK- Dyna LED Model M 600LG M4 P1104 |  |  | A Class | NOS | NOS | I-Inventory | FG-Finish Good |  | Equipment | Handpiece | Dental Equiment | Main Location | 90184900 |  | FIFO | NSK Nakanishi | [8 empty] | 0 | 0 | 0 | 1 | 0 | [7 empty] | NOS | 1 |  | NSK/DYNA LED M 600LG M4 P1104
IM04839 | Dental Handpiece-NSK- Fiber Optic Mach Lite STD Turbine Handpiece |  |  | A Class | NOS | NOS | I-Inventory | FG-Finish Good |  | Equipment | Handpiece | Dental Equiment | Main Location | 90184900 |  | FIFO | NSK Nakanishi | [8 empty] | 0 | 0 | 0 | 1 | 0 | [7 empty] | NOS | 1 |  | NSK/FO/MC/HP-NSK MACH LITE STD F.O. TURBINE H/P
IM04840 | Dental Handpiece-NSK- Fiber Optic TI-X-95- Contra Hand Piece C610 |  |  | A Class | NOS | NOS | I-Inventory | FG-Finish Good |  | Equipment | Handpiece | Dental Equiment | Main Location | 90184900 |  | FIFO | NSK Nakanishi | [8 empty] | 0 | 0 | 0 | 1 | 0 | [7 empty] | NOS | 1 |  | NSK/FO/TI/X/95-CONTRA HAND PIECE C 610
IM04841 | Dental Handpiece-NSK- Fiber Optic TI-X-95- Contra Hand Piece C600 |  |  | A Class | NOS | NOS | I-Inventory | FG-Finish Good |  | Equipment | Handpiece | Dental Equiment | Main Location | 90184900 |  | FIFO | NSK Nakanishi | [8 empty] | 0 | 0 | 0 | 1 | 0 | [7 empty] | NOS | 1 |  | NSK/FO/TI/X/95L-CONTRA FO HAND PIECE C 600
IM04842 | Dental Handpiece-NSK- Timex 450 Degree Angled Head P1088 |  |  | A Class | NOS | NOS | I-Inventory | FG-Finish Good |  | Equipment | Handpiece | Dental Equiment | Main Location | 90184900 |  | FIFO | NSK Nakanishi | [8 empty] | 0 | 0 | 0 | 1 | 0 | [7 empty] | NOS | 1 |  | NSK/H/P/TIMAX450 DEGREE ANGLED HEAD/P1088
IM04843 | Dental Handpiece-NSK- Implant Fiber Optic Handpiece X-SG20L |  |  | A Class | NOS | NOS | I-Inventory | FG-Finish Good |  | Equipment | Handpiece | Dental Equiment | Main Location | 90184900 |  | FIFO | NSK Nakanishi | [8 empty] | 0 | 0 | 0 | 1 | 0 | [7 empty] | NOS | 1 |  | NSK/IM/AC/NSK IMPLANT H/P FIBER OPTIC X-SG20 L
IM04844 | Dental Handpeice-Being Tornado Contra Angle 201CA |  |  | A Class | NOS | NOS | I-Inventory | FG-Finish Good |  | Equipment | Handpiece | Dental Equiment | Main Location | 90184900 |  | FIFO | Being-Tornado | [8 empty] | 0 | 0 | 0 | 1 | 0 | [7 empty] | NOS | 1 |  | BE/CH/MC/BEING TORNADO CONTRA ANGLE H/P 201CA
IM04845 | Dental Handpeice-Being Air Rotor Fiber Optic Internal Spray Rose 202-AM-B |  |  | A Class | NOS | NOS | I-Inventory | FG-Finish Good |  | Equipment | Handpiece | Dental Equiment | Main Location | 90184900 |  | FIFO | Being-Tornado | [8 empty] | 0 | 0 | 0 | 1 | 0 | [7 empty] | NOS | 1 |  | BE/HP/MC/AIR ROTOR/BEING FO INT.SPRAY ROSE 202 AM-B
IM04846 | Dental Handpeice-Being Air Rotor Fiber Optic Internal Spray Rose 202-HB |  |  | A Class | NOS | NOS | I-Inventory | FG-Finish Good |  | Equipment | Handpiece | Dental Equiment | Main Location | 90184900 |  | FIFO | Being-Tornado | [8 empty] | 0 | 0 | 0 | 1 | 0 | [7 empty] | NOS | 1 |  | BE/HP/MC/AIR ROTOR/BEING FO INT.SPRAY ROSE 202 H-B
IM04847 | Dental Handpeice-Being Air Rotor Fiber Optic Internal Spray Rose Contra Angle PB |  |  | A Class | NOS | NOS | I-Inventory | FG-Finish Good |  | Equipment | Handpiece | Dental Equiment | Main Location | 90184900 |  | FIFO | Being-Tornado | [8 empty] | 0 | 0 | 0 | 1 | 0 | [7 empty] | NOS | 1 |  | BE/HP/MC/AIR ROTOR/BEING FO INT.SPRAY ROSE CA (P)-B
IM04848 | Dental Handpeice-Being Air Rotor Tornado Mini Head 402-B2 |  |  | A Class | NOS | NOS | I-Inventory | FG-Finish Good |  | Equipment | Handpiece | Dental Equiment | Main Location | 90184900 |  | FIFO | Being-Tornado | [8 empty] | 0 | 0 | 0 | 1 | 0 | [7 empty] | NOS | 1 |  | BE/HP/MC/AIR ROTOR/BEING/MINI HEAD/TORNADO 402-B2
IM04849 | Dental Handpeice-Being Air Rotor Tornado Push Button Standard Head 401-PB2 |  |  | A Class | NOS | NOS | I-Inventory | FG-Finish Good |  | Equipment | Handpiece | Dental Equiment | Main Location | 90330000 |  | FIFO | Being-Tornado | [8 empty] | 0 | 0 | 0 | 1 | 0 | [7 empty] | NOS | 1 |  | BE/HP/MC/AIR ROTOR/BEING/P.BUTTON TORNADO 401PB-2
IM04850 | Dental Handpiece-Being Air Rotor Tornado Color Plus Push Button 401PB2-Black |  |  | A Class | NOS | NOS | I-Inventory | FG-Finish Good |  | Equipment | Handpiece | Dental Equiment | Main Location | 90184900 |  | FIFO | Being-Tornado | [8 empty] | 0 | 0 | 0 | 1 | 0 | [7 empty] | NOS | 1 |  | BE/HP/MC/AIR ROTOR/BEING/P.BUTTON TORNADO COLOR PLUS 401PB2/BLACK
IM04851 | Dental Handpeice-Being Air Rotor Tornado Color Plus Push Button 401PB2-Blue |  |  | A Class | NOS | NOS | I-Inventory | FG-Finish Good |  | Equipment | Handpiece | Dental Equiment | Main Location | 90184900 |  | FIFO | Being-Tornado | [8 empty] | 0 | 0 | 0 | 1 | 0 | [7 empty] | NOS | 1 |  | BE/HP/MC/AIR ROTOR/BEING/P.BUTTON TORNADO COLOR PLUS 401PB2/BLUE
IM04852 | Dental Handpeice Being Air Rotor Tornado Color Plus Push Button 401PB2-Gold |  |  | A Class | NOS | NOS | I-Inventory | FG-Finish Good |  | Equipment | Handpiece | Dental Equiment | Main Location | 90184900 |  | FIFO | Being-Tornado | [8 empty] | 0 | 0 | 0 | 1 | 0 | [7 empty] | NOS | 1 |  | BE/HP/MC/AIR ROTOR/BEING/P.BUTTON TORNADO COLOR PLUS 401PB2/GOLD
IM04853 | Dental Handpeice-Being Air Rotor Tornado Color Plus Push Button 401PB2-Silver |  |  | A Class | NOS | NOS | I-Inventory | FG-Finish Good |  | Equipment | Handpiece | Dental Equiment | Main Location | 90184900 |  | FIFO | Being-Tornado | [8 empty] | 0 | 0 | 0 | 1 | 0 | [7 empty] | NOS | 1 |  | BE/HP/MC/AIR ROTOR/BEING/P.BUTTON TORNADO COLOR PLUS 401PB2/SILVER
IM04854 | Dental Handpeice-Being Air Rotor Tornado Standard Head 401-B2 |  |  | A Class | NOS | NOS | I-Inventory | FG-Finish Good |  | Equipment | Handpiece | Dental Equiment | Main Location | 90184900 |  | FIFO | Being-Tornado | [8 empty] | 0 | 0 | 0 | 1 | 0 | [7 empty] | NOS | 1 |  | BE/HP/MC/AIR ROTOR/BEING/STD HEAD TORNADO 401B-2
IM04855 | Dental Handpeice-Being Air Rotor Tornado Super Torque 403-B2 |  |  | A Class | NOS | NOS | I-Inventory | FG-Finish Good |  | Equipment | Handpiece | Dental Equiment | Main Location | 90184900 |  | FIFO | Being-Tornado | [8 empty] | 0 | 0 | 0 | 1 | 0 | [7 empty] | NOS | 1 |  | BE/HP/MC/AIR ROTOR/BEING/SU TORQUE/TORNADO 403 B2
IM04856 | Dental Handpeice-Being Tornado Rose Contra Angle 201CA |  |  | A Class | NOS | NOS | I-Inventory | FG-Finish Good |  | Equipment | Handpiece | Dental Equiment | Main Location | 90184900 |  | FIFO | Being-Tornado | [8 empty] | 0 | 0 | 0 | 1 | 0 | [7 empty] | NOS | 1 |  | BE/HP/MC/BEING TORNADO CONTRA ANGLE H/P 201CA ROSE
IM04857 | Dental Handpeice-Being Tornado Straight 201SH |  |  | A Class | NOS | NOS | I-Inventory | FG-Finish Good |  | Equipment | Handpiece | Dental Equiment | Main Location | 90184900 |  | FIFO | Being-Tornado | [8 empty] | 0 | 0 | 0 | 1 | 0 | [7 empty] | NOS | 1 |  | BE/SH/MC/BEING TORNADO STRAIGHT H/P 201SH
IM04858 | Dental Handpeice-Being Tornado Rose Straight 201SH |  |  | A Class | NOS | NOS | I-Inventory | FG-Finish Good |  | Equipment | Handpiece | Dental Equiment | Main Location | 90184900 |  | FIFO | Being-Tornado | [8 empty] | 0 | 0 | 0 | 1 | 0 | [7 empty] | NOS | 1 |  | BE/SH/MC/BEING TORNADO STRAIGHT H/P 201SH ROSE
IM04859 | Dental Handpiece-Gnatus Air Rotor SL30 Push Button Led |  |  | A Class | NOS | NOS | I-Inventory | FG-Finish Good |  | Equipment | Handpiece | Dental Equiment | Main Location | 90184900 |  | FIFO | Gnatus | [8 empty] | 0 | 0 | 0 | 1 | 0 | [7 empty] | NOS | 1 |  | GN/AR/MC/30PB-GNATUS AIR ROTOR H.P-SL-30 PB-UV LED
IM04860 | Dental Handpiece-Gnatus Air Rotor 30SL TM Fiber Optic |  |  | A Class | NOS | NOS | I-Inventory | FG-Finish Good |  | Accessories | Handpieces-Accessories | Dental Equiment | Main Location | 90184900 |  | FIFO | Gnatus | [8 empty] | 0 | 0 | 0 | 1 | 0 | [7 empty] | NOS | 1 |  | GN/AR/AC/30SL-GNATUS AIR ROTOR H.P- 30SL-TM FIBER OPT
IM04861 | Dental Handpieces Spares-Being Air Rotor Super Torque Cartridge for Torado 403B2 |  |  | A Class | NOS | NOS | I-Inventory | FG-Finish Good |  | Accessories | Handpieces-Accessories | Dental Equiment | Main Location | 90330000 |  | FIFO | Being-Tornado | [8 empty] | 0 | 0 | 0 | 1 | 0 | [7 empty] | NOS | 1 |  | BE/HP/AC/AIR ROTOR/BEING SU TRQ CART.TORNADO 403 B2
IM04862 | Dental Handpieces Spares-Being Air Rotor Standard Head Cartridge for Torado 401PB-2 |  |  | A Class | NOS | NOS | I-Inventory | FG-Finish Good |  | Accessories | Handpieces-Accessories | Dental Equiment | Main Location | 90184900 |  | FIFO | Being-Tornado | [8 empty] | 0 | 0 | 0 | 1 | 0 | [7 empty] | NOS | 1 |  | BE/HP/AC/AIR ROTOR/BEING/ PB CART. TORNADO 401PB-2
IM04863 | Dental Handpieces Spares-Being Air Rotor Mini Head Cartridge for Torado 402B-2 |  |  | A Class | NOS | NOS | I-Inventory | FG-Finish Good |  | Accessories | Handpieces-Accessories | Dental Equiment | Main Location | 90330000 |  | FIFO | Being-Tornado | [8 empty] | 0 | 0 | 0 | 1 | 0 | [7 empty] | NOS | 1 |  | BE/HP/AC/AIR ROTOR/BEING/MINI CART. TORNADO 402-B2
IM04864 | Dental Handpeice-Gnatus Air Rotor Contra Angle 32CA |  |  | A Class | NOS | NOS | I-Inventory | FG-Finish Good |  | Accessories | Handpieces-Accessories | Dental Equiment | Main Location | 90184900 |  | FIFO | Gnatus | [8 empty] | 0 | 0 | 0 | 1 | 0 | [7 empty] | NOS | 1 |  | GN/CH/AC/GNATUS 32 CA CONTRA H.P- 32 CA
IM04865 | Dental Handpiece-Gnatus Air Rotor 32TB TM Mini Head |  |  | A Class | NOS | NOS | I-Inventory | FG-Finish Good |  | Accessories | Handpieces-Accessories | Dental Equiment | Main Location | 90184900 |  | FIFO | Gnatus | [8 empty] | 0 | 0 | 0 | 1 | 0 | [7 empty] | NOS | 1 |  | GN/AR/AC/32TB -GNATUS AIR ROTOR MINI HEAD H.P- 32TB-TM MINI
IM04866 | Dental Handpiece Spares-NSK-Adaptor for Handpiece Z257010 |  |  | A Class | NOS | NOS | I-Inventory | FG-Finish Good |  | Spares | Handpeice-Spares | Dental Equiment | Main Location | 90184900 |  | FIFO | NSK Nakanishi | [8 empty] | 0 | 0 | 0 | 1 | 0 | [7 empty] | NOS | 1 |  | NSK/AC/ ADAPTOR FOR HANDPIECE Z257010
IM04867 | Dental Handpiece Spares-NSK-Blades for Micro SAW handpeice SGO1 |  |  | A Class | NOS | NOS | I-Inventory | FG-Finish Good |  | Spares | Handpeice-Spares | Dental Equiment | Main Location | 90184900 |  | FIFO | NSK Nakanishi | [8 empty] | 0 | 0 | 0 | 1 | 0 | [7 empty] | NOS | 1 |  | NSK/AC/BLADES FOR MICRO SAW HANDPIECES SGO 1
IM04868 | Dental Handpiece Spares-NSK-Blades for Micro SAW handpeice SGO2 |  |  | A Class | NOS | NOS | I-Inventory | FG-Finish Good |  | Spares | Handpeice-Spares | Dental Equiment | Main Location | 90330000 |  | FIFO | NSK Nakanishi | [8 empty] | 0 | 0 | 0 | 1 | 0 | [7 empty] | NOS | 1 |  | NSK/AC/BLADES FOR MICRO SAW HANDPIECES SGO 2
IM04869 | Dental Handpiece Spares-NSK-Blades for Micro SAW handpeice SGR-1 |  |  | A Class | NOS | NOS | I-Inventory | FG-Finish Good |  | Spares | Handpeice-Spares | Dental Equiment | Main Location | 90184900 |  | FIFO | NSK Nakanishi | [8 empty] | 0 | 0 | 0 | 1 | 0 | [7 empty] | NOS | 1 |  | NSK/AC/BLADES FOR MICRO SAW HANDPIECES SGR-1
IM04870 | Dental Handpiece Spares-NSK-Blades for Micro SAW handpeice SGT-1 |  |  | A Class | NOS | NOS | I-Inventory | FG-Finish Good |  | Spares | Handpeice-Spares | Dental Equiment | Main Location | 90184900 |  | FIFO | NSK Nakanishi | [8 empty] | 0 | 0 | 0 | 1 | 0 | [7 empty] | NOS | 1 |  | NSK/AC/BLADES FOR MICRO SAW HANDPIECES SGT 1
IM04871 | Dental Handpiece Spares-NSK-Blades for Micro SAW handpeice SGT2 10 Pcs in Set |  |  | A Class | NOS | NOS | I-Inventory | FG-Finish Good |  | Spares | Handpeice-Spares | Dental Equiment | Main Location | 90330000 |  | FIFO | NSK Nakanishi | [8 empty] | 0 | 0 | 0 | 1 | 0 | [7 empty] | NOS | 1 |  | NSK/AC/BLADES MICRO SAW HP SGT2 10 PCS IN SET
IM04872 | Dental Handpiece Spares-NSK-Blades for Micro SAW handpeice SGR-3 |  |  | A Class | NOS | NOS | I-Inventory | FG-Finish Good |  | Spares | Handpeice-Spares | Dental Equiment | Main Location | 90330000 |  | FIFO | NSK Nakanishi | [8 empty] | 0 | 0 | 0 | 1 | 0 | [7 empty] | NOS | 1 |  | NSK/AC/BLADES/MICRO SAW HP SGR3
IM04873 | Dental Handpiece Spares-NSK-FM-CL 4 Hole Coupling |  |  | A Class | NOS | NOS | I-Inventory | FG-Finish Good |  | Spares | Handpeice-Spares | Dental Equiment | Main Location | 90330000 |  | FIFO | NSK Nakanishi | [8 empty] | 0 | 0 | 0 | 1 | 0 | [7 empty] | NOS | 1 |  | NSK/AC/FM-CL 4 HOLE COUPLING
IM04874 | Dental Handpiece Spares-NSK-Mach Lite M4 Coupling |  |  | A Class | NOS | NOS | I-Inventory | FG-Finish Good |  | Spares | Handpeice-Spares | Dental Equiment | Main Location | 90184900 |  | FIFO | NSK Nakanishi | [8 empty] | 0 | 0 | 0 | 1 | 0 | [7 empty] | NOS | 1 |  | NSK/AC/HP-NSK MACH-LITE -M4 COUPLING
IM04875 | Dental Handpiece Spares-NSK-PTL CL LED M Coupling P1001606 |  |  | A Class | NOS | NOS | I-Inventory | FG-Finish Good |  | Spares | Handpeice-Spares | Dental Equiment | Main Location | 90184900 |  | FIFO | NSK Nakanishi | [8 empty] | 0 | 0 | 0 | 1 | 0 | [7 empty] | NOS | 1 |  | NSK/AC/HP-NSK/COUPLING/PTL-CL-LED M/P1001606
IM04876 | Dental Handpiece Spares- NSK-S Series M500L Turbine Handpiece |  |  | A Class | NOS | NOS | I-Inventory | FG-Finish Good |  | Spares | Handpeice-Spares | Dental Equiment | Main Location | 90330000 |  | FIFO | NSK Nakanishi | [8 empty] | 0 | 0 | 0 | 1 | 0 | [7 empty] | NOS | 1 |  | NSK/AC/M500L/S SERIES TURBINE HANDPIECE
IM04877 | Dental Handpiece Spares- NSK -S Series M600L LED Fiber Optic Coupling |  |  | A Class | NOS | NOS | I-Inventory | FG-Finish Good |  | Spares | Handpeice-Spares | Dental Equiment | Main Location | 90184900 |  | FIFO | NSK Nakanishi | [8 empty] | 0 | 0 | 0 | 1 | 0 | [7 empty] | NOS | 1 |  | NSK/AC/M600L LED/S-SERIES F.O. COUPLING
IM04878 | Dental Handpiece Spares- NSK-S Series M600L Fiber Optic Turbine Handpiece |  |  | A Class | NOS | NOS | I-Inventory | FG-Finish Good |  | Spares | Handpeice-Spares | Dental Equiment | Main Location | 90330000 |  | FIFO | NSK Nakanishi | [8 empty] | 0 | 0 | 0 | 1 | 0 | [7 empty] | NOS | 1 |  | NSK/AC/M600L/S SERIES TURBINE HANDPIECE
IM04879 | Dental Handpiece Spares- NSK-S Series M600L Fiber Optic Tubing |  |  | A Class | NOS | NOS | I-Inventory | FG-Finish Good |  | Spares | Handpeice-Spares | Dental Equiment | Main Location | 90184900 |  | FIFO | NSK Nakanishi | [8 empty] | 0 | 0 | 0 | 1 | 0 | [7 empty] | NOS | 1 |  | NSK/AC/M600L/S-SERIES F.O. TUBING
IM04880 | Dental Handpiece Spares-NSK- Endomate TC2 Btr Cover-E346103 |  |  | A Class | NOS | NOS | I-Inventory | FG-Finish Good |  | Spares | Handpeice-Spares | Dental Equiment | Main Location | 90330000 |  | FIFO | NSK Nakanishi | [8 empty] | 0 | 0 | 0 | 1 | 0 | [7 empty] | NOS | 1 |  | NSK/HP/AC/ENDOMATE TC2 BTR COVER-E346103
IM04881 | Dental Handpiece Spares-NSK-Outer Body For Endomate Tc2 |  |  | A Class | NOS | NOS | I-Inventory | FG-Finish Good |  | Spares | Handpeice-Spares | Dental Equiment | Main Location | 90330000 |  | FIFO | NSK Nakanishi | [8 empty] | 0 | 0 | 0 | 1 | 0 | [7 empty] | NOS | 1 |  | NSK/HP/AC/OUTER BODY FOR ENDOMATE TC2
IM04882 | Dental Handpiece Spares-NSK- Cartridge For Presto Aqua Hp Pr-Aq03 |  |  | A Class | NOS | NOS | I-Inventory | FG-Finish Good |  | Spares | Handpeice-Spares | Dental Equiment | Main Location | 90330000 |  | FIFO | NSK Nakanishi | [8 empty] | 0 | 0 | 0 | 1 | 0 | [7 empty] | NOS | 1 |  | NSK/HP/SP/ Cartridge for Presto Aqua HP PR-AQ03
IM04883 | Dental Handpiece Spares-NSK- Cartridge For Presto Hp Pr-03 T815-016 |  |  | A Class | NOS | NOS | I-Inventory | FG-Finish Good |  | Spares | Handpeice-Spares | Dental Equiment | Main Location | 90330000 |  | FIFO | NSK Nakanishi | [8 empty] | 0 | 0 | 0 | 1 | 0 | [7 empty] | NOS | 1 |  | NSK/HP/SP/ CARTRIDGE FOR PRESTO HP PR-03 T815-016
IM04884 | Dental Handpiece Spares-NSK- Sg20 L Head Assembly-10000254 |  |  | A Class | NOS | NOS | I-Inventory | FG-Finish Good |  | Spares | Handpeice-Spares | Dental Equiment | Main Location | 90330000 |  | FIFO | NSK Nakanishi | [8 empty] | 0 | 0 | 0 | 1 | 0 | [7 empty] | NOS | 1 |  | NSK/HP/SP/ SG20 L HEAD ASSEMBLY-10000254
IM04885 | Dental Handpiece Spares-NSK- Version-2 M25 Drive Shaft-C1142022 |  |  | A Class | NOS | NOS | I-Inventory | FG-Finish Good |  | Spares | Handpeice-Spares | Dental Equiment | Main Location | 90330000 |  | FIFO | NSK Nakanishi | [8 empty] | 0 | 0 | 0 | 1 | 0 | [7 empty] | NOS | 1 |  | NSK/HP/SP/ VERSION-2 M25 DRIVE SHAFT-C1142022
IM04886 | Dental Handpiece Spares-NSK- Version-2 M25 Hand Piece Head Cap-C1142050 |  |  | A Class | NOS | NOS | I-Inventory | FG-Finish Good |  | Spares | Handpeice-Spares | Dental Equiment | Main Location | 90330000 |  | FIFO | NSK Nakanishi | [8 empty] | 0 | 0 | 0 | 1 | 0 | [7 empty] | NOS | 1 |  | NSK/HP/SP/ VERSION-2 M25 HAND PIECE HEAD CAP-C1142050
IM04887 | Dental Handpiece Spares-NSK- Version-2 M95L Dog Clutch-C1141013 |  |  | A Class | NOS | NOS | I-Inventory | FG-Finish Good |  | Spares | Handpeice-Spares | Dental Equiment | Main Location | 90330000 |  | FIFO | NSK Nakanishi | [8 empty] | 0 | 0 | 0 | 1 | 0 | [7 empty] | NOS | 1 |  | NSK/HP/SP/ VERSION-2 M95L DOG CLUTCH-C1141013
IM04888 | Dental Handpiece Spares-NSK- Version-2 M95L Drive Shaft-C1141022 |  |  | A Class | NOS | NOS | I-Inventory | FG-Finish Good |  | Spares | Handpeice-Spares | Dental Equiment | Main Location | 90330000 |  | FIFO | NSK Nakanishi | [8 empty] | 0 | 0 | 0 | 1 | 0 | [7 empty] | NOS | 1 |  | NSK/HP/SP/ VERSION-2 M95L DRIVE SHAFT-C1141022
IM04889 | Dental Handpiece Spares-NSK- Version-2 M95L Hand Piece Cartridge-C600F015 |  |  | A Class | NOS | NOS | I-Inventory | FG-Finish Good |  | Spares | Handpeice-Spares | Dental Equiment | Main Location | 90330000 |  | FIFO | NSK Nakanishi | [8 empty] | 0 | 0 | 0 | 1 | 0 | [7 empty] | NOS | 1 |  | NSK/HP/SP/ VERSION-2 M95L HAND PIECE CARTRIDGE-C600F015
IM04890 | Dental Handpiece Spares-NSK-Bottom Case For Endomate Tc2 E346910 |  |  | A Class | NOS | NOS | I-Inventory | FG-Finish Good |  | Spares | Handpeice-Spares | Dental Equiment | Main Location | 90330000 |  | FIFO | NSK Nakanishi | [8 empty] | 0 | 0 | 0 | 1 | 0 | [7 empty] | NOS | 1 |  | NSK/HP/SP/BOTTOM CASE FOR ENDOMATE TC2 E346910
IM04891 | Dental Handpiece Spares-NSK-Calibration Wrench |  |  | A Class | NOS | NOS | I-Inventory | FG-Finish Good |  | Spares | Handpeice-Spares | Dental Equiment | Main Location | 90330000 |  | FIFO | NSK Nakanishi | [8 empty] | 0 | 0 | 0 | 1 | 0 | [7 empty] | NOS | 1 |  | NSK/HP/SP/CALIBRATION WRENCH
IM04892 | Dental Handpiece Spares-NSK-Cartridge And Drive Shaft For M95L |  |  | A Class | NOS | NOS | I-Inventory | FG-Finish Good |  | Spares | Handpeice-Spares | Dental Equiment | Main Location | 90330000 |  | FIFO | NSK Nakanishi | [8 empty] | 0 | 0 | 0 | 1 | 0 | [7 empty] | NOS | 1 |  | NSK/HP/SP/CARTRIDGE And DRIVE SHAFT FOR M95L
IM04893 | Dental Handpiece Spares-NSK-Cartridge For M25L |  |  | A Class | NOS | NOS | I-Inventory | FG-Finish Good |  | Spares | Handpeice-Spares | Dental Equiment | Main Location | 90330000 |  | FIFO | NSK Nakanishi | [8 empty] | 0 | 0 | 0 | 1 | 0 | [7 empty] | NOS | 1 |  | NSK/HP/SP/CARTRIDGE FOR M25L
IM04894 | Dental Handpiece Spares-NSK-Cartridge For M25L C601015 |  |  | A Class | NOS | NOS | I-Inventory | FG-Finish Good |  | Spares | Handpeice-Spares | Dental Equiment | Main Location | 90330000 |  | FIFO | NSK Nakanishi | [8 empty] | 0 | 0 | 0 | 1 | 0 | [7 empty] | NOS | 1 |  | NSK/HP/SP/CARTRIDGE FOR M25L C601015
IM04895 | Dental Handpiece Spares-NSK-Cartridge For M95L |  |  | A Class | NOS | NOS | I-Inventory | FG-Finish Good |  | Spares | Handpeice-Spares | Dental Equiment | Main Location | 90330000 |  | FIFO | NSK Nakanishi | [8 empty] | 0 | 0 | 0 | 1 | 0 | [7 empty] | NOS | 1 |  | NSK/HP/SP/CARTRIDGE FOR M95L
IM04896 | Dental Handpiece Spares-NSK-Dental Dust Proof Seal C495360A |  |  | A Class | NOS | NOS | I-Inventory | FG-Finish Good |  | Spares | Handpeice-Spares | Dental Equiment | Main Location | 90330000 |  | FIFO | NSK Nakanishi | [8 empty] | 0 | 0 | 0 | 1 | 0 | [7 empty] | NOS | 1 |  | NSK/HP/SP/DENTAL DUST PROOF SEAL C495360A
IM04897 | Dental Handpiece Spares-NSK-Dental Handpiece Cartridge Tix45-Su03 Y1001906 |  |  | A Class | NOS | NOS | I-Inventory | FG-Finish Good |  | Spares | Handpeice-Spares | Dental Equiment | Main Location | 90330000 |  | FIFO | NSK Nakanishi | [8 empty] | 0 | 0 | 0 | 1 | 0 | [7 empty] | NOS | 1 |  | NSK/HP/SP/DENTAL HANDPIECE CARTRIDGE TIX45-SU03 Y1001906
IM04898 | Dental Handpiece Spares-NSK-Dental Handpiece Cartridge Tix45-Su03 Y1001906Â |  |  | A Class | NOS | NOS | I-Inventory | FG-Finish Good |  | Spares | Handpeice-Spares | Dental Equiment | Main Location | 90330000 |  | FIFO | NSK Nakanishi | [8 empty] | 0 | 0 | 0 | 1 | 0 | [7 empty] | NOS | 1 |  | NSK/HP/SP/DENTAL HANDPIECE CARTRIDGE TIX45-SU03 Y1001906Â
IM04899 | Dental Handpiece Spares-NSK-Dental Handpiece Cartridge Tix45-Su03 Y1001906Â |  |  | A Class | NOS | NOS | I-Inventory | FG-Finish Good |  | Spares | Handpeice-Spares | Dental Equiment | Main Location | 90330000 |  | FIFO | NSK Nakanishi | [8 empty] | 0 | 0 | 0 | 1 | 0 | [7 empty] | NOS | 1 |  | NSK/HP/SP/DENTAL HANDPIECE CARTRIDGE TIX45-SU03 Y1001906Â
IM04900 | Dental Handpiece Spares-NSK-Dental Handpiece Coupling Qd-Jm4 T334051 |  |  | A Class | NOS | NOS | I-Inventory | FG-Finish Good |  | Spares | Handpeice-Spares | Dental Equiment | Main Location | 90330000 |  | FIFO | NSK Nakanishi | [8 empty] | 0 | 0 | 0 | 1 | 0 | [7 empty] | NOS | 1 |  | NSK/HP/SP/DENTAL HANDPIECE COUPLING QD-JM4 T334051
IM04901 | Dental Handpiece Spares-NSK-Drive Shaft For M25L |  |  | A Class | NOS | NOS | I-Inventory | FG-Finish Good |  | Spares | Handpeice-Spares | Dental Equiment | Main Location | 90330000 |  | FIFO | NSK Nakanishi | [8 empty] | 0 | 0 | 0 | 1 | 0 | [7 empty] | NOS | 1 |  | NSK/HP/SP/DRIVE SHAFT FOR M25L
IM04902 | Dental Handpiece Spares-NSK-Drive Shaft For M95L 10000574 |  |  | A Class | NOS | NOS | I-Inventory | FG-Finish Good |  | Spares | Handpeice-Spares | Dental Equiment | Main Location | 90330000 |  | FIFO | NSK Nakanishi | [8 empty] | 0 | 0 | 0 | 1 | 0 | [7 empty] | NOS | 1 |  | NSK/HP/SP/DRIVE SHAFT FOR M95L 10000574
IM04903 | Dental Handpiece Spares-NSK-Drive Shafts Sg20 |  |  | A Class | NOS | NOS | I-Inventory | FG-Finish Good |  | Spares | Handpeice-Spares | Dental Equiment | Main Location | 90330000 |  | FIFO | NSK Nakanishi | [8 empty] | 0 | 0 | 0 | 1 | 0 | [7 empty] | NOS | 1 |  | NSK/HP/SP/DRIVE SHAFTS SG20
IM04904 | Dental Handpiece Spares-NSK-Drive Shafts Ti-Max Sg20L-C1003022 |  |  | A Class | NOS | NOS | I-Inventory | FG-Finish Good |  | Spares | Handpeice-Spares | Dental Equiment | Main Location | 90330000 |  | FIFO | NSK Nakanishi | [8 empty] | 0 | 0 | 0 | 1 | 0 | [7 empty] | NOS | 1 |  | NSK/HP/SP/DRIVE SHAFTS TI-MAX SG20L-C1003022
IM04905 | Dental Handpiece Spares-NSK-Dt-216 Tool |  |  | A Class | NOS | NOS | I-Inventory | FG-Finish Good |  | Spares | Handpeice-Spares | Dental Equiment | Main Location | 90330000 |  | FIFO | NSK Nakanishi | [8 empty] | 0 | 0 | 0 | 1 | 0 | [7 empty] | NOS | 1 |  | NSK/HP/SP/DT-216 TOOL
IM04906 | Dental Handpiece Spares-NSK-Ed 3 Gear Set Of (Cartridge + Gear Shaft + Dog Clutch) M95L (C1141070) |  |  | A Class | NOS | NOS | I-Inventory | FG-Finish Good |  | Spares | Handpeice-Spares | Dental Equiment | Main Location | 90330000 |  | FIFO | NSK Nakanishi | [8 empty] | 0 | 0 | 0 | 1 | 0 | [7 empty] | NOS | 1 |  | NSK/HP/SP/ED 3 GEAR SET OF (CARTRIDGE + GEAR SHAFT + DOG CLUTCH) M95L (C1141070)
IM04907 | Dental Handpiece Spares-NSK-E-Type Straight Nose Cone Handpiece |  |  | A Class | NOS | NOS | I-Inventory | FG-Finish Good |  | Spares | Handpeice-Spares | Dental Equiment | Main Location | 90330000 |  | FIFO | NSK Nakanishi | [8 empty] | 0 | 0 | 0 | 1 | 0 | [7 empty] | NOS | 1 |  | NSK/HP/SP/E-TYPE STRAIGHT NOSE CONE HANDPIECE
IM04908 | Dental Handpiece Spares-NSK-Fxp-Mu Cartridge Sx3-Mu03 P1280002 |  |  | A Class | NOS | NOS | I-Inventory | FG-Finish Good |  | Spares | Handpeice-Spares | Dental Equiment | Main Location | 90330000 |  | FIFO | NSK Nakanishi | [8 empty] | 0 | 0 | 0 | 1 | 0 | [7 empty] | NOS | 1 |  | NSK/HP/SP/FXP-MU CARTRIDGE SX3-MU03 P1280002
IM04909 | Dental Handpiece Spares-NSK-Fxp-Su Cartridge Sx3-Su03 P1281002 |  |  | A Class | NOS | NOS | I-Inventory | FG-Finish Good |  | Spares | Handpeice-Spares | Dental Equiment | Main Location | 90330000 |  | FIFO | NSK Nakanishi | [8 empty] | 0 | 0 | 0 | 1 | 0 | [7 empty] | NOS | 1 |  | NSK/HP/SP/FXP-SU CARTRIDGE SX3-SU03 P1281002
IM04910 | Dental Handpiece Spares-NSK-Guide Head Reamer For Tighting Tool M500L Dt402 |  |  | A Class | NOS | NOS | I-Inventory | FG-Finish Good |  | Spares | Handpeice-Spares | Dental Equiment | Main Location | 90330000 |  | FIFO | NSK Nakanishi | [8 empty] | 0 | 0 | 0 | 1 | 0 | [7 empty] | NOS | 1 |  | NSK/HP/SP/GUIDE HEAD REAMER FOR TIGHTING TOOL M500L DT402
IM04911 | Dental Handpiece Spares-NSK-Guide Retaining Nut Tighting Tool Dt405 |  |  | A Class | NOS | NOS | I-Inventory | FG-Finish Good |  | Spares | Handpeice-Spares | Dental Equiment | Main Location | 90330000 |  | FIFO | NSK Nakanishi | [8 empty] | 0 | 0 | 0 | 1 | 0 | [7 empty] | NOS | 1 |  | NSK/HP/SP/GUIDE RETAINING NUT TIGHTING TOOL DT405
IM04912 | Dental Handpiece Spares-NSK-Handpiece Bench Wise |  |  | A Class | NOS | NOS | I-Inventory | FG-Finish Good |  | Spares | Handpeice-Spares | Dental Equiment | Main Location | 90330000 |  | FIFO | NSK Nakanishi | [8 empty] | 0 | 0 | 0 | 1 | 0 | [7 empty] | NOS | 1 |  | NSK/HP/SP/HANDPIECE BENCH WISE
IM04913 | Dental Handpiece Spares-NSK-Head Cap For M95L-C600B050 |  |  | A Class | NOS | NOS | I-Inventory | FG-Finish Good |  | Spares | Handpeice-Spares | Dental Equiment | Main Location | 90330000 |  | FIFO | NSK Nakanishi | [8 empty] | 0 | 0 | 0 | 1 | 0 | [7 empty] | NOS | 1 |  | NSK/HP/SP/HEAD CAP FOR M95L-C600B050
IM04914 | Dental Handpiece Spares-NSK-Head Retaining Nut Remover Dt299 |  |  | A Class | NOS | NOS | I-Inventory | FG-Finish Good |  | Spares | Handpeice-Spares | Dental Equiment | Main Location | 90330000 |  | FIFO | NSK Nakanishi | [8 empty] | 0 | 0 | 0 | 1 | 0 | [7 empty] | NOS | 1 |  | NSK/HP/SP/HEAD RETAINING NUT REMOVER DT299
IM04915 | Dental Handpiece Spares-NSK-Ifx75 Drive Shaft 10001002 |  |  | A Class | NOS | NOS | I-Inventory | FG-Finish Good |  | Spares | Handpeice-Spares | Dental Equiment | Main Location | 90330000 |  | FIFO | NSK Nakanishi | [8 empty] | 0 | 0 | 0 | 1 | 0 | [7 empty] | NOS | 1 |  | NSK/HP/SP/IFX75 DRIVE SHAFT 10001002
IM04916 | Dental Handpiece Spares-NSK-Joint Ring Tightening Tool Dt401 |  |  | A Class | NOS | NOS | I-Inventory | FG-Finish Good |  | Spares | Handpeice-Spares | Dental Equiment | Main Location | 90330000 |  | FIFO | NSK Nakanishi | [8 empty] | 0 | 0 | 0 | 1 | 0 | [7 empty] | NOS | 1 |  | NSK/HP/SP/JOINT RING TIGHTENING TOOL DT401
IM04917 | Dental Handpiece Spares-NSK-Joint Ring Tightening Tool Dt404 |  |  | A Class | NOS | NOS | I-Inventory | FG-Finish Good |  | Spares | Handpeice-Spares | Dental Equiment | Main Location | 90330000 |  | FIFO | NSK Nakanishi | [8 empty] | 0 | 0 | 0 | 1 | 0 | [7 empty] | NOS | 1 |  | NSK/HP/SP/JOINT RING TIGHTENING TOOL DT404
IM04918 | Dental Handpiece Spares-NSK-Led Filament |  |  | A Class | NOS | NOS | I-Inventory | FG-Finish Good |  | Spares | Handpeice-Spares | Dental Equiment | Main Location | 90330000 |  | FIFO | NSK Nakanishi | [8 empty] | 0 | 0 | 0 | 1 | 0 | [7 empty] | NOS | 1 |  | NSK/HP/SP/LED FILAMENT
IM04919 | Dental Handpiece Spares-NSK-Lubricant Nozzle |  |  | A Class | NOS | NOS | I-Inventory | FG-Finish Good |  | Spares | Handpeice-Spares | Dental Equiment | Main Location | 90330000 |  | FIFO | NSK Nakanishi | [8 empty] | 0 | 0 | 0 | 1 | 0 | [7 empty] | NOS | 1 |  | NSK/HP/SP/LUBRICANT NOZZLE
IM04920 | Dental Handpiece Spares-NSK-M25 Contra Angle Handpiece Head Cap C601050 |  |  | A Class | NOS | NOS | I-Inventory | FG-Finish Good |  | Spares | Handpeice-Spares | Dental Equiment | Main Location | 90330000 |  | FIFO | NSK Nakanishi | [8 empty] | 0 | 0 | 0 | 1 | 0 | [7 empty] | NOS | 1 |  | NSK/HP/SP/M25 CONTRA ANGLE HANDPIECE HEAD CAP C601050
IM04921 | Dental Handpiece Spares-NSK-M25 Rubber Washers |  |  | A Class | NOS | NOS | I-Inventory | FG-Finish Good |  | Spares | Handpeice-Spares | Dental Equiment | Main Location | 90330000 |  | FIFO | NSK Nakanishi | [8 empty] | 0 | 0 | 0 | 1 | 0 | [7 empty] | NOS | 1 |  | NSK/HP/SP/M25 RUBBER WASHERS
IM04922 | Dental Handpiece Spares-NSK-M600Lg B2Dynamo Case Assy-10001425 |  |  | A Class | NOS | NOS | I-Inventory | FG-Finish Good |  | Spares | Handpeice-Spares | Dental Equiment | Main Location | 90330000 |  | FIFO | NSK Nakanishi | [8 empty] | 0 | 0 | 0 | 1 | 0 | [7 empty] | NOS | 1 |  | NSK/HP/SP/M600LG B2DYNAMO CASE ASSY-10001425
IM04923 | Dental Handpiece Spares-NSK-M95L Inner Elbow C1141250 |  |  | A Class | NOS | NOS | I-Inventory | FG-Finish Good |  | Spares | Handpeice-Spares | Dental Equiment | Main Location | 90330000 |  | FIFO | NSK Nakanishi | [8 empty] | 0 | 0 | 0 | 1 | 0 | [7 empty] | NOS | 1 |  | NSK/HP/SP/M95L INNER ELBOW C1141250
IM04924 | Dental Handpiece Spares-NSK-Nmc-Mu03-Nsk Cartridge Oh Handpiece P047 |  |  | A Class | NOS | NOS | I-Inventory | FG-Finish Good |  | Spares | Handpeice-Spares | Dental Equiment | Main Location | 90330000 |  | FIFO | NSK Nakanishi | [8 empty] | 0 | 0 | 0 | 1 | 0 | [7 empty] | NOS | 1 |  | NSK/HP/SP/NMC-MU03-NSK CARTRIDGE OH HANDPIECE P047
IM04925 | Dental Handpiece Spares-NSK-Nmc-Su03-Nsk Cartridge Ofhandpiece P045 |  |  | A Class | NOS | NOS | I-Inventory | FG-Finish Good |  | Spares | Handpeice-Spares | Dental Equiment | Main Location | 90330000 |  | FIFO | NSK Nakanishi | [8 empty] | 0 | 0 | 0 | 1 | 0 | [7 empty] | NOS | 1 |  | NSK/HP/SP/NMC-SU03-NSK CARTRIDGE OFHANDPIECE P045
IM04926 | Dental Handpiece Spares-NSK-Nmc-Tu03-Nsk Cartridge Of Handpiece P046 |  |  | A Class | NOS | NOS | I-Inventory | FG-Finish Good |  | Spares | Handpeice-Spares | Dental Equiment | Main Location | 90330000 |  | FIFO | NSK Nakanishi | [8 empty] | 0 | 0 | 0 | 1 | 0 | [7 empty] | NOS | 1 |  | NSK/HP/SP/NMC-TU03-NSK CARTRIDGE OF HANDPIECE P046
IM04927 | Dental Handpiece Spares-NSK- Cartridge Of Sg20 C101050 |  |  | A Class | NOS | NOS | I-Inventory | FG-Finish Good |  | Spares | Handpeice-Spares | Dental Equiment | Main Location | 90330000 |  | FIFO | NSK Nakanishi | [8 empty] | 0 | 0 | 0 | 1 | 0 | [7 empty] | NOS | 1 |  | NSK/HP/SP/NSK CARTRIDGE OF SG20 C101050
IM04928 | Dental Handpiece Spares-NSK- Cartridge Sx-Mu 03 P1001250 |  |  | A Class | NOS | NOS | I-Inventory | FG-Finish Good |  | Spares | Handpeice-Spares | Dental Equiment | Main Location | 90330000 |  | FIFO | NSK Nakanishi | [8 empty] | 0 | 0 | 0 | 1 | 0 | [7 empty] | NOS | 1 |  | NSK/HP/SP/NSK CARTRIDGE SX-MU 03 P1001250
IM04929 | Dental Handpiece Spares-NSK- Cartridge Sx-Su 03 P1002250 |  |  | A Class | NOS | NOS | I-Inventory | FG-Finish Good |  | Spares | Handpeice-Spares | Dental Equiment | Main Location | 90330000 |  | FIFO | NSK Nakanishi | [8 empty] | 0 | 0 | 0 | 1 | 0 | [7 empty] | NOS | 1 |  | NSK/HP/SP/NSK CARTRIDGE SX-SU 03 P1002250
IM04930 | Dental Handpiece Spares-NSK- Fxp-Sx3-Su04 Head Cap |  |  | A Class | NOS | NOS | I-Inventory | FG-Finish Good |  | Spares | Handpeice-Spares | Dental Equiment | Main Location | 90330000 |  | FIFO | NSK Nakanishi | [8 empty] | 0 | 0 | 0 | 1 | 0 | [7 empty] | NOS | 1 |  | NSK/HP/SP/NSK FXP-SX3-SU04 HEAD CAP
IM04931 | Dental Handpiece Spares-NSK- Handpiece Ta Lamp Set Y900132 |  |  | A Class | NOS | NOS | I-Inventory | FG-Finish Good |  | Spares | Handpeice-Spares | Dental Equiment | Main Location | 90330000 |  | FIFO | NSK Nakanishi | [8 empty] | 0 | 0 | 0 | 1 | 0 | [7 empty] | NOS | 1 |  | NSK/HP/SP/NSK HANDPIECE TA LAMP SET Y900132
IM04932 | Dental Handpiece Spares-NSK- Head Cap Sg20-10000228 |  |  | A Class | NOS | NOS | I-Inventory | FG-Finish Good |  | Spares | Handpeice-Spares | Dental Equiment | Main Location | 90330000 |  | FIFO | NSK Nakanishi | [8 empty] | 0 | 0 | 0 | 1 | 0 | [7 empty] | NOS | 1 |  | NSK/HP/SP/NSK HEAD CAP SG20-10000228
IM04933 | Dental Handpiece Spares-NSK- Sg20 Dog Clutch- 10000233001 |  |  | A Class | NOS | NOS | I-Inventory | FG-Finish Good |  | Spares | Handpeice-Spares | Dental Equiment | Main Location | 90330000 |  | FIFO | NSK Nakanishi | [8 empty] | 0 | 0 | 0 | 1 | 0 | [7 empty] | NOS | 1 |  | NSK/HP/SP/NSK SG20 Dog Clutch- 10000233001
IM04934 | Dental Handpiece Spares-NSK- Sg20 Shaft Retainer- 10000231001 |  |  | A Class | NOS | NOS | I-Inventory | FG-Finish Good |  | Spares | Handpeice-Spares | Dental Equiment | Main Location | 90330000 |  | FIFO | NSK Nakanishi | [8 empty] | 0 | 0 | 0 | 1 | 0 | [7 empty] | NOS | 1 |  | NSK/HP/SP/NSK SG20 Shaft Retainer- 10000231001
IM04935 | Dental Handpiece Spares-NSK- Sg20 Washer C369060 |  |  | A Class | NOS | NOS | I-Inventory | FG-Finish Good |  | Spares | Handpeice-Spares | Dental Equiment | Main Location | 90330000 |  | FIFO | NSK Nakanishi | [8 empty] | 0 | 0 | 0 | 1 | 0 | [7 empty] | NOS | 1 |  | NSK/HP/SP/NSK SG20 Washer C369060
IM04936 | Dental Handpiece Spares-NSK- Sg20I Dental Surgical Mini Head Sgm-1 C293001 |  |  | A Class | NOS | NOS | I-Inventory | FG-Finish Good |  | Spares | Handpeice-Spares | Dental Equiment | Main Location | 90330000 |  | FIFO | NSK Nakanishi | [8 empty] | 0 | 0 | 0 | 1 | 0 | [7 empty] | NOS | 1 |  | NSK/HP/SP/NSK SG20I DENTAL SURGICAL MINI HEAD SGM-1 C293001
IM04937 | Dental Handpiece Spares-NSK- Sucric Pro Calibration Bur |  |  | A Class | NOS | NOS | I-Inventory | FG-Finish Good |  | Spares | Handpeice-Spares | Dental Equiment | Main Location | 90330000 |  | FIFO | NSK Nakanishi | [8 empty] | 0 | 0 | 0 | 1 | 0 | [7 empty] | NOS | 1 |  | NSK/HP/SP/NSK SUCRIC PRO CALIBRATION BUR
IM04938 | Dental Handpiece Spares-NSK- Va Bulb Handpiece Lamp Y9001107 |  |  | A Class | NOS | NOS | I-Inventory | FG-Finish Good |  | Spares | Handpeice-Spares | Dental Equiment | Main Location | 90330000 |  | FIFO | NSK Nakanishi | [8 empty] | 0 | 0 | 0 | 1 | 0 | [7 empty] | NOS | 1 |  | NSK/HP/SP/NSK VA BULB HANDPIECE LAMP Y9001107
IM04939 | Dental Handpiece Spares-NSK-Pico Cartridge Sx-Pu03 P1140200 |  |  | A Class | NOS | NOS | I-Inventory | FG-Finish Good |  | Spares | Handpeice-Spares | Dental Equiment | Main Location | 90330000 |  | FIFO | NSK Nakanishi | [8 empty] | 0 | 0 | 0 | 1 | 0 | [7 empty] | NOS | 1 |  | NSK/HP/SP/PICO CARTRIDGE SX-PU03 P1140200
IM04940 | Dental Handpiece Spares-NSK-Pico Handpiece Head Cap-Sx-Pu04-P1140500 |  |  | A Class | NOS | NOS | I-Inventory | FG-Finish Good |  | Spares | Handpeice-Spares | Dental Equiment | Main Location | 90330000 |  | FIFO | NSK Nakanishi | [8 empty] | 0 | 0 | 0 | 1 | 0 | [7 empty] | NOS | 1 |  | NSK/HP/SP/PICO HANDPIECE HEAD CAP-SX-PU04-P1140500
IM04941 | Dental Handpiece Spares-NSK-Positioning Sleev Pusher Dt400 |  |  | A Class | NOS | NOS | I-Inventory | FG-Finish Good |  | Spares | Handpeice-Spares | Dental Equiment | Main Location | 90330000 |  | FIFO | NSK Nakanishi | [8 empty] | 0 | 0 | 0 | 1 | 0 | [7 empty] | NOS | 1 |  | NSK/HP/SP/POSITIONING SLEEV PUSHER DT400
IM04942 | Dental Handpiece Spares-NSK-Sg 20 Head Assy C1010911 |  |  | A Class | NOS | NOS | I-Inventory | FG-Finish Good |  | Spares | Handpeice-Spares | Dental Equiment | Main Location | 90330000 |  | FIFO | NSK Nakanishi | [8 empty] | 0 | 0 | 0 | 1 | 0 | [7 empty] | NOS | 1 |  | NSK/HP/SP/SG 20 HEAD ASSY C1010911
IM04943 | Dental Handpiece Spares-NSK-Sg20 Blue Washers |  |  | A Class | NOS | NOS | I-Inventory | FG-Finish Good |  | Spares | Handpeice-Spares | Dental Equiment | Main Location | 90330000 |  | FIFO | NSK Nakanishi | [8 empty] | 0 | 0 | 0 | 1 | 0 | [7 empty] | NOS | 1 |  | NSK/HP/SP/SG20 BLUE WASHERS
IM04944 | Dental Handpiece Spares-NSK-Sg20 Complete Head Assy |  |  | A Class | NOS | NOS | I-Inventory | FG-Finish Good |  | Spares | Handpeice-Spares | Dental Equiment | Main Location | 90330000 |  | FIFO | NSK Nakanishi | [8 empty] | 0 | 0 | 0 | 1 | 0 | [7 empty] | NOS | 1 |  | NSK/HP/SP/SG20 COMPLETE HEAD ASSY
IM04945 | Dental Handpiece Spares-NSK-Shaped Joint Pipe-P401428 |  |  | A Class | NOS | NOS | I-Inventory | FG-Finish Good |  | Spares | Handpeice-Spares | Dental Equiment | Main Location | 90330000 |  | FIFO | NSK Nakanishi | [8 empty] | 0 | 0 | 0 | 1 | 0 | [7 empty] | NOS | 1 |  | NSK/HP/SP/SHAPED JOINT PIPE-P401428
IM04946 | Dental Handpiece Spares-NSK-Surgic Pro Y Connector-C823752 |  |  | A Class | NOS | NOS | I-Inventory | FG-Finish Good |  | Spares | Handpeice-Spares | Dental Equiment | Main Location | 90330000 |  | FIFO | NSK Nakanishi | [8 empty] | 0 | 0 | 0 | 1 | 0 | [7 empty] | NOS | 1 |  | NSK/HP/SP/SURGIC PRO Y CONNECTOR-C823752
IM04947 | Dental Handpiece Spares-NSK-Suric Pro Internalspray Nossel 10000324 |  |  | A Class | NOS | NOS | I-Inventory | FG-Finish Good |  | Spares | Handpeice-Spares | Dental Equiment | Main Location | 90330000 |  | FIFO | NSK Nakanishi | [8 empty] | 0 | 0 | 0 | 1 | 0 | [7 empty] | NOS | 1 |  | NSK/HP/SP/SURIC PRO INTERNALSPRAY NOSSEL 10000324
IM04948 | Dental Handpiece Spares-NSK-Tc2 Rear Cover-E346105 |  |  | A Class | NOS | NOS | I-Inventory | FG-Finish Good |  | Spares | Handpeice-Spares | Dental Equiment | Main Location | 90330000 |  | FIFO | NSK Nakanishi | [8 empty] | 0 | 0 | 0 | 1 | 0 | [7 empty] | NOS | 1 |  | NSK/HP/SP/TC2 REAR COVER-E346105
IM04949 | Dental Handpiece Spares-NSK-Tool Dt-403 |  |  | A Class | NOS | NOS | I-Inventory | FG-Finish Good |  | Spares | Handpeice-Spares | Dental Equiment | Main Location | 90330000 |  | FIFO | NSK Nakanishi | [8 empty] | 0 | 0 | 0 | 1 | 0 | [7 empty] | NOS | 1 |  | NSK/HP/SP/TOOL DT-403
IM04950 | Dental Handpiece Spares-NSK-Tool Dt-418 |  |  | A Class | NOS | NOS | I-Inventory | FG-Finish Good |  | Spares | Handpeice-Spares | Dental Equiment | Main Location | 90330000 |  | FIFO | NSK Nakanishi | [8 empty] | 0 | 0 | 0 | 1 | 0 | [7 empty] | NOS | 1 |  | NSK/HP/SP/TOOL DT-418
IM04951 | Dental Handpiece Spares-NSK-Tool Dt-479 |  |  | A Class | NOS | NOS | I-Inventory | FG-Finish Good |  | Spares | Handpeice-Spares | Dental Equiment | Main Location | 90330000 |  | FIFO | NSK Nakanishi | [8 empty] | 0 | 0 | 0 | 1 | 0 | [7 empty] | NOS | 1 |  | NSK/HP/SP/TOOL DT-479
IM04952 | Dental Handpiece Spares-NSK-Tool Dt-487 |  |  | A Class | NOS | NOS | I-Inventory | FG-Finish Good |  | Spares | Handpeice-Spares | Dental Equiment | Main Location | 90330000 |  | FIFO | NSK Nakanishi | [8 empty] | 0 | 0 | 0 | 1 | 0 | [7 empty] | NOS | 1 |  | NSK/HP/SP/TOOL DT-487
IM04953 | Dental Handpiece Spares-NSK-Tool For Bit Grip-60000631 |  |  | A Class | NOS | NOS | I-Inventory | FG-Finish Good |  | Spares | Handpeice-Spares | Dental Equiment | Main Location | 90330000 |  | FIFO | NSK Nakanishi | [8 empty] | 0 | 0 | 0 | 1 | 0 | [7 empty] | NOS | 1 |  | NSK/HP/SP/TOOL FOR BIT GRIP-60000631
IM04954 | Dental Handpiece Spares-NSK-Tool For Sg20 60000033 |  |  | A Class | NOS | NOS | I-Inventory | FG-Finish Good |  | Spares | Handpeice-Spares | Dental Equiment | Main Location | 90330000 |  | FIFO | NSK Nakanishi | [8 empty] | 0 | 0 | 0 | 1 | 0 | [7 empty] | NOS | 1 |  | NSK/HP/SP/TOOL FOR SG20 60000033
IM04955 | Dental Handpiece Spares-NSK-Tube Retaining Ring-U42711 |  |  | A Class | NOS | NOS | I-Inventory | FG-Finish Good |  | Spares | Handpeice-Spares | Dental Equiment | Main Location | 90330000 |  | FIFO | NSK Nakanishi | [8 empty] | 0 | 0 | 0 | 1 | 0 | [7 empty] | NOS | 1 |  | NSK/HP/SP/TUBE RETAINING RING-u42711
IM04956 | Dental Handpiece Spares-NSK-Tubing-U374563 |  |  | A Class | NOS | NOS | I-Inventory | FG-Finish Good |  | Spares | Handpeice-Spares | Dental Equiment | Main Location | 90330000 |  | FIFO | NSK Nakanishi | [8 empty] | 0 | 0 | 0 | 1 | 0 | [7 empty] | NOS | 1 |  | NSK/HP/SP/TUBING-U374563
IM04957 | Dental Handpiece Spares-NSK-Various Va2 Handpiece |  |  | A Class | NOS | NOS | I-Inventory | FG-Finish Good |  | Spares | Handpeice-Spares | Dental Equiment | Main Location | 90330000 |  | FIFO | NSK Nakanishi | [8 empty] | 0 | 0 | 0 | 1 | 0 | [7 empty] | NOS | 1 |  | NSK/HP/SP/VARIOUS VA2 HANDPIECE
IM04958 | Dental Handpiece Spares-NSK-Version-2 M25L Cartridge-C1038015 |  |  | A Class | NOS | NOS | I-Inventory | FG-Finish Good |  | Spares | Handpeice-Spares | Dental Equiment | Main Location | 90330000 |  | FIFO | NSK Nakanishi | [8 empty] | 0 | 0 | 0 | 1 | 0 | [7 empty] | NOS | 1 |  | NSK/HP/SP/VERSION-2 M25L CARTRIDGE-C1038015
IM04959 | Dental Handpiece Spares-NSK-X500L Nsk Cartridge Of TIX-MU03 Y900200 |  |  | A Class | NOS | NOS | I-Inventory | FG-Finish Good |  | Spares | Handpeice-Spares | Dental Equiment | Main Location | 90330000 |  | FIFO | NSK Nakanishi | [8 empty] | 0 | 0 | 0 | 1 | 0 | [7 empty] | NOS | 1 |  | NSK/HP/SP/X500L NSK CARTRIDGE OF TIX-MU03 Y900200
IM04960 | Dental Handpiece Spares-NSK-X600L Nsk Cartridge Of Tix-Su03 Y1001022 |  |  | A Class | NOS | NOS | I-Inventory | FG-Finish Good |  | Spares | Handpeice-Spares | Dental Equiment | Main Location | 90330000 |  | FIFO | NSK Nakanishi | [8 empty] | 0 | 0 | 0 | 1 | 0 | [7 empty] | NOS | 1 |  | NSK/HP/SP/X600L NSK CARTRIDGE OF TIX-SU03 Y1001022
IM04961 | Dental Handpiece Spares-NSK-X600L Nsk Cartridge Of Tix-Su03 Y900201 |  |  | A Class | NOS | NOS | I-Inventory | FG-Finish Good |  | Spares | Handpeice-Spares | Dental Equiment | Main Location | 90330000 |  | FIFO | NSK Nakanishi | [8 empty] | 0 | 0 | 0 | 1 | 0 | [7 empty] | NOS | 1 |  | NSK/HP/SP/X600L NSK CARTRIDGE OF TIX-SU03 Y900201
IM04962 | Dental Handpiece Spares-NSK-X700L Nsk Cartridge Of Tix-Tu03 Y1001023 |  |  | A Class | NOS | NOS | I-Inventory | FG-Finish Good |  | Spares | Handpeice-Spares | Dental Equiment | Main Location | 90330000 |  | FIFO | NSK Nakanishi | [8 empty] | 0 | 0 | 0 | 1 | 0 | [7 empty] | NOS | 1 |  | NSK/HP/SP/X700L NSK CARTRIDGE OF TIX-TU03 Y1001023
IM04963 | Dental Handpiece Spares-NSK-X700L Nsk Cartridge Of Tix-Tu03 Y900202 |  |  | A Class | NOS | NOS | I-Inventory | FG-Finish Good |  | Spares | Handpeice-Spares | Dental Equiment | Main Location | 90330000 |  | FIFO | NSK Nakanishi | [8 empty] | 0 | 0 | 0 | 1 | 0 | [7 empty] | NOS | 1 |  | NSK/HP/SP/X700L NSK CARTRIDGE OF TIX-TU03 Y900202
IM04964 | Dental Handpiece Spares-NSK-Dentalp/B H/P/ Cap Sx-Su04Head Cap P1002500 |  |  | A Class | NOS | NOS | I-Inventory | FG-Finish Good |  | Spares | Handpeice-Spares | Dental Equiment | Main Location | 90330000 |  | FIFO | NSK Nakanishi | [8 empty] | 0 | 0 | 0 | 1 | 0 | [7 empty] | NOS | 1 |  | NSK/HP/SP/DENTALP/B H/P/ CAP SX-SU04HEAD CAP P1002500
IM04965 | Dental Handpiece Spares-NSK-Handpiece Cart X95L/C600F015 |  |  | A Class | NOS | NOS | I-Inventory | FG-Finish Good |  | Spares | Handpeice-Spares | Dental Equiment | Main Location | 90330000 |  | FIFO | NSK Nakanishi | [8 empty] | 0 | 0 | 0 | 1 | 0 | [7 empty] | NOS | 1 |  | NSK/HP/SP/HANDPIECE CART X95L/C600F015
IM04966 | Dental Handpiece Spares-NSK-M95L Handpiece Body Without Cap/Cartridge |  |  | A Class | NOS | NOS | I-Inventory | FG-Finish Good |  | Spares | Handpeice-Spares | Dental Equiment | Main Location | 90330000 |  | FIFO | NSK Nakanishi | [8 empty] | 0 | 0 | 0 | 1 | 0 | [7 empty] | NOS | 1 |  | NSK/HP/SP/M95L HANDPIECE BODY WITHOUT CAP/CARTRIDGE
IM04967 | Dental Handpiece Spares-NSK-Mc-Su05 Head Cap Wrench/P040765ÃÂ |  |  | A Class | NOS | NOS | I-Inventory | FG-Finish Good |  | Spares | Handpeice-Spares | Dental Equiment | Main Location | 90330000 |  | FIFO | NSK Nakanishi | [8 empty] | 0 | 0 | 0 | 1 | 0 | [7 empty] | NOS | 1 |  | NSK/HP/SP/MC-SU05 HEAD CAP WRENCH/P040765ÃÂ
IM04968 | Dental Handpiece Spares-NSK-Mp-Y/Assembly C 547 |  |  | A Class | NOS | NOS | I-Inventory | FG-Finish Good |  | Spares | Handpeice-Spares | Dental Equiment | Main Location | 90330000 |  | FIFO | NSK Nakanishi | [8 empty] | 0 | 0 | 0 | 1 | 0 | [7 empty] | NOS | 1 |  | NSK/HP/SP/MP-Y/ASSEMBLY C 547
IM04969 | Dental Handpiece Spares-NSK-/Hp/Sp/M600Lg Dynamo Socket Assy-10001909001 |  |  | A Class | NOS | NOS | I-Inventory | FG-Finish Good |  | Spares | Handpeice-Spares | Dental Equiment | Main Location | 90330000 |  | FIFO | NSK Nakanishi | [8 empty] | 0 | 0 | 0 | 1 | 0 | [7 empty] | NOS | 1 |  | NSK/HP/SP/NSK/HP/SP/M600LG DYNAMO SOCKET ASSY-10001909001
IM04970 | Dental Handpiece Spares-NSK-Pana Air Rotor H/P Body |  |  | A Class | NOS | NOS | I-Inventory | FG-Finish Good |  | Spares | Handpeice-Spares | Dental Equiment | Main Location | 90330000 |  | FIFO | NSK Nakanishi | [8 empty] | 0 | 0 | 0 | 1 | 0 | [7 empty] | NOS | 1 |  | NSK/HP/SP/PANA AIR ROTOR H/P BODY
IM04971 | Dental Handpiece Spares-NSK-Sp/Copper Plier |  |  | A Class | NOS | NOS | I-Inventory | FG-Finish Good |  | Spares | Handpeice-Spares | Dental Equiment | Main Location | 90330000 |  | FIFO | NSK Nakanishi | [8 empty] | 0 | 0 | 0 | 1 | 0 | [7 empty] | NOS | 1 |  | NSK/HP/SP/SP/COPPER PLIER
IM04972 | Dental Handpiece Spares-NSK-Tix45-Su04 Head Cap/P1078500Â |  |  | A Class | NOS | NOS | I-Inventory | FG-Finish Good |  | Spares | Handpeice-Spares | Dental Equiment | Main Location | 90330000 |  | FIFO | NSK Nakanishi | [8 empty] | 0 | 0 | 0 | 1 | 0 | [7 empty] | NOS | 1 |  | NSK/HP/SP/TIX45-SU04 HEAD CAP/P1078500Â
IM04973 | Dental Surgical Laser System- Biolase Waterlase MDX300- 8 Watt |  |  | A Class | NOS | NOS | I-Inventory | FG-Finish Good |  | Equipment | Hard Tissue Laser | Dental Equiment | Main Location | 90184900 |  | FIFO | Biolase | [8 empty] | 0 | 0 | 0 | 1 | 0 | [7 empty] | NOS | 1 |  | BL/LS/MC/DENTAL SURGICAL WATERLASE 8WATT MDX300
IM04974 | Dental Surgical Laser System-Biolase Waterlase MDX450- 8 Watt |  |  | A Class | NOS | NOS | I-Inventory | FG-Finish Good |  | Equipment | Hard Tissue Laser | Dental Equiment | Main Location | 90184900 |  | FIFO | Biolase | [8 empty] | 0 | 0 | 0 | 1 | 0 | [7 empty] | NOS | 1 |  | BL/LS/MC/DENTAL SURGICAL WATERLASE 8WATT MDX450
IM04975 | Dentla Surgical Laser System-Biolase WaterLase I Plus |  |  | A Class | NOS | NOS | I-Inventory | FG-Finish Good |  | Equipment | Hard Tissue Laser | Dental Equiment | Main Location | 90184900 |  | FIFO | Biolase | [8 empty] | 0 | 0 | 0 | 1 | 0 | [7 empty] | NOS | 1 |  | BL/LS/MC/DENTAL SURGICAL WATERLASE IPLUS SYSTEM
IM04976 | Dental Surgical Laser System-Biolase Waterlase MD-CPO |  |  | A Class | NOS | NOS | I-Inventory | FG-Finish Good |  | Equipment | Hard Tissue Laser | Dental Equiment | Main Location | 90184900 |  | FIFO | Biolase | [8 empty] | 0 | 0 | 0 | 1 | 0 | [7 empty] | NOS | 1 |  | BL/LS/MC/DENTAL SURGICAL WATERLASE/MD-CPO
IM04977 | Dental Surgical Laser System-Biolase Waterlase MD-Turbo |  |  | A Class | NOS | NOS | I-Inventory | FG-Finish Good |  | Equipment | Hard Tissue Laser | Dental Equiment | Main Location | 90184900 |  | FIFO | Biolase | [8 empty] | 0 | 0 | 0 | 1 | 0 | [7 empty] | NOS | 1 |  | BL/LS/MC/DENTAL SURGICAL WATERLASE/MD-TURBO
IM04978 | Dental Surgical Laser System-Biolase Waterlase MD-Turbo-Refurb |  |  | A Class | NOS | NOS | I-Inventory | FG-Finish Good |  | Equipment | Hard Tissue Laser | Dental Equiment | Main Location | 90184900 |  | FIFO | Biolase | [8 empty] | 0 | 0 | 0 | 1 | 0 | [7 empty] | NOS | 1 |  | BL/LS/MC/DENTAL SURGICAL WATERLASE/MD-TURBO REFURB
IM04979 | Dental Surgical Laser Accessories-Waterlase Tip MZ8 ZIP |  |  | A Class | NOS | NOS | I-Inventory | FG-Finish Good |  | Accessories | Hard Tissue Laser-Accessories | Dental Equiment | Main Location | 90184900 |  | FIFO | Biolase | [8 empty] | 0 | 0 | 0 | 1 | 0 | [7 empty] | NOS | 1 |  | BL/AC/WATERLASE TIP/MZ8/ZIP
IM04980 | Dental Surigcal Laser Accessories-Fractional Handpiece for I Plus System |  |  | A Class | NOS | NOS | I-Inventory | FG-Finish Good |  | Accessories | Hard Tissue Laser-Accessories | Dental Equiment | Main Location | 90184900 |  | FIFO | Biolase | [8 empty] | 0 | 0 | 0 | 1 | 0 | [7 empty] | NOS | 1 |  | BL/AC/FRACTIONAL HANDPIECE FOR IPLUS SYSTEM
IM04981 | Dental Surigcal Laser Accessories-Waterlase Tip MT4-6 MM |  |  | A Class | NOS | NOS | I-Inventory | FG-Finish Good |  | Accessories | Hard Tissue Laser-Accessories | Dental Equiment | Main Location | 90184900 |  | FIFO | Biolase | [8 empty] | 0 | 0 | 0 | 1 | 0 | [7 empty] | NOS | 1 |  | BL/AC/WATERLASE TIPS MT4-6MM
IM04982 | Dental Surigcal Laser Accessories-Waterlase Tip MZ5-6 MM ZIP |  |  | A Class | NOS | NOS | I-Inventory | FG-Finish Good |  | Accessories | Hard Tissue Laser-Accessories | Dental Equiment | Main Location | 90184900 |  | FIFO | Biolase | [8 empty] | 0 | 0 | 0 | 1 | 0 | [7 empty] | NOS | 1 |  | BL/AC/WATERLASE TIPS MZ5-6MM ZIP
IM04983 | Dental Surigcal Laser Accessories-Waterlase Tip MZ6-6 MM |  |  | A Class | NOS | NOS | I-Inventory | FG-Finish Good |  | Accessories | Hard Tissue Laser-Accessories | Dental Equiment | Main Location | 90184900 |  | FIFO | Biolase | [8 empty] | 0 | 0 | 0 | 1 | 0 | [7 empty] | NOS | 1 |  | BL/AC/WATERLASE TIPS MZ6-6MM
IM04984 | Dental Surigcal Laser Accessories-Waterlase Tip MZ6-9 MM |  |  | A Class | NOS | NOS | I-Inventory | FG-Finish Good |  | Accessories | Hard Tissue Laser-Accessories | Dental Equiment | Main Location | 90184900 |  | FIFO | Biolase | [8 empty] | 0 | 0 | 0 | 1 | 0 | [7 empty] | NOS | 1 |  | BL/AC/WATERLASE TIPS MZ6-9MM
IM04985 | Dental Surigcal Laser Accessories-Waterlase- Final Trunk Fiber |  |  | A Class | NOS | NOS | I-Inventory | FG-Finish Good |  | Accessories | Hard Tissue Laser-Accessories | Dental Equiment | Main Location | 90184900 |  | FIFO | Biolase | [8 empty] | 0 | 0 | 0 | 1 | 0 | [7 empty] | NOS | 1 |  | BL/AC/WL/FINAL TRUNK FIBER FOR WATERLASE IPLUS
IM04986 | Dental Surigcal Laser Accessories-WaterLase- Tip MX7 |  |  | A Class | NOS | NOS | I-Inventory | FG-Finish Good |  | Accessories | Hard Tissue Laser-Accessories | Dental Equiment | Main Location | 90184900 |  | FIFO | Biolase | [8 empty] | 0 | 0 | 0 | 1 | 0 | [7 empty] | NOS | 1 |  | BL/LS/AC/BIOLASE WATERLASE TIP/MX7
IM04987 | Dental Surigcal Laser Accessories-WaterLase- Tip MX9 |  |  | A Class | NOS | NOS | I-Inventory | FG-Finish Good |  | Accessories | Hard Tissue Laser-Accessories | Dental Equiment | Main Location | 90184900 |  | FIFO | Biolase | [8 empty] | 0 | 0 | 0 | 1 | 0 | [7 empty] | NOS | 1 |  | BL/LS/AC/BIOLASE WATERLASE TIP/MX9
IM04988 | Dental Surigcal Laser Accessories-Biolase- Protective Googles |  |  | A Class | NOS | NOS | I-Inventory | FG-Finish Good |  | Accessories | Hard Tissue Laser-Accessories | Dental Equiment | Main Location | 90184900 |  | FIFO | Biolase | [8 empty] | 0 | 0 | 0 | 1 | 0 | [7 empty] | NOS | 1 |  | BL/LS/AC/EPIC/PROTECTIVE GOOGLES FOR EPIC X
IM04989 | Dental Surigcal Laser Accessories-Biolase- Radial Firing Tip-RFT 2-21 MM |  |  | A Class | NOS | NOS | I-Inventory | FG-Finish Good |  | Accessories | Hard Tissue Laser-Accessories | Dental Equiment | Main Location | 90184900 |  | FIFO | Biolase | [8 empty] | 0 | 0 | 0 | 1 | 0 | [7 empty] | NOS | 1 |  | BL/LS/AC/RFT-2-21MM/RADIAL FIRING TIP
IM04990 | Dental Surigcal Laser Accessories-Biolase- Radial Firing Tip-RFT 2-25 MM |  |  | A Class | NOS | NOS | I-Inventory | FG-Finish Good |  | Accessories | Hard Tissue Laser-Accessories | Dental Equiment | Main Location | 90184900 |  | FIFO | Biolase | [8 empty] | 0 | 0 | 0 | 1 | 0 | [7 empty] | NOS | 1 |  | BL/LS/AC/RFT-2-25MM/RADIAL FIRING TIP
IM04991 | Dental Surigcal Laser Accessories-Biolase- Radial Firing Tip-RFT 3-17 MM |  |  | A Class | NOS | NOS | I-Inventory | FG-Finish Good |  | Accessories | Hard Tissue Laser-Accessories | Dental Equiment | Main Location | 90184900 |  | FIFO | Biolase | [8 empty] | 0 | 0 | 0 | 1 | 0 | [7 empty] | NOS | 1 |  | BL/LS/AC/RFT-3-17MM/RADIAL FIRING TIP
IM04992 | Dental Surigcal Laser Accessories-Biolase- Radial Firing Tip-RFT 3-21 MM |  |  | A Class | NOS | NOS | I-Inventory | FG-Finish Good |  | Accessories | Hard Tissue Laser-Accessories | Dental Equiment | Main Location | 90184900 |  | FIFO | Biolase | [8 empty] | 0 | 0 | 0 | 1 | 0 | [7 empty] | NOS | 1 |  | BL/LS/AC/RFT-3-21MM/RADIAL FIRING TIP
IM04993 | Dental Surigcal Laser Accessories- Biolase-Waterlase Tip- MGG6-6 MM |  |  | A Class | NOS | NOS | I-Inventory | FG-Finish Good |  | Accessories | Hard Tissue Laser-Accessories | Dental Equiment | Main Location | 90184900 |  | FIFO | Biolase | [8 empty] | 0 | 0 | 0 | 1 | 0 | [7 empty] | NOS | 1 |  | BL/LS/AC/WATERLASE TIPS MGG6 6MM
IM04994 | Dental Surigcal Laser Accessories-Biolase-Waterlase Tip- MGG6-9 MM |  |  | A Class | NOS | NOS | I-Inventory | FG-Finish Good |  | Accessories | Hard Tissue Laser-Accessories | Dental Equiment | Main Location | 90184900 |  | FIFO | Biolase | [8 empty] | 0 | 0 | 0 | 1 | 0 | [7 empty] | NOS | 1 |  | BL/LS/AC/WATERLASE TIPS MGG6 9MM
IM04995 | Dental Surigcal Laser Accessories-Biolase- Radial Firing Tip-RFPT 5-14 MM |  |  | A Class | NOS | NOS | I-Inventory | FG-Finish Good |  | Accessories | Hard Tissue Laser-Accessories | Dental Equiment | Main Location | 90184900 |  | FIFO | Biolase | [8 empty] | 0 | 0 | 0 | 1 | 0 | [7 empty] | NOS | 1 |  | BL/LS/AC/WATERLASE TIPS RFPT5 -14MM
IM04996 | Dental Surigcal Laser Accessories-Biolase- Radial Firing Tip-RFPT 8-14 MM |  |  | A Class | NOS | NOS | I-Inventory | FG-Finish Good |  | Accessories | Hard Tissue Laser-Accessories | Dental Equiment | Main Location | 90184900 |  | FIFO | Biolase | [8 empty] | 0 | 0 | 0 | 1 | 0 | [7 empty] | NOS | 1 |  | BL/LS/AC/WATERLASE TIPS RFPT8 -14MM
IM04997 | Implant Motor- Strong- Implant Micromotor 20:1 Hand Piece Set X Cube |  |  | A Class | NOS | NOS | I-Inventory | FG-Finish Good |  | Equipment | Implant Motor | Dental Equiment | Main Location | 90184900 |  | FIFO | Strong | [8 empty] | 0 | 0 | 0 | 1 | 0 | [7 empty] | NOS | 1 |  | ST/MC/IMPLANT MICROMOTOR/20:1 HAND PIECE SET X-CUBE
IM04998 | Implant Motor- Strong- Implant Micromotor 20:1 Hand Piece Set X Cube I |  |  | A Class | NOS | NOS | I-Inventory | FG-Finish Good |  | Equipment | Implant Motor | Dental Equiment | Main Location | 90184900 |  | FIFO | Strong | [8 empty] | 0 | 0 | 0 | 1 | 0 | [7 empty] | NOS | 1 |  | ST/MM/MC/IMPLANT MICROMOTOR/20:1 HAND PIECE SET X-CUBE I
IM04999 | Implant Motor-Woodpecker Implant X Without Handpiece |  |  | A Class | NOS | NOS | I-Inventory | FG-Finish Good |  | Equipment | Implant Motor | Dental Equiment | Main Location | 90184900 |  | FIFO | Gulin Woodpecker | [8 empty] | 0 | 0 | 0 | 1 | 0 | [7 empty] | NOS | 1 |  | GW/IM/MC/WOODPECKER PHYSIO DISPEN. IMPLANTX W/O HP
IM05000 | Implant Motor-Woodpecker Implant X |  |  | A Class | NOS | NOS | I-Inventory | FG-Finish Good |  | Equipment | Implant Motor | Dental Equiment | Main Location | 90184900 |  | FIFO | Gulin Woodpecker | [8 empty] | 0 | 0 | 0 | 1 | 0 | [7 empty] | NOS | 1 |  | GW/IM/MC/WOODPECKER PHYSIO DISPENSER MODEL IMPLANTX
IM05001 | Implant Motor-Woodpecker Microsurgic |  |  | A Class | NOS | NOS | I-Inventory | FG-Finish Good |  | Equipment | Implant Motor | Dental Equiment | Main Location | 90184900 |  | FIFO | Gulin Woodpecker | [8 empty] | 0 | 0 | 0 | 1 | 0 | [7 empty] | NOS | 1 |  | GW/IM/MC/WOODPECKER/IMPLANT MOTOR MODEL MICROSURGIC
IM05002 | Implant Motor-Woodpecker Model Ultrasurgery 70W Surgery X |  |  | A Class | NOS | NOS | I-Inventory | FG-Finish Good |  | Equipment | Implant Motor | Dental Equiment | Main Location | 90184900 |  | FIFO | Gulin Woodpecker | [8 empty] | 0 | 0 | 0 | 1 | 0 | [7 empty] | NOS | 1 |  | GW/PS/MC/WOODPECKER /ULTRASURGERY 70W/MOD-SURGERY X
IM05003 | Implant Motor-Woodpecker Piezo Ultrasurgery |  |  | A Class | NOS | NOS | I-Inventory | FG-Finish Good |  | Equipment | Implant Motor | Dental Equiment | Main Location | 90184900 |  | FIFO | Gulin Woodpecker | [8 empty] | 0 | 0 | 0 | 1 | 0 | [7 empty] | NOS | 1 |  | GW/PS/MC/WOODPECKER PIEZO-ULTRASURGERY
IM05004 | Implant Motor-Woodpecker Piezo Ultrasurgery 60W |  |  | A Class | NOS | NOS | I-Inventory | FG-Finish Good |  | Equipment | Implant Motor | Dental Equiment | Main Location | 90184900 |  | FIFO | Gulin Woodpecker | [8 empty] | 0 | 0 | 0 | 1 | 0 | [7 empty] | NOS | 1 |  | GW/PS/MC/WOODPECKER PIEZO-ULTRASURGERY 60W
IM05005 | Implant Motor-Woodpecker Piezo Ultrasurgery with LED |  |  | A Class | NOS | NOS | I-Inventory | FG-Finish Good |  | Equipment | Implant Motor | Dental Equiment | Main Location | 90184900 |  | FIFO | Gulin Woodpecker | [8 empty] | 0 | 0 | 0 | 1 | 0 | [7 empty] | NOS | 1 |  | GW/PS/MC/WOODPECKER PIEZO-ULTRASURGERY WITH LED
IM05006 | Implant Motor-Woodpecker Piezo Ultrasurgery 60W with LED |  |  | A Class | NOS | NOS | I-Inventory | FG-Finish Good |  | Equipment | Implant Motor | Dental Equiment | Main Location | 90184900 |  | FIFO | Gulin Woodpecker | [8 empty] | 0 | 0 | 0 | 1 | 0 | [7 empty] | NOS | 1 |  | GW/PS/MC/WOODPECKER PIEZO-ULTRASURGERY WITH LED 60W
IM05007 | Implant Motor- NSK- Implant Surgic AP Non Optic Y1002184 |  |  | A Class | NOS | NOS | I-Inventory | FG-Finish Good |  | Equipment | Implant Motor | Dental Equiment | Main Location | 90184900 |  | FIFO | NSK Nakanishi | [8 empty] | 0 | 0 | 0 | 1 | 0 | [7 empty] | NOS | 1 |  | NSK/IM/MC/NSK IMPANT SURGIC AP NON-OPT Y1002184
IM05008 | Implant Motor- NSK- Implant Surgic Pro Fiber Optic-Y1001933 |  |  | A Class | NOS | NOS | I-Inventory | FG-Finish Good |  | Equipment | Implant Motor | Dental Equiment | Main Location | 90184900 |  | FIFO | NSK Nakanishi | [8 empty] | 0 | 0 | 0 | 1 | 0 | [7 empty] | NOS | 1 |  | NSK/IM/MC/NSK IMPANT SURGIC PRO FO Y1001933
IM05009 | Implant Motor- NSK- Implant Surgic Pro Non Optic-Y1001934 |  |  | A Class | NOS | NOS | I-Inventory | FG-Finish Good |  | Equipment | Implant Motor | Dental Equiment | Main Location | 90184900 |  | FIFO | NSK Nakanishi | [8 empty] | 0 | 0 | 0 | 1 | 0 | [7 empty] | NOS | 1 |  | NSK/IM/MC/NSK IMPANT SURGIC PRO N-OPT Y1001934
IM05010 | Implant Motor- NSK- Implant Surgic Pro Plus Fiber Optic-Y1002096 |  |  | A Class | NOS | NOS | I-Inventory | FG-Finish Good |  | Equipment | Implant Motor | Dental Equiment | Main Location | 90184900 |  | FIFO | NSK Nakanishi | [8 empty] | 0 | 0 | 0 | 1 | 0 | [7 empty] | NOS | 1 |  | NSK/IM/MC/NSK IMPANT SURGIC PRO PLUS FO Y1002096
IM05011 | Implant Motor Accessories- Woodpecker Ultrasurgery X Handpiece |  |  | A Class | NOS | NOS | I-Inventory | FG-Finish Good |  | Accessories | Implant Motor-Accessories | Dental Equiment | Main Location | 90184900 |  | FIFO | Gulin Woodpecker | [8 empty] | 0 | 0 | 0 | 1 | 0 | [7 empty] | NOS | 1 |  | GW/PS/AC/WOODPECKER /ULTRASURGERY SURGERY X/HANDPIECE
IM05012 | Implant Motor Spares-NSK-Implant Surgic AP Non Optic Micro Motor SG50MS-E290 |  |  | A Class | NOS | NOS | I-Inventory | FG-Finish Good |  | Spares | Implant Motor-Spares | Dental Equiment | Main Location | 90330000 |  | FIFO | NSK Nakanishi | [8 empty] | 0 | 0 | 0 | 1 | 0 | [7 empty] | NOS | 1 |  | NSK/MM/MC/SP/IMPLANT SURGIC AP NON OPTIC MICRO MOTOR SG50MS (E290)
IM05013 | Implant Motor Spares-Woodpecker- Implant X Contra Angle Hand Piece |  |  | A Class | NOS | NOS | I-Inventory | FG-Finish Good |  | Spares | Implant Motor-Spares | Dental Equiment | Main Location | 90330000 |  | FIFO | Gulin Woodpecker | [8 empty] | 0 | 0 | 0 | 1 | 0 | [7 empty] | NOS | 1 |  | GW/CA/SP/WOODPECKER IMPLANT X CONTRA ANGLE HAND PIECE
IM05014 | Implant Motor Spares-Woodpecker- Implant X Contra Angle Hand Piece Cap |  |  | A Class | NOS | NOS | I-Inventory | FG-Finish Good |  | Spares | Implant Motor-Spares | Dental Equiment | Main Location | 90330000 |  | FIFO | Gulin Woodpecker | [8 empty] | 0 | 0 | 0 | 1 | 0 | [7 empty] | NOS | 1 |  | GW/CA/SP/WOODPECKER IMPLANT X CONTRA ANGLE HAND PIECE CAP
IM05015 | Implant Motor Spares-Woodpecker- Implant X Contra Angle Hand Piece Cartridge |  |  | A Class | NOS | NOS | I-Inventory | FG-Finish Good |  | Spares | Implant Motor-Spares | Dental Equiment | Main Location | 90330000 |  | FIFO | Gulin Woodpecker | [8 empty] | 0 | 0 | 0 | 1 | 0 | [7 empty] | NOS | 1 |  | GW/CA/SP/WOODPECKER IMPLANT X CONTRA ANGLE HAND PIECE CARTRIDGE
IM05016 | Implant Motor Spares-Woodpecker- Implant X Contra Angle Hand Piece Clutch |  |  | A Class | NOS | NOS | I-Inventory | FG-Finish Good |  | Spares | Implant Motor-Spares | Dental Equiment | Main Location | 90330000 |  | FIFO | Gulin Woodpecker | [8 empty] | 0 | 0 | 0 | 1 | 0 | [7 empty] | NOS | 1 |  | GW/CA/SP/WOODPECKER IMPLANT X CONTRA ANGLE HAND PIECE CLUTCH
IM05017 | Implant Motor Spares-Woodpecker- Implant X Contra Angle Hand Piece Shaft |  |  | A Class | NOS | NOS | I-Inventory | FG-Finish Good |  | Spares | Implant Motor-Spares | Dental Equiment | Main Location | 90330000 |  | FIFO | Gulin Woodpecker | [8 empty] | 0 | 0 | 0 | 1 | 0 | [7 empty] | NOS | 1 |  | GW/CA/SP/WOODPECKER IMPLANT X CONTRA ANGLE HAND PIECE SHAFT
IM05018 | Implant Motor Spares-Woodpecker- Implant X Foot Control Mf4 |  |  | A Class | NOS | NOS | I-Inventory | FG-Finish Good |  | Spares | Implant Motor-Spares | Dental Equiment | Main Location | 90330000 |  | FIFO | Gulin Woodpecker | [8 empty] | 0 | 0 | 0 | 1 | 0 | [7 empty] | NOS | 1 |  | GW/CA/SP/WOODPECKER IMPLANT X FOOT CONTROL MF4
IM05019 | Implant Motor Spares-Woodpecker- Implant X Led Micro Motor |  |  | A Class | NOS | NOS | I-Inventory | FG-Finish Good |  | Spares | Implant Motor-Spares | Dental Equiment | Main Location | 90330000 |  | FIFO | Gulin Woodpecker | [8 empty] | 0 | 0 | 0 | 1 | 0 | [7 empty] | NOS | 1 |  | GW/CA/SP/WOODPECKER IMPLANT X LED MICRO MOTOR
IM05020 | Implant Motor Spares-Woodpecker- Implantx Main Pcb |  |  | A Class | NOS | NOS | I-Inventory | FG-Finish Good |  | Spares | Implant Motor-Spares | Dental Equiment | Main Location | 90330000 |  | FIFO | Gulin Woodpecker | [8 empty] | 0 | 0 | 0 | 1 | 0 | [7 empty] | NOS | 1 |  | GW/IM/MC/WOODPECKER IMPLANTX MAIN PCB
IM05021 | Implant Motor Spares-Woodpecker- Implant X Tubing |  |  | A Class | NOS | NOS | I-Inventory | FG-Finish Good |  | Spares | Implant Motor-Spares | Dental Equiment | Main Location | 90330000 |  | FIFO | Gulin Woodpecker | [8 empty] | 0 | 0 | 0 | 1 | 0 | [7 empty] | NOS | 1 |  | GW/IX/SP/WOODPECKER IMPLANT X TUBING
IM05022 | Implant Motor Spares-NSK- Ap Irregation Tube(5 Pack Of 5) Y900197 |  |  | A Class | NOS | NOS | I-Inventory | FG-Finish Good |  | Spares | Implant Motor-Spares | Dental Equiment | Main Location | 90330000 |  | FIFO | NSK Nakanishi | [8 empty] | 0 | 0 | 0 | 1 | 0 | [7 empty] | NOS | 1 |  | NSK/AP/SP/SURGIC AP IRREGATION TUBE(5 PACK OF 5) Y900197
IM05023 | Implant Motor Spares-NSK- Surgic Ap Foot Control- Z283001 |  |  | A Class | NOS | NOS | I-Inventory | FG-Finish Good |  | Spares | Implant Motor-Spares | Dental Equiment | Main Location | 90330000 |  | FIFO | NSK Nakanishi | [8 empty] | 0 | 0 | 0 | 1 | 0 | [7 empty] | NOS | 1 |  | NSK/MC/SP/IMPLAT SURGIC AP FOOT CONTROL- Z283001
IM05024 | Implant Motor Spares-NSK- Surgic Ap N-Optic Micro Motor Cord-E290051 |  |  | A Class | NOS | NOS | I-Inventory | FG-Finish Good |  | Spares | Implant Motor-Spares | Dental Equiment | Main Location | 90330000 |  | FIFO | NSK Nakanishi | [8 empty] | 0 | 0 | 0 | 1 | 0 | [7 empty] | NOS | 1 |  | NSK/MC/SP/IMPLAT SURGIC AP N-OPTIC MICRO MOTOR CORD-E290051
IM05025 | Implant Motor Spares-NSK- Surgic Pro N-Optic Micro Motor Cord |  |  | A Class | NOS | NOS | I-Inventory | FG-Finish Good |  | Spares | Implant Motor-Spares | Dental Equiment | Main Location | 90330000 |  | FIFO | NSK Nakanishi | [8 empty] | 0 | 0 | 0 | 1 | 0 | [7 empty] | NOS | 1 |  | NSK/MC/SP/IMPLAT SURGIC PRO N-OPTIC MICRO MOTOR CORD
IM05026 | Implant Motor Spares-NSK- Surgic Pro N-Optic Micro Motor With Cord-E1023061 |  |  | A Class | NOS | NOS | I-Inventory | FG-Finish Good |  | Spares | Implant Motor-Spares | Dental Equiment | Main Location | 90330000 |  | FIFO | NSK Nakanishi | [8 empty] | 0 | 0 | 0 | 1 | 0 | [7 empty] | NOS | 1 |  | NSK/MC/SP/IMPLAT SURGIC PRO N-OPTIC MICRO MOTOR WITH CORD-E1023061
IM05027 | Implant Motor Spares-NSK- Surgic Pro N-Optic Micro Motor Without Cord |  |  | A Class | NOS | NOS | I-Inventory | FG-Finish Good |  | Spares | Implant Motor-Spares | Dental Equiment | Main Location | 90330000 |  | FIFO | NSK Nakanishi | [8 empty] | 0 | 0 | 0 | 1 | 0 | [7 empty] | NOS | 1 |  | NSK/MC/SP/IMPLAT SURGIC PRO N-OPTIC MICRO MOTOR WITHOUT CORD
IM05028 | Implant Motor Spares-NSK- Surgic Pro Pump Assy-10001763 |  |  | A Class | NOS | NOS | I-Inventory | FG-Finish Good |  | Spares | Implant Motor-Spares | Dental Equiment | Main Location | 90330000 |  | FIFO | NSK Nakanishi | [8 empty] | 0 | 0 | 0 | 1 | 0 | [7 empty] | NOS | 1 |  | NSK/MC/SP/IMPLAT SURGIC PRO PUMP ASSY-10001763
IM05029 | Implant Motor Spares-NSK- Ap PCB Board Assy Set-U510023 |  |  | A Class | NOS | NOS | I-Inventory | FG-Finish Good |  | Spares | Implant Motor-Spares | Dental Equiment | Main Location | 90330000 |  | FIFO | NSK Nakanishi | [8 empty] | 0 | 0 | 0 | 1 | 0 | [7 empty] | NOS | 1 |  | NSK/MC/SP/SURGIC AP PCB BOARD ASSY SET-U510023
IM05030 | Implant Motor Spares-NSK- Surgic Ap Unit Upper Body-U510101A |  |  | A Class | NOS | NOS | I-Inventory | FG-Finish Good |  | Spares | Implant Motor-Spares | Dental Equiment | Main Location | 90330000 |  | FIFO | NSK Nakanishi | [8 empty] | 0 | 0 | 0 | 1 | 0 | [7 empty] | NOS | 1 |  | NSK/MM/MC/SP/IMPLANT SURGIC AP UNIT UPPER BODY-U510101A
IM05031 | Implant Motor Spares-NSK-Autoclave Plugs For Surgic Pro |  |  | A Class | NOS | NOS | I-Inventory | FG-Finish Good |  | Spares | Implant Motor-Spares | Dental Equiment | Main Location | 90330000 |  | FIFO | NSK Nakanishi | [8 empty] | 0 | 0 | 0 | 1 | 0 | [7 empty] | NOS | 1 |  | NSK/SP/AUTOCLAVE PLUGS FOR SURGIC PRO
IM05032 | Implant Motor Spares-NSK- Surgic Pro Display PCB |  |  | A Class | NOS | NOS | I-Inventory | FG-Finish Good |  | Spares | Implant Motor-Spares | Dental Equiment | Main Location | 90330000 |  | FIFO | NSK Nakanishi | [8 empty] | 0 | 0 | 0 | 1 | 0 | [7 empty] | NOS | 1 |  | NSK/SP/MC/NSK IMPANT SURGIC PRO DISPLAY PCB
IM05033 | Implant Motor Spares-NSK- Surgic Pro Motor Stand |  |  | A Class | NOS | NOS | I-Inventory | FG-Finish Good |  | Spares | Implant Motor-Spares | Dental Equiment | Main Location | 90330000 |  | FIFO | NSK Nakanishi | [8 empty] | 0 | 0 | 0 | 1 | 0 | [7 empty] | NOS | 1 |  | NSK/SP/MC/NSK IMPANT SURGIC PRO MOTOR STAND
IM05034 | Implant Motor Spares-NSK-Surgic Pro Non Optic Main PCB- U1037029 |  |  | A Class | NOS | NOS | I-Inventory | FG-Finish Good |  | Spares | Implant Motor-Spares | Dental Equiment | Main Location | 90330000 |  | FIFO | NSK Nakanishi | [8 empty] | 0 | 0 | 0 | 1 | 0 | [7 empty] | NOS | 1 |  | NSK/SP/SURGIC PRO NON OPTIC MAIN PCB- U1037029
IM05035 | Implant Motor Spares-NSK-Surgic Proelectric Micro Motor- E1025 |  |  | A Class | NOS | NOS | I-Inventory | FG-Finish Good |  | Spares | Implant Motor-Spares | Dental Equiment | Main Location | 90330000 |  | FIFO | NSK Nakanishi | [8 empty] | 0 | 0 | 0 | 1 | 0 | [7 empty] | NOS | 1 |  | NSK/SP/SURGIC PROELECTRIC MICRO MOTOR- E1025
IM05036 | Implant Motor Spares-NSK-Surgic Pro Power Cord |  |  | A Class | NOS | NOS | I-Inventory | FG-Finish Good |  | Spares | Implant Motor-Spares | Dental Equiment | Main Location | 90330000 |  | FIFO | NSK Nakanishi | [8 empty] | 0 | 0 | 0 | 1 | 0 | [7 empty] | NOS | 1 |  | NSK/SURPRO/SP/SURGIC PRO POWER CORD
IM05037 | Implant Motor Spares-NSK-Surgic XT Knob |  |  | A Class | NOS | NOS | I-Inventory | FG-Finish Good |  | Spares | Implant Motor-Spares | Dental Equiment | Main Location | 90330000 |  | FIFO | NSK Nakanishi | [8 empty] | 0 | 0 | 0 | 1 | 0 | [7 empty] | NOS | 1 |  | NSK/SX/SP/SURGIC XT KNOB
IM05038 | Implant Motor Spares-NSK-Surgic XT Pc Board Assy (Set) U370A001 |  |  | A Class | NOS | NOS | I-Inventory | FG-Finish Good |  | Spares | Implant Motor-Spares | Dental Equiment | Main Location | 90330000 |  | FIFO | NSK Nakanishi | [8 empty] | 0 | 0 | 0 | 1 | 0 | [7 empty] | NOS | 1 |  | NSK/SX/SP/SURGIC XT PC BOARD ASSY (SET) U370A001
IM05039 | Implant Motor Spares-NSK-Surgic XT PCB |  |  | A Class | NOS | NOS | I-Inventory | FG-Finish Good |  | Spares | Implant Motor-Spares | Dental Equiment | Main Location | 90330000 |  | FIFO | NSK Nakanishi | [8 empty] | 0 | 0 | 0 | 1 | 0 | [7 empty] | NOS | 1 |  | NSK/SX/SP/SURGIC XT PCB
IM05040 | Implant Motor Spares-NSK-Surgic XT Plus Motor Bulb |  |  | A Class | NOS | NOS | I-Inventory | FG-Finish Good |  | Spares | Implant Motor-Spares | Dental Equiment | Main Location | 90330000 |  | FIFO | NSK Nakanishi | [8 empty] | 0 | 0 | 0 | 1 | 0 | [7 empty] | NOS | 1 |  | NSK/SX/SP/SURGIC XT PLUS MOTOR BULB
IM05041 | Implant Motor Spares-NSK- Pro/Sgl M (No Motor Case)-E1023050 |  |  | A Class | NOS | NOS | I-Inventory | FG-Finish Good |  | Spares | Implant Motor-Spares | Dental Equiment | Main Location | 90330000 |  | FIFO | NSK Nakanishi | [8 empty] | 0 | 0 | 0 | 1 | 0 | [7 empty] | NOS | 1 |  | NSK/SG/SP/SURGIC PRO/SGL M (NO MOTOR CASE)-E1023050
IM05042 | Implant Motor Spares-NSK-Surgic Pronon Optic/Transformer U1039150 |  |  | A Class | NOS | NOS | I-Inventory | FG-Finish Good |  | Spares | Implant Motor-Spares | Dental Equiment | Main Location | 90330000 |  | FIFO | NSK Nakanishi | [8 empty] | 0 | 0 | 0 | 1 | 0 | [7 empty] | NOS | 1 |  | NSK/SP/SURGIC PRONON OPTIC/TRANSFORMER U1039150
IM05043 | Implant Motor Spares-NSK-Surgic Pro/Lever 20002969 |  |  | A Class | NOS | NOS | I-Inventory | FG-Finish Good |  | Spares | Implant Motor-Spares | Dental Equiment | Main Location | 90330000 |  | FIFO | NSK Nakanishi | [8 empty] | 0 | 0 | 0 | 1 | 0 | [7 empty] | NOS | 1 |  | NSK/SPRO/SP/SURGIC PRO/LEVER 20002969
IM05044 | Implant Motor Spares-Strong- X Cube Head Assy ACLB41L-A2 |  |  | A Class | NOS | NOS | I-Inventory | FG-Finish Good |  | Spares | Implant Motor-Spares | Dental Equiment | Main Location | 90330000 |  | FIFO | Strong | [8 empty] | 0 | 0 | 0 | 1 | 0 | [7 empty] | NOS | 1 |  | ST/CH/SP/XCUBE HEAD ASSY ACLB41L-A2
IM05045 | Implant Motor Spares-Strong- X Cube Irrigation Tube for Implant Micromotor |  |  | A Class | NOS | NOS | I-Inventory | FG-Finish Good |  | Spares | Implant Motor-Spares | Dental Equiment | Main Location | 90330000 |  | FIFO | Strong | [8 empty] | 0 | 0 | 0 | 1 | 0 | [7 empty] | NOS | 1 |  | ST/IRREGATION TUBE FOR X-CUBE IMPLANT MICROMOTOR (PCS)
IM05046 | Implant Motor Spares- Woodpecker Implant X Handpiece |  |  | A Class | NOS | NOS | I-Inventory | FG-Finish Good |  | Spares | Implant Motor-Spares | Dental Equiment | Main Location | 90184900 |  | FIFO | Gulin Woodpecker | [8 empty] | 0 | 0 | 0 | 1 | 0 | [7 empty] | NOS | 1 |  | GW/IM/MC/WOODPECKER IMPLANTX HANDPIECE
IM05047 | API-Impression Tray E-Dentulous N-Perforated (EDPN) (Set Of 8) |  |  | A Class | NOS | NOS | I-Inventory | FG-Finish Good |  | Equipment | Impression Tray | Dental Equiment | Main Location | 90184900 |  | FIFO | API | [8 empty] | 0 | 0 | 0 | 1 | 0 | [7 empty] | NOS | 1 |  | IMPRESSION TRAY E-DENTULOUS N-PERFORATED (EDPN) (SET OF 8)
IM05048 | API-Impression Tray Dentulous Perforated (DP) (Set Of 10) |  |  | A Class | NOS | NOS | I-Inventory | FG-Finish Good |  | Equipment | Impression Tray | Dental Equiment | Main Location | 90184900 |  | FIFO | API | [8 empty] | 0 | 0 | 0 | 1 | 0 | [7 empty] | NOS | 1 |  | IMPRESSION TRAY DENTULOUS PERFORATED (DP) (SET OF 10)
IM05049 | Kit 100-Dental X Ray Runyes Wall Mount |  |  | A Class | NOS | NOS | I-Inventory | FG-Finish Good |  | Spares | Installation Kit | Dental Equiment | Main Location | 90184900 |  | FIFO | Indian Product | [8 empty] | 0 | 0 | 0 | 1 | 0 | [7 empty] | NOS | 1 |  | KIT 100-DENTAL X RAY RUNYES WALL MOUNT
IM05050 | Kit 101 - Csn Wall Mount X-Ray |  |  | A Class | NOS | NOS | I-Inventory | FG-Finish Good |  | Spares | Installation Kit | Dental Equiment | Main Location | 90229090 |  | FIFO | Indian Product | [8 empty] | 0 | 0 | 0 | 1 | 0 | [7 empty] | NOS | 1 |  | KIT 101 - CSN WALL MOUNT X-RAY
IM05051 | Kit 104-Installtion Kit Of Satelec X-Ray Machine |  |  | A Class | NOS | NOS | I-Inventory | FG-Finish Good |  | Spares | Installation Kit | Dental Equiment | Main Location | 90221300 |  | FIFO | Indian Product | [8 empty] | 0 | 0 | 0 | 1 | 0 | [7 empty] | NOS | 1 |  | KIT 104-INSTALLTION KIT OF SATELEC X-RAY MACHINE
IM05052 | Kit 106-Flex Trolly 3 |  |  | A Class | NOS | NOS | I-Inventory | FG-Finish Good |  | Spares | Installation Kit | Dental Equiment | Main Location | 90330000 |  | FIFO | Indian Product | [8 empty] | 0 | 0 | 0 | 1 | 0 | [7 empty] | NOS | 1 |  | KIT 106-FLEX TROLLY 3
IM05053 | Kit 200-Sample Kit |  |  | A Class | NOS | NOS | I-Inventory | FG-Finish Good |  | Spares | Installation Kit | Dental Equiment | Main Location | 90330000 |  | FIFO | Indian Product | [8 empty] | 0 | 0 | 0 | 1 | 0 | [7 empty] | NOS | 1 |  | KIT 200-SAMPLE KIT
IM05054 | Kit 52 - Dental Chair Installation Kit For All Gnatus Chair Led Light |  |  | A Class | NOS | NOS | I-Inventory | FG-Finish Good |  | Spares | Installation Kit | Dental Equiment | Main Location | 90184900 |  | FIFO | Indian Product | [8 empty] | 0 | 0 | 0 | 1 | 0 | [7 empty] | NOS | 1 |  | KIT 52 - DENTAL CHAIR INSTALLATION KIT FOR ALL GNATUS CHAIR LED LIGHT
IM05055 | Kit 54 -Chair Installation Kit For Victor Chair |  |  | A Class | NOS | NOS | I-Inventory | FG-Finish Good |  | Spares | Installation Kit | Dental Equiment | Main Location | 90184900 |  | FIFO | Indian Product | [8 empty] | 0 | 0 | 0 | 1 | 0 | [7 empty] | NOS | 1 |  | KIT 54 -CHAIR INSTALLATION KIT FOR VICTOR CHAIR
IM05056 | Kit 55 - Chair Installation Kit For Dci All Models |  |  | A Class | NOS | NOS | I-Inventory | FG-Finish Good |  | Spares | Installation Kit | Dental Equiment | Main Location | 90184900 |  | FIFO | Indian Product | [8 empty] | 0 | 0 | 0 | 1 | 0 | [7 empty] | NOS | 1 |  | KIT 55 - CHAIR INSTALLATION KIT FOR DCI all models
IM05057 | Kit 56-Chair Installation Kit For Anthos All Models |  |  | A Class | NOS | NOS | I-Inventory | FG-Finish Good |  | Spares | Installation Kit | Dental Equiment | Main Location | 90184900 |  | FIFO | Indian Product | [8 empty] | 0 | 0 | 0 | 1 | 0 | [7 empty] | NOS | 1 |  | KIT 56-CHAIR INSTALLATION KIT FOR ANTHOS ALL MODELS
IM05058 | Kit 61 - Inbuilt Scaler Accessorises Required For Wood Packer V-2 , V-2 Led V-3 Led Scaler With Gnatus G3 |  |  | A Class | NOS | NOS | I-Inventory | FG-Finish Good |  | Spares | Installation Kit | Dental Equiment | Main Location | 90184900 |  | FIFO | Indian Product | [8 empty] | 0 | 0 | 0 | 1 | 0 | [7 empty] | NOS | 1 |  | KIT 61 - INBUILT SCALER ACCESSORISES REQUIRED FOR WOOD PACKER V-2 , V-2 LED V-3 LED SCALER WITH Gnatus G3
IM05059 | Kit 68-Scaler Accessorises Required For Woodpacker D3,D3 Led,D5,D5 Led,D7 Table Top Scaler |  |  | A Class | NOS | NOS | I-Inventory | FG-Finish Good |  | Spares | Installation Kit | Dental Equiment | Main Location | 90184900 |  | FIFO | Indian Product | [8 empty] | 0 | 0 | 0 | 1 | 0 | [7 empty] | NOS | 1 |  | KIT 68-SCALER ACCESSORISES REQUIRED FOR WOODPACKER D3,D3 LED,D5,D5 LED,D7 TABLE TOP SCALER
IM05060 | Kit 75-Nsk Nlx Inbulit Mm Kit For All Lower Hanging Chair Over Head Chair After Removing One Airrotor Point |  |  | A Class | NOS | NOS | I-Inventory | FG-Finish Good |  | Spares | Installation Kit | Dental Equiment | Main Location | 90184900 |  | FIFO | Indian Product | [8 empty] | 0 | 0 | 0 | 1 | 0 | [7 empty] | NOS | 1 |  | KIT 75-NSK NLX INBULIT MM KIT FOR ALL LOWER HANGING CHAIR OVER HEAD CHAIR AFTER REMOVING ONE AIRROTOR POINT
IM05061 | Kit 77-Inbuilt Micro Motor Control With Gnatus G3 Lower Hanging Model Wo Removing Airrotor Point |  |  | A Class | NOS | NOS | I-Inventory | FG-Finish Good |  | Spares | Installation Kit | Dental Equiment | Main Location | 90184900 |  | FIFO | Indian Product | [8 empty] | 0 | 0 | 0 | 1 | 0 | [7 empty] | NOS | 1 |  | KIT 77-INBUILT MICRO MOTOR CONTROL WITH GNATUS G3 LOWER HANGING MODEL WO REMOVING AIRROTOR POINT
IM05062 | Kit 78-Inbuilt Scaler Accessorises Required For Wood Packer V2 Led,V3 Led Scaler With Gnatus G3 Wo Removing Any Point |  |  | A Class | NOS | NOS | I-Inventory | FG-Finish Good |  | Spares | Installation Kit | Dental Equiment | Main Location | 90184900 |  | FIFO | Indian Product | [8 empty] | 0 | 0 | 0 | 1 | 0 | [7 empty] | NOS | 1 |  | KIT 78-INBUILT SCALER ACCESSORISES REQUIRED FOR WOOD PACKER V2 LED,V3 LED SCALER WITH GNATUS G3 WO REMOVING ANY POINT
IM05063 | Kit-108-Dental Chair Installation Kit For Avanya Chair |  |  | A Class | NOS | NOS | I-Inventory | FG-Finish Good |  | Spares | Installation Kit | Dental Equiment | Main Location | 90184900 |  | FIFO | Indian Product | [8 empty] | 0 | 0 | 0 | 1 | 0 | [7 empty] | NOS | 1 |  | KIT-108-DENTAL CHAIR INSTALLATION KIT FOR AVANYA CHAIR
IM05064 | Kit-84 Gnatus Biovac Sec Suction Kit Required For Gnatus |  |  | A Class | NOS | NOS | I-Inventory | FG-Finish Good |  | Spares | Installation Kit | Dental Equiment | Main Location | 90184900 |  | FIFO | Indian Product | [8 empty] | 0 | 0 | 0 | 1 | 0 | [7 empty] | NOS | 1 |  | KIT-84 GNATUS BIOVAC SEC SUCTION KIT REQUIRED FOR GNATUS
IM05065 | Kit-85 Gnatus Biovac Sec Suction Kit Required For Chinese Chair |  |  | A Class | NOS | NOS | I-Inventory | FG-Finish Good |  | Spares | Installation Kit | Dental Equiment | Main Location | 90184900 |  | FIFO | Indian Product | [8 empty] | 0 | 0 | 0 | 1 | 0 | [7 empty] | NOS | 1 |  | KIT-85 GNATUS BIOVAC SEC SUCTION KIT REQUIRED FOR CHINESE CHAIR
IM05066 | Kit 109 For Rolland Milling/Vhf Milling/Renfert Suction/Furnace(Any Model)/ 3 Hp Gnatus/Opg/Cbct |  |  | A Class | NOS | NOS | I-Inventory | FG-Finish Good |  | Spares | Installation Kit | Dental Equiment | Main Location | 90330000 |  | FIFO | Indian Product | [8 empty] | 0 | 0 | 0 | 1 | 0 | [7 empty] | NOS | 1 |  | KIT 109 For ROLLAND MILLING/VHF MILLING/RENFERT SUCTION/FURNACE(ANY MODEL)/ 3 HP GNATUS/OPG/CBCT
IM05067 | Kit 33-Nsk 170/ 170 Lux Scaler With Gnatus ,Top / Aqua / Super Gold /X-Press Gold |  |  | A Class | NOS | NOS | I-Inventory | FG-Finish Good |  | Spares | Installation Kit | Dental Equiment | Main Location | 90330000 |  | FIFO | Indian Product | [8 empty] | 0 | 0 | 0 | 1 | 0 | [7 empty] | NOS | 1 |  | KIT 33-NSK 170/ 170 LUX SCALER WITH GNATUS ,TOP / AQUA / SUPER GOLD /X-PRESS GOLD
IM05068 | Kit 51 - Dental Chair Installation Kit For All Gnatus Chair With Halogen Light/Purses Light |  |  | A Class | NOS | NOS | I-Inventory | FG-Finish Good |  | Spares | Installation Kit | Dental Equiment | Main Location | 90184900 |  | FIFO | Indian Product | [8 empty] | 0 | 0 | 0 | 1 | 0 | [7 empty] | NOS | 1 |  | KIT 51 - DENTAL CHAIR INSTALLATION KIT FOR ALL GNATUS CHAIR WITH HALOGEN LIGHT/PURSES LIGHT
IM05069 | Kit 53 - Chair Installation Kit For Planet/Star/Galaxy/Aspire/Runyes Inova Pad/Gold |  |  | A Class | NOS | NOS | I-Inventory | FG-Finish Good |  | Spares | Installation Kit | Dental Equiment | Main Location | 90184900 |  | FIFO | Indian Product | [8 empty] | 0 | 0 | 0 | 1 | 0 | [7 empty] | NOS | 1 |  | KIT 53 - CHAIR INSTALLATION KIT FOR Planet/Star/Galaxy/Aspire/RUNYES INOVA PAD/GOLD
IM05070 | Kit 62 - Inbuilt Scaler Accessorises Required For Woodpacker V2,V2 Led, V3 Led Scaler With Gnatus G8/G4/Top/G3 Plus Wo Removing One Air Rotor Point From Chair |  |  | A Class | NOS | NOS | I-Inventory | FG-Finish Good |  | Spares | Installation Kit | Dental Equiment | Main Location | 90184900 |  | FIFO | Indian Product | [8 empty] | 0 | 0 | 0 | 1 | 0 | [7 empty] | NOS | 1 |  | KIT 62 - INBUILT SCALER ACCESSORISES REQUIRED FOR WOODPACKER V2,V2 LED, V3 LED SCALER WITH GNATUS G8/G4/TOP/G3 Plus WO REMOVING ONE AIR ROTOR POINT FROM CHAIR
IM05071 | Kit 63 - Nsk 170 / 170 Lux Scaler With Gnatus G3 |  |  | A Class | NOS | NOS | I-Inventory | FG-Finish Good |  | Spares | Installation Kit | Dental Equiment | Main Location | 90184900 |  | FIFO | Indian Product | [8 empty] | 0 | 0 | 0 | 1 | 0 | [7 empty] | NOS | 1 |  | KIT 63 - NSK 170 / 170 LUX SCALER WITH Gnatus G3
IM05072 | Kit 64-Nsk 170/ 170 Lux Scaler With Gnatus G8 /G4 /Top/G3 Plus Wo Removing One Air Rotor Point From Chair. |  |  | A Class | NOS | NOS | I-Inventory | FG-Finish Good |  | Spares | Installation Kit | Dental Equiment | Main Location | 90184900 |  | FIFO | Indian Product | [8 empty] | 0 | 0 | 0 | 1 | 0 | [7 empty] | NOS | 1 |  | KIT 64-NSK 170/ 170 LUX SCALER WITH GNATUS G8 /G4 /TOP/G3 Plus WO REMOVING ONE AIR ROTOR POINT FROM CHAIR.
IM05073 | Kit 65-Inbuilt Scaler Accessorises Required For Wood Packer V2 , V2 Led,V3 Led Scaler With Star/Aspire Chairs |  |  | A Class | NOS | NOS | I-Inventory | FG-Finish Good |  | Spares | Installation Kit | Dental Equiment | Main Location | 90184900 |  | FIFO | Indian Product | [8 empty] | 0 | 0 | 0 | 1 | 0 | [7 empty] | NOS | 1 |  | KIT 65-INBUILT SCALER ACCESSORISES REQUIRED FOR WOOD PACKER V2 , V2 LED,V3 LED SCALER WITH Star/Aspire Chairs
IM05074 | Kit 66-Inbuilt Scaler Acces Required For Woodpacker V2,V2 Led,V3 Led Scaler With Gnatus G8/G4/Top/G3 Plus After Removing One Air Rotor Point From Chair |  |  | A Class | NOS | NOS | I-Inventory | FG-Finish Good |  | Spares | Installation Kit | Dental Equiment | Main Location | 90184900 |  | FIFO | Indian Product | [8 empty] | 0 | 0 | 0 | 1 | 0 | [7 empty] | NOS | 1 |  | KIT 66-INBUILT SCALER ACCES REQUIRED FOR WOODPACKER V2,V2 LED,V3 LED SCALER WITH GNATUS G8/G4/TOP/G3 Plus AFTER REMOVING ONE AIR ROTOR POINT FROM CHAIR
IM05075 | Kit 67-Nsk 170/ 170 Lux Scaler With Gnatus G8/G4/Top/G3 Plus After Removing One Air Rotor Point From Chair |  |  | A Class | NOS | NOS | I-Inventory | FG-Finish Good |  | Spares | Installation Kit | Dental Equiment | Main Location | 90184900 |  | FIFO | Indian Product | [8 empty] | 0 | 0 | 0 | 1 | 0 | [7 empty] | NOS | 1 |  | KIT 67-NSK 170/ 170 LUX SCALER WITH GNATUS G8/G4/Top/G3 Plus AFTER REMOVING ONE AIR ROTOR POINT FROM CHAIR
IM05076 | Kit 71-Inbuilt Micro Motor Control With Gnatuis G8/G4 /Top/Gnatus G3 Plus Wo Removing One Air Rotor Point From Chair |  |  | A Class | NOS | NOS | I-Inventory | FG-Finish Good |  | Spares | Installation Kit | Dental Equiment | Main Location | 90184900 |  | FIFO | Indian Product | [8 empty] | 0 | 0 | 0 | 1 | 0 | [7 empty] | NOS | 1 |  | KIT 71-INBUILT MICRO MOTOR CONTROL WITH GNATUIS G8/G4 /TOP/Gnatus G3 Plus WO REMOVING ONE AIR ROTOR POINT FROM CHAIR
IM05077 | Kit 72-Inbuilt Micro Motor Control With Star Underhanging/ Pedo/Aspire/Planet/Galaxy/Runyes Inova Pad |  |  | A Class | NOS | NOS | I-Inventory | FG-Finish Good |  | Spares | Installation Kit | Dental Equiment | Main Location | 90184900 |  | FIFO | Indian Product | [8 empty] | 0 | 0 | 0 | 1 | 0 | [7 empty] | NOS | 1 |  | KIT 72-INBUILT MICRO MOTOR CONTROL WITH STAR UNDERHANGING/ PEDO/Aspire/Planet/Galaxy/Runyes Inova Pad
IM05078 | Kit 73-Inbuilt Micro Motor Control With Star Over Head Model/Runyes Innova Gold |  |  | A Class | NOS | NOS | I-Inventory | FG-Finish Good |  | Spares | Installation Kit | Dental Equiment | Main Location | 90184900 |  | FIFO | Indian Product | [8 empty] | 0 | 0 | 0 | 1 | 0 | [7 empty] | NOS | 1 |  | KIT 73-INBUILT MICRO MOTOR CONTROL WITH STAR OVER HEAD MODEL/RUNYES INNOVA GOLD
IM05079 | Kit 74-Inbuilt Micro Motor Control With Gnatus G8/G4/Top/G3 Plus After Removing One Air Rotor Point From Chair |  |  | A Class | NOS | NOS | I-Inventory | FG-Finish Good |  | Spares | Installation Kit | Dental Equiment | Main Location | 90184900 |  | FIFO | Indian Product | [8 empty] | 0 | 0 | 0 | 1 | 0 | [7 empty] | NOS | 1 |  | KIT 74-INBUILT MICRO MOTOR CONTROL WITH GNATUS G8/G4/TOP/G3 Plus AFTER REMOVING ONE AIR ROTOR POINT FROM CHAIR
IM05080 | Kit 76-Nsk Nlx Inbulit Mm Kit For All Gnatus G8/G4/Top/Gnatus G3 Plus Chair Wo Removing Airrotor Point |  |  | A Class | NOS | NOS | I-Inventory | FG-Finish Good |  | Spares | Installation Kit | Dental Equiment | Main Location | 90184900 |  | FIFO | Indian Product | [8 empty] | 0 | 0 | 0 | 1 | 0 | [7 empty] | NOS | 1 |  | KIT 76-NSK NLX INBULIT MM KIT FOR ALL GNATUS G8/G4/TOP/GNATUS G3 PLUS CHAIR WO REMOVING AIRROTOR POINT
IM05081 | Kit 79-Inbuilt Scaler Accessorises Required For Wood Packerã?Â V2 Led V3 Led Scaler With Star/Aspire Chair |  |  | A Class | NOS | NOS | I-Inventory | FG-Finish Good |  | Spares | Installation Kit | Dental Equiment | Main Location | 90184900 |  | FIFO | Indian Product | [8 empty] | 0 | 0 | 0 | 1 | 0 | [7 empty] | NOS | 1 |  | KIT 79-INBUILT SCALER ACCESSORISES REQUIRED FOR WOOD PACKERÃ?Â V2 LED V3 LED SCALER WITH STAR/ASPIRE CHAIR
IM05082 | Kit 88-For V-Max 450/1250/1450 Suction-For Chinese Chair (Star/Planet/Galaxy Plus/Runyes Inova Gold/Runyes Inova Pad/Peado/Aspire) |  |  | A Class | NOS | NOS | I-Inventory | FG-Finish Good |  | Spares | Installation Kit | Dental Equiment | Main Location | 90184900 |  | FIFO | Indian Product | [8 empty] | 0 | 0 | 0 | 1 | 0 | [7 empty] | NOS | 1 |  | KIT 88-FOR VMAX 450/1250/1450 SUCTION-FOR CHINESE CHAIR (Star/Planet/Galaxy Plus/Runyes Inova Gold/Runyes Inova Pad/Peado/Aspire)
IM05083 | Kit 92-Anthos X-Ray W/M |  |  | A Class | NOS | NOS | I-Inventory | FG-Finish Good |  | Spares | Installation Kit | Dental Equiment | Main Location | 90229090 |  | FIFO | Indian Product | [8 empty] | 0 | 0 | 0 | 1 | 0 | [7 empty] | NOS | 1 |  | KIT 92-ANTHOS X-RAY W/M
IM05084 | Kit For V-Max 450/1250/1450 High Suction Separarely Kit For Star Chair/Galaxy Chair Model |  |  | A Class | NOS | NOS | I-Inventory | FG-Finish Good |  | Spares | Installation Kit | Dental Equiment | Main Location | 90330000 |  | FIFO | Indian Product | [8 empty] | 0 | 0 | 0 | 1 | 0 | [7 empty] | NOS | 1 |  | KIT for Vmax 450/1250/1450 HIGH SUCTION SEPARARELY KIT FOR STAR CHAIR/GALAXY CHAIR MODEL
IM05085 | Kit-103 Nsk 700L Timax F/O Handpiece With All Chairs |  |  | A Class | NOS | NOS | I-Inventory | FG-Finish Good |  | Spares | Installation Kit | Dental Equiment | Main Location | 90330000 |  | FIFO | Indian Product | [8 empty] | 0 | 0 | 0 | 1 | 0 | [7 empty] | NOS | 1 |  | KIT-103 NSK 700L TIMAX F/O HANDPIECE WITH ALL CHAIRS
IM05086 | Kit Spares Parts-V-Max Suction Reducer |  |  | A Class | NOS | NOS | I-Inventory | FG-Finish Good |  | Spares | Installation Kit-Spares | Dental Equiment | Main Location | 90330000 |  | FIFO | Indian Product | [8 empty] | 0 | 0 | 0 | 1 | 0 | [7 empty] | NOS | 1 |  | KSP/V-MAX SUCTION REDUCER
IM05087 | Kit Spares Parts-3 Core Wire |  |  | A Class | NOS | NOS | I-Inventory | FG-Finish Good |  | Spares | Installation Kit-Spares | Dental Equiment | Main Location | 90330000 |  | FIFO | Indian Product | [8 empty] | 0 | 0 | 0 | 1 | 0 | [7 empty] | NOS | 1 |  | KSP-3 CORE WIRE
IM05088 | Kit Spares Parts-3 Pin Top 5Amp |  |  | A Class | NOS | NOS | I-Inventory | FG-Finish Good |  | Spares | Installation Kit-Spares | Dental Equiment | Main Location | 90330000 |  | FIFO | Indian Product | [8 empty] | 0 | 0 | 0 | 1 | 0 | [7 empty] | NOS | 1 |  | KSP-3 PIN TOP 5AMP
IM05089 | Kit Spares Parts-6 Core Wire |  |  | A Class | NOS | NOS | I-Inventory | FG-Finish Good |  | Spares | Installation Kit-Spares | Dental Equiment | Main Location | 90330000 |  | FIFO | Indian Product | [8 empty] | 0 | 0 | 0 | 1 | 0 | [7 empty] | NOS | 1 |  | KSP-6 CORE WIRE
IM05090 | Kit Spares Parts-Avanya Chair Straight Joint 6Mm To 8Mm |  |  | A Class | NOS | NOS | I-Inventory | FG-Finish Good |  | Spares | Installation Kit-Spares | Dental Equiment | Main Location | 90330000 |  | FIFO | Indian Product | [8 empty] | 0 | 0 | 0 | 1 | 0 | [7 empty] | NOS | 1 |  | KSP-AVANYA CHAIR STRAIGHT JOINT 6MM TO 8MM
IM05091 | Kit Spares Parts-Gnatus Over Head Arm With Air Switch And With Lock |  |  | A Class | NOS | NOS | I-Inventory | FG-Finish Good |  | Spares | Installation Kit-Spares | Dental Equiment | Main Location | 90330000 |  | FIFO | Indian Product | [8 empty] | 0 | 0 | 0 | 1 | 0 | [7 empty] | NOS | 1 |  | KSP-GNATUS OVER HEAD ARM WITH AIR SWITCH AND WITH LOCK
IM05092 | Kit Spares Parts-Inbuilt Micro Motor Control Panel |  |  | A Class | NOS | NOS | I-Inventory | FG-Finish Good |  | Spares | Installation Kit-Spares | Dental Equiment | Main Location | 90330000 |  | FIFO | Indian Product | [8 empty] | 0 | 0 | 0 | 1 | 0 | [7 empty] | NOS | 1 |  | KSP-INBUILT MICRO MOTOR CONTROL PANEL
IM05093 | Kit Spares Parts-Power Cord For Chair |  |  | A Class | NOS | NOS | I-Inventory | FG-Finish Good |  | Spares | Installation Kit-Spares | Dental Equiment | Main Location | 90330000 |  | FIFO | Indian Product | [8 empty] | 0 | 0 | 0 | 1 | 0 | [7 empty] | NOS | 1 |  | KSP-POWER CORD FOR CHAIR
IM05094 | Kit Spares Parts-Vibration Control For Nsk Inbuilt Scaler |  |  | A Class | NOS | NOS | I-Inventory | FG-Finish Good |  | Spares | Installation Kit-Spares | Dental Equiment | Main Location | 90330000 |  | FIFO | Indian Product | [8 empty] | 0 | 0 | 0 | 1 | 0 | [7 empty] | NOS | 1 |  | KSP-VIBRATION CONTROL FOR NSK INBUILT SCALER
IM05095 | Kit Spares Parts-Micro On /Off Switch |  |  | A Class | NOS | NOS | I-Inventory | FG-Finish Good |  | Spares | Installation Kit-Spares | Dental Equiment | Main Location | 90330000 |  | FIFO | Indian Product | [8 empty] | 0 | 0 | 0 | 1 | 0 | [7 empty] | NOS | 1 |  | KSP-MICRO ON /OFF SWITCH
IM05096 | Kit Spares Parts- Tube Reducer 15M/M To10 M/M |  |  | A Class | NOS | NOS | I-Inventory | FG-Finish Good |  | Spares | Installation Kit-Spares | Dental Equiment | Main Location | 90330000 |  | FIFO | Indian Product | [8 empty] | 0 | 0 | 0 | 1 | 0 | [7 empty] | NOS | 1 |  | KSP- TUBE REDUCER 15M/M TO10 M/M
IM05097 | Kit Spares Parts-Air Filter 2000/Nozzle 6/8 |  |  | A Class | NOS | NOS | I-Inventory | FG-Finish Good |  | Spares | Installation Kit-Spares | Dental Equiment | Main Location | 90330000 |  | FIFO | Indian Product | [8 empty] | 0 | 0 | 0 | 1 | 0 | [7 empty] | NOS | 1 |  | Ksp-Air Filter 2000/Nozzle 6/8
IM05098 | Kit Spares Parts-2 Core Wire |  |  | A Class | NOS | NOS | I-Inventory | FG-Finish Good |  | Spares | Installation Kit-Spares | Dental Equiment | Main Location | 90330000 |  | FIFO | Indian Product | [8 empty] | 0 | 0 | 0 | 1 | 0 | [7 empty] | NOS | 1 |  | KSP-2 Core wire
IM05099 | Kit Spares Parts-24 Volt Relay |  |  | A Class | NOS | NOS | I-Inventory | FG-Finish Good |  | Spares | Installation Kit-Spares | Dental Equiment | Main Location | 90330000 |  | FIFO | Indian Product | [8 empty] | 0 | 0 | 0 | 1 | 0 | [7 empty] | NOS | 1 |  | KSP-24 VOLT RELAY
IM05100 | Kit Spares Parts-3 Core Wire |  |  | A Class | NOS | NOS | I-Inventory | FG-Finish Good |  | Spares | Installation Kit-Spares | Dental Equiment | Main Location | 90330000 |  | FIFO | Indian Product | [8 empty] | 0 | 0 | 0 | 1 | 0 | [7 empty] | NOS | 1 |  | KSP-3 CORE WIRE
IM05101 | Kit Spares Parts-6 X 8 Air Tubing |  |  | A Class | NOS | NOS | I-Inventory | FG-Finish Good |  | Spares | Installation Kit-Spares | Dental Equiment | Main Location | 90330000 |  | FIFO | Indian Product | [8 empty] | 0 | 0 | 0 | 1 | 0 | [7 empty] | NOS | 1 |  | KSP-6 X 8 AIR TUBING
IM05102 | Kit Spares Parts-Micromotor Eng. Straight Cord |  |  | A Class | NOS | NOS | I-Inventory | FG-Finish Good |  | Spares | Installation Kit-Spares | Dental Equiment | Main Location | 90330000 |  | FIFO | Indian Product | [8 empty] | 0 | 0 | 0 | 1 | 0 | [7 empty] | NOS | 1 |  | Ksp-Micromotor Eng. Straight Cord
IM05103 | Kit Spares Parts-Power Cord For Chair 15 Amp |  |  | A Class | NOS | NOS | I-Inventory | FG-Finish Good |  | Spares | Installation Kit-Spares | Dental Equiment | Main Location | 90330000 |  | FIFO | Indian Product | [8 empty] | 0 | 0 | 0 | 1 | 0 | [7 empty] | NOS | 1 |  | KSP-POWER CORD FOR CHAIR 15 AMP
IM05104 | Kit Spares Parts-Suction Nozzle |  |  | A Class | NOS | NOS | I-Inventory | FG-Finish Good |  | Spares | Installation Kit-Spares | Dental Equiment | Main Location | 90330000 |  | FIFO | Indian Product | [8 empty] | 0 | 0 | 0 | 1 | 0 | [7 empty] | NOS | 1 |  | Ksp-Suction Nozzle
IM05105 | API-PMT D/E (Set Of 3) |  |  | A Class | NOS | NOS | I-Inventory | FG-Finish Good |  | Equipment | PMT | Dental Equiment | Main Location | 90184900 |  | FIFO | API | [8 empty] | 0 | 0 | 0 | 1 | 0 | [7 empty] | NOS | 1 |  | PMT D/E (SET OF 3)
IM05106 | API-PMT S/E (Set Of 3) |  |  | A Class | NOS | NOS | I-Inventory | FG-Finish Good |  | Equipment | PMT | Dental Equiment | Main Location | 90184900 |  | FIFO | API | [8 empty] | 0 | 0 | 0 | 1 | 0 | [7 empty] | NOS | 1 |  | PMT S/E (SET OF 3)
IM05107 | API-Lubrication Spray |  |  | A Class | NOS | NOS | I-Inventory | O-Other |  | Consumables | Oil Bottle | Dental Equiment | Main Location | 34039900 |  | FIFO | API | [8 empty] | 0 | 0 | 0 | 1 | 0 | [7 empty] | NOS | 1 |  | LUBRICATION SPRAY
IM05108 | API-Luxatome (Set Of 4) |  |  | A Class | NOS | NOS | I-Inventory | FG-Finish Good |  | Equipment | Elevator | Dental Equiment | Main Location | 90184900 |  | FIFO | API | [8 empty] | 0 | 0 | 0 | 1 | 0 | [7 empty] | NOS | 1 |  | LUXATOME (SET OF 4)
IM05109 | API-Luxatome (Set Of 9) |  |  | A Class | NOS | NOS | I-Inventory | FG-Finish Good |  | Equipment | Elevator | Dental Equiment | Main Location | 90184900 |  | FIFO | API | [8 empty] | 0 | 0 | 0 | 1 | 0 | [7 empty] | NOS | 1 |  | LUXATOME (SET OF 9)
IM05110 | API-New Clinic Setup Kit (Package I) |  |  | A Class | NOS | NOS | I-Inventory | FG-Finish Good |  | Equipment | Package | Dental Equiment | Main Location | 90184900 |  | FIFO | API | [8 empty] | 0 | 0 | 0 | 1 | 0 | [7 empty] | NOS | 1 |  | NEW CLINIC SETUP KIT (PACKAGE I)
IM05111 | API-New Clinic Setup Kit (Package II) |  |  | A Class | NOS | NOS | I-Inventory | FG-Finish Good |  | Equipment | Package | Dental Equiment | Main Location | 90184900 |  | FIFO | API | [8 empty] | 0 | 0 | 0 | 1 | 0 | [7 empty] | NOS | 1 |  | NEW CLINIC SETUP KIT (PACKAGE II)
IM05112 | API-Oral Surgical Instrument (Set Of 10) |  |  | A Class | NOS | NOS | I-Inventory | FG-Finish Good |  | Equipment | Oral Surgery | Dental Equiment | Main Location | 90184900 |  | FIFO | API | [8 empty] | 0 | 0 | 0 | 1 | 0 | [7 empty] | NOS | 1 |  | ORAL SURGICAL INSTRUMENT (SET OF 10)
IM05113 | API-Perio Scaler (Set Of 8) |  |  | A Class | NOS | NOS | I-Inventory | FG-Finish Good |  | Equipment | Scaler | Dental Equiment | Main Location | 90184900 |  | FIFO | API | [8 empty] | 0 | 0 | 0 | 1 | 0 | [7 empty] | NOS | 1 |  | PERIO SCALER (SET OF 8)
IM05114 | Intral Oral Camera-Acteon- IOC Model SOPROCARE |  |  | A Class | NOS | NOS | I-Inventory | FG-Finish Good |  | Equipment | Intra Oral Camera | CAD CAM | Main Location | 90184900 |  | FIFO | Acteon India | [8 empty] | 0 | 0 | 0 | 1 | 0 | [7 empty] | NOS | 1 |  | AC/IOC/MC/ACTEON/INTRA ORAL CAM/SOPROCARE
IM05115 | Intra Oral Camera- Cristofolio IOC Model Easy with Wifi |  |  | A Class | NOS | NOS | I-Inventory | FG-Finish Good |  | Equipment | Intra Oral Camera | Dental Equiment | Main Location | 90184900 |  | FIFO | Cristofolio | [8 empty] | 0 | 0 | 0 | 1 | 0 | [7 empty] | NOS | 1 |  | CR/IOC/MC/INTRA ORAL CAMERA MODEL EASY WITH WI-FI
IM05116 | Intra Oral Camera- Cristofolio IOC Cam Model Easy |  |  | A Class | NOS | NOS | I-Inventory | FG-Finish Good |  | Equipment | Intra Oral Camera | Dental Equiment | Main Location | 90184900 |  | FIFO | Cristofolio | [8 empty] | 0 | 0 | 0 | 1 | 0 | [7 empty] | NOS | 1 |  | CR/IOC/MC/IO CAM MODEL EASY
IM05117 | Intra Oral Camera- Accordex Camera With 17 Inch TFT AIC5888A |  |  | A Class | NOS | NOS | I-Inventory | FG-Finish Good |  | Equipment | Intra Oral Camera | Dental Equiment | Main Location | 90184900 |  | FIFO | Accordex | [8 empty] | 0 | 0 | 0 | 1 | 0 | [7 empty] | NOS | 1 |  | AC/IOC/AC/ACCX/INTRA ORAL CAM WITH 17 INCH TFT AIC5888A
IM05118 | Intra Oral Camera- Codyson CAM Model WS 650 |  |  | A Class | NOS | NOS | I-Inventory | FG-Finish Good |  | Equipment | Intra Oral Camera | Dental Equiment | Main Location | 90184900 |  | FIFO | Codyson | [8 empty] | 0 | 0 | 0 | 1 | 0 | [7 empty] | NOS | 1 |  | CO/IOC/MC/CODYSON IO CAM MODEL WS-650
IM05119 | Intra Oral Camera- Codyson USB Cam Model WS-716 |  |  | A Class | NOS | NOS | I-Inventory | FG-Finish Good |  | Equipment | Intra Oral Camera | Dental Equiment | Main Location | 90184900 |  | FIFO | Codyson | [8 empty] | 0 | 0 | 0 | 1 | 0 | [7 empty] | NOS | 1 |  | CO/IOC/MC/CODYSON USB IO CAM MODEL WS-716
IM05120 | Intra Oral Camera-TJ Dental-Intra Oral Cam With TFT |  |  | A Class | NOS | NOS | I-Inventory | FG-Finish Good |  | Equipment | Intra Oral Camera | Dental Equiment | Main Location | 90184900 |  | FIFO | TJ Dental | [8 empty] | 0 | 0 | 0 | 1 | 0 | [7 empty] | NOS | 1 |  | TD/IOC/AC/TJ DENTAL/INTRA ORAL CAM WITH TFT
IM05121 | Intra Oral Camera-TJ Dental USB Intra Oral Cam |  |  | A Class | NOS | NOS | I-Inventory | FG-Finish Good |  | Equipment | Intra Oral Camera | Dental Equiment | Main Location | 90184900 |  | FIFO | TJ Dental | [8 empty] | 0 | 0 | 0 | 1 | 0 | [7 empty] | NOS | 1 |  | TD/IOC/AC/TJ DENTAL/USB INTRA ORAL CAM
IM05122 | Intra Oral Camera Spares-Accordex Camera Remote |  |  | A Class | NOS | NOS | I-Inventory | FG-Finish Good |  | Spares | Intra Oral Camera-Spares | Dental Equiment | Main Location | 90330000 |  | FIFO | Accordex | [8 empty] | 0 | 0 | 0 | 1 | 0 | [7 empty] | NOS | 1 |  | AC/IOC/AC/ACCX INTRA ORAL CAMERA REMOTE
IM05123 | Intra Oral Camera Spares-Accordex TPC TFT Monitor Pen Drive |  |  | A Class | NOS | NOS | I-Inventory | FG-Finish Good |  | Spares | Intra Oral Camera-Spares | Dental Equiment | Main Location | 90330000 |  | FIFO | Accordex | [8 empty] | 0 | 0 | 0 | 1 | 0 | [7 empty] | NOS | 1 |  | AC/IOC/AC/ACCX TPC TFT MONITOR PEN DRIVE
IM05124 | Intra Oral Camera Spares-Accordex TPC TFT Monitor Stand |  |  | A Class | NOS | NOS | I-Inventory | FG-Finish Good |  | Spares | Intra Oral Camera-Spares | Dental Equiment | Main Location | 90330000 |  | FIFO | Accordex | [8 empty] | 0 | 0 | 0 | 1 | 0 | [7 empty] | NOS | 1 |  | AC/IOC/AC/ACCX TPC TFT MONITOR STAND
IM05125 | Intra Oral Camera Spares-Accordex Camera Without Monitor |  |  | A Class | NOS | NOS | I-Inventory | FG-Finish Good |  | Spares | Intra Oral Camera-Spares | Dental Equiment | Main Location | 90184900 |  | FIFO | Accordex | [8 empty] | 0 | 0 | 0 | 1 | 0 | [7 empty] | NOS | 1 |  | AC/IOC/AC/ACCX/INTRA ORAL CAM WO MONITOR
IM05126 | Intra Oral Camera Spares-Accordex Camera Connecting Cable |  |  | A Class | NOS | NOS | I-Inventory | FG-Finish Good |  | Spares | Intra Oral Camera-Spares | Dental Equiment | Main Location | 90330000 |  | FIFO | Accordex | [8 empty] | 0 | 0 | 0 | 1 | 0 | [7 empty] | NOS | 1 |  | AC/IOC/AC/ACCX/INTRA ORAL CAMERA CONNECTING CABLE
IM05127 | Intra Oral Camera Spares-Accordex Camera Holder |  |  | A Class | NOS | NOS | I-Inventory | FG-Finish Good |  | Spares | Intra Oral Camera-Spares | Dental Equiment | Main Location | 90330000 |  | FIFO | Accordex | [8 empty] | 0 | 0 | 0 | 1 | 0 | [7 empty] | NOS | 1 |  | AC/IOC/AC/ACCX/INTRA ORAL CAMERA HOLDER
IM05128 | Intra Oral Camera Spares-Cristofolio- Adapter |  |  | A Class | NOS | NOS | I-Inventory | FG-Finish Good |  | Spares | Intra Oral Camera-Spares | Dental Equiment | Main Location | 90330000 |  | FIFO | Cristofolio | [8 empty] | 0 | 0 | 0 | 1 | 0 | [7 empty] | NOS | 1 |  | Cr/Sp/Intra Oral Camera Adapter
IM05129 | Intra Oral Camera Spares-Cristofolio- Adaptor Conversion Plug |  |  | A Class | NOS | NOS | I-Inventory | FG-Finish Good |  | Spares | Intra Oral Camera-Spares | Dental Equiment | Main Location | 90330000 |  | FIFO | Cristofolio | [8 empty] | 0 | 0 | 0 | 1 | 0 | [7 empty] | NOS | 1 |  | Cr/Sp/Intra Oral Camera Adaptor Conversion Plug
IM05130 | Intra Oral Camera Spares-Cristofolio- AV Cable |  |  | A Class | NOS | NOS | I-Inventory | FG-Finish Good |  | Spares | Intra Oral Camera-Spares | Dental Equiment | Main Location | 90330000 |  | FIFO | Cristofolio | [8 empty] | 0 | 0 | 0 | 1 | 0 | [7 empty] | NOS | 1 |  | Cr/Sp/Intra Oral Camera AV Cable
IM05131 | Intra Oral Camera Spares-Cristofolio- AV LCD Cable |  |  | A Class | NOS | NOS | I-Inventory | FG-Finish Good |  | Spares | Intra Oral Camera-Spares | Dental Equiment | Main Location | 90330000 |  | FIFO | Cristofolio | [8 empty] | 0 | 0 | 0 | 1 | 0 | [7 empty] | NOS | 1 |  | Cr/Sp/Intra Oral Camera AV LCD Cable
IM05132 | Intra Oral Camera Spares-Cristofolio- Battery |  |  | A Class | NOS | NOS | I-Inventory | FG-Finish Good |  | Spares | Intra Oral Camera-Spares | Dental Equiment | Main Location | 90330000 |  | FIFO | Cristofolio | [8 empty] | 0 | 0 | 0 | 1 | 0 | [7 empty] | NOS | 1 |  | Cr/Sp/Intra Oral Camera Battery
IM05133 | Intra Oral Camera Spares-Cristofolio- LCD |  |  | A Class | NOS | NOS | I-Inventory | FG-Finish Good |  | Spares | Intra Oral Camera-Spares | Dental Equiment | Main Location | 90330000 |  | FIFO | Cristofolio | [8 empty] | 0 | 0 | 0 | 1 | 0 | [7 empty] | NOS | 1 |  | Cr/Sp/Intra Oral Camera LCD
IM05134 | Intra Oral Camera Spares-Cristofolio- Handpiece Camera |  |  | A Class | NOS | NOS | I-Inventory | FG-Finish Good |  | Spares | Intra Oral Camera-Spares | Dental Equiment | Main Location | 90330000 |  | FIFO | Cristofolio | [8 empty] | 0 | 0 | 0 | 1 | 0 | [7 empty] | NOS | 1 |  | Cr/Sp/Intra Oral IOC Handpiece Camera
IM05135 | Intra Oral Scanner-3 Shape-Dental Imaging Sys. Model Trios 3 Color Pod /Cdu |  |  | A Class | NOS | NOS | I-Inventory | FG-Finish Good |  | Equipment | Intra Oral Scanner | CAD CAM | Main Location | 90184900 |  | FIFO | 3 Shape | [8 empty] | 0 | 0 | 0 | 1 | 0 | [7 empty] | NOS | 1 |  | 3SHAPE/MS/DENTAL IMAGING SYS. MODEL TRIOS 3 COLOR POD /CDU
IM05136 | Intra Oral Scanner-3 Shape-Dental Imaging System Model Trios 3 Color Pod W/L |  |  | A Class | NOS | NOS | I-Inventory | FG-Finish Good |  | Equipment | Intra Oral Scanner | CAD CAM | Main Location | 90184900 |  | FIFO | 3 Shape | [8 empty] | 0 | 0 | 0 | 1 | 0 | [7 empty] | NOS | 1 |  | 3SHAPE/MS/DENTAL IMAGING SYSTEM MODEL TRIOS 3 COLOR POD W/L
IM05137 | Intra Oral Scanner-3 Shape-Dental Imaging System Model Trios 3 Color Pod W/L(Rep) |  |  | A Class | NOS | NOS | I-Inventory | FG-Finish Good |  | Equipment | Intra Oral Scanner | CAD CAM | Main Location | 90184900 |  | FIFO | 3 Shape | [8 empty] | 0 | 0 | 0 | 1 | 0 | [7 empty] | NOS | 1 |  | 3SHAPE/MS/DENTAL IMAGING SYSTEM MODEL TRIOS 3 COLOR POD W/L(REP)
IM05138 | Intra Oral Scanner-3 Shape-Dental Imaging System Mod. Trios 3 Color Move |  |  | A Class | NOS | NOS | I-Inventory | FG-Finish Good |  | Equipment | Intra Oral Scanner | CAD CAM | Main Location | 90184900 |  | FIFO | 3 Shape | [8 empty] | 0 | 0 | 0 | 1 | 0 | [7 empty] | NOS | 1 |  | 3SHAPE/3SN/MS/DENTAL IMAGING SYSTEM MOD. TRIOS 3 COLOR MOVE
IM05139 | Intra Oral Scanner-3 Shape-Dental Imaging System Mod Trios 3 Color Pod Base-CDU |  |  | A Class | NOS | NOS | I-Inventory | FG-Finish Good |  | Equipment | Intra Oral Scanner | CAD CAM | Main Location | 90184900 |  | FIFO | 3 Shape | [8 empty] | 0 | 0 | 0 | 1 | 0 | [7 empty] | NOS | 1 |  | 3SHAPE/MS/DENTAL IMAGING SYS. MOD TRIOS 3 COLOR POD BASE/CDU
IM05140 | Intra Oral Scanner-3 Shape-Dental Imaging System Model Trios |  |  | A Class | NOS | NOS | I-Inventory | FG-Finish Good |  | Equipment | Intra Oral Scanner | CAD CAM | Main Location | 90184900 |  | FIFO | 3 Shape | [8 empty] | 0 | 0 | 0 | 1 | 0 | [7 empty] | NOS | 1 |  | 3SHAPE/MS/DENTAL IMAGING SYSTEM MODEL TRIOS
IM05141 | Intra Oral Scanner-3 Shape-Dental Imaging System Model Trios 3 Color Cart |  |  | A Class | NOS | NOS | I-Inventory | FG-Finish Good |  | Equipment | Intra Oral Scanner | CAD CAM | Main Location | 90184900 |  | FIFO | 3 Shape | [8 empty] | 0 | 0 | 0 | 1 | 0 | [7 empty] | NOS | 1 |  | 3SHAPE/MS/DENTAL IMAGING SYSTEM MODEL TRIOS 3 COLOR CART
IM05142 | Intra Oral Scanner-3 Shape-Dental Imaging System Model Trios 3 Color Cart Edu |  |  | A Class | NOS | NOS | I-Inventory | FG-Finish Good |  | Equipment | Intra Oral Scanner | CAD CAM | Main Location | 90184900 |  | FIFO | 3 Shape | [8 empty] | 0 | 0 | 0 | 1 | 0 | [7 empty] | NOS | 1 |  | 3SHAPE/MS/DENTAL IMAGING SYSTEM MODEL TRIOS 3 COLOR CART EDU
IM05143 | Intra Oral Scanner-3 Shape-Dental Imaging System Model Trios 3 Color Cart Wireless |  |  | A Class | NOS | NOS | I-Inventory | FG-Finish Good |  | Equipment | Intra Oral Scanner | CAD CAM | Main Location | 90221300 |  | FIFO | 3 Shape | [8 empty] | 0 | 0 | 0 | 1 | 0 | [7 empty] | NOS | 1 |  | 3SHAPE/MS/DENTAL IMAGING SYSTEM MODEL TRIOS 3 COLOR CART WIRELESS
IM05144 | Intra Oral Scanner-3 Shape-Dental Imaging System Model Trios 3 Color Pod |  |  | A Class | NOS | NOS | I-Inventory | FG-Finish Good |  | Equipment | Intra Oral Scanner | CAD CAM | Main Location | 90184900 |  | FIFO | 3 Shape | [8 empty] | 0 | 0 | 0 | 1 | 0 | [7 empty] | NOS | 1 |  | 3SHAPE/MS/DENTAL IMAGING SYSTEM MODEL TRIOS 3 COLOR POD
IM05145 | Intra Oral Scanner-3 Shape-Dental Imaging System Model Trios Color Cart |  |  | A Class | NOS | NOS | I-Inventory | FG-Finish Good |  | Equipment | Intra Oral Scanner | CAD CAM | Main Location | 90184900 |  | FIFO | 3 Shape | [8 empty] | 0 | 0 | 0 | 1 | 0 | [7 empty] | NOS | 1 |  | 3SHAPE/MS/DENTAL IMAGING SYSTEM MODEL TRIOS COLOR CART
IM05146 | Intra Oral Scanner-3 Shape-Dental Imaging System Model Trios Color Pod |  |  | A Class | NOS | NOS | I-Inventory | FG-Finish Good |  | Equipment | Intra Oral Scanner | CAD CAM | Main Location | 90184900 |  | FIFO | 3 Shape | [8 empty] | 0 | 0 | 0 | 1 | 0 | [7 empty] | NOS | 1 |  | 3SHAPE/MS/DENTAL IMAGING SYSTEM MODEL TRIOS COLOR POD
IM05147 | Intra Oral Scanner-3 Shape-Dental Imaging System Model Trios Std Pod. |  |  | A Class | NOS | NOS | I-Inventory | FG-Finish Good |  | Equipment | Intra Oral Scanner | CAD CAM | Main Location | 997339 |  | FIFO | 3 Shape | [8 empty] | 0 | 0 | 0 | 1 | 0 | [7 empty] | NOS | 1 |  | 3SHAPE/MS/DENTAL IMAGING SYSTEM MODEL TRIOS STD POD.
IM05148 | Intra Oral Scanner-3Shape- Dental Imaging System Model Trios 3 Color Move (Rep) |  |  | A Class | NOS | NOS | I-Inventory | FG-Finish Good |  | Equipment | Intra Oral Scanner | CAD CAM | Main Location | 90184900 |  | FIFO | 3 Shape | [8 empty] | 0 | 0 | 0 | 1 | 0 | [7 empty] | NOS | 1 |  | Intra Oral Scanner-3Shape- Dental Imaging System Model Trios 3 Color Move (REP)
IM05149 | Intra Oral Scanner-3Shape- Dental Imaging System Model Trios 3 Mono Pod |  |  | A Class | NOS | NOS | I-Inventory | FG-Finish Good |  | Equipment | Intra Oral Scanner | CAD CAM | Main Location | 90184900 |  | FIFO | 3 Shape | [8 empty] | 0 | 0 | 0 | 1 | 0 | [7 empty] | NOS | 1 |  | Intra Oral Scanner-3Shape- Dental Imaging System Model Trios 3 Mono POD
IM05150 | Intra Oral Scanner-3Shape- Dental Imaging System Model Trios 3 Ortho Pod |  |  | A Class | NOS | NOS | I-Inventory | FG-Finish Good |  | Equipment | Intra Oral Scanner | CAD CAM | Main Location | 90184900 |  | FIFO | 3 Shape | [8 empty] | 0 | 0 | 0 | 1 | 0 | [7 empty] | NOS | 1 |  | Intra Oral Scanner-3Shape- Dental Imaging System Model Trios 3 Ortho POD
IM05151 | Intra Oral Scanner-3Shape- Dental Imaging System Model Trios 3 Ortho Pod Education |  |  | A Class | NOS | NOS | I-Inventory | FG-Finish Good |  | Equipment | Intra Oral Scanner | CAD CAM | Main Location | 90184900 |  | FIFO | 3 Shape | [8 empty] | 0 | 0 | 0 | 1 | 0 | [7 empty] | NOS | 1 |  | Intra Oral Scanner-3Shape- Dental Imaging System Model Trios 3 Ortho POD Education
IM05152 | Intra Oral Scanner-3Shape- Dental Imaging System Model Trios 3 Pod Wireless |  |  | A Class | NOS | NOS | I-Inventory | FG-Finish Good |  | Equipment | Intra Oral Scanner | CAD CAM | Main Location | 90184900 |  | FIFO | 3 Shape | [8 empty] | 0 | 0 | 0 | 1 | 0 | [7 empty] | NOS | 1 |  | Intra Oral Scanner-3Shape- Dental Imaging System Model Trios 3 POD Wireless
IM05153 | Intra Oral Scanner-3 Shape- Dental Imaging System Model Trios 3 Color Head P13(REP) |  |  | A Class | NOS | NOS | I-Inventory | FG-Finish Good |  | Equipment | Intra Oral Scanner | CAD CAM | Main Location | 90184900 |  | FIFO | 3 Shape | [8 empty] | 0 | 0 | 0 | 1 | 0 | [7 empty] | NOS | 1 |  | 3SHAPE/3SN/MC/DENTAL IMAGING SYS TRIOS COLOR HEAD P13 (REP)
IM05154 | Intral Oral Scanner- 3 Disc- Dental Imaging System Model Heron |  |  | A Class | NOS | NOS | I-Inventory | FG-Finish Good |  | Equipment | Intra Oral Scanner | CAD CAM | Main Location | 90184900 |  | FIFO | 3 Disc | [8 empty] | 0 | 0 | 0 | 1 | 0 | [7 empty] | NOS | 1 |  | 3DISC/SN/MC/DENTAL IMAGING SYSTEM MODEL HERON
IM05155 | Intral Oral Scanner- 3 Shape- Dental Imaging System Model Trios 3 Color POD Wireless |  |  | A Class | NOS | NOS | I-Inventory | FG-Finish Good |  | Equipment | Intra Oral Scanner | CAD CAM | Main Location | 90184900 |  | FIFO | 3 Shape | [8 empty] | 0 | 0 | 0 | 1 | 0 | [7 empty] | NOS | 1 |  | 3SHAPE/3SN/MC/DENTAL IMAGING SYSTEM MOD.TRIOS 3 COLOR POD EDU
IM05156 | Intral Oral Scanner- 3 Shape- Dental Imaging System Model Trios 3 Color POD Wireless Educational |  |  | A Class | NOS | NOS | I-Inventory | FG-Finish Good |  | Equipment | Intra Oral Scanner | CAD CAM | Main Location | 90184900 |  | FIFO | 3 Shape | [8 empty] | 0 | 0 | 0 | 1 | 0 | [7 empty] | NOS | 1 |  | 3SHAPE/3SN/MC/DENTAL IMAGING SYSTEM MOD.TRIOS 3 COLOR POD W/L EDU
IM05157 | Intral Oral Scanner- 3 Shape- Dental Imaging System Model Trios 4 Color POD Wireless |  |  | A Class | NOS | NOS | I-Inventory | FG-Finish Good |  | Equipment | Intra Oral Scanner | CAD CAM | Main Location | 90184900 |  | FIFO | 3 Shape | [8 empty] | 0 | 0 | 0 | 1 | 0 | [7 empty] | NOS | 1 |  | 3SHAPE/3SN/MC/DENTAL IMAGING SYSTEM MOD.TRIOS 4 COLOR POD W/L
IM05158 | Intral Oral Scanner- 3 Shape- Dental Imaging System Model Trios 4 Color POD Wireless Educational |  |  | A Class | NOS | NOS | I-Inventory | FG-Finish Good |  | Equipment | Intra Oral Scanner | CAD CAM | Main Location | 90184900 |  | FIFO | 3 Shape | [8 empty] | 0 | 0 | 0 | 1 | 0 | [7 empty] | NOS | 1 |  | 3SHAPE/3SN/MC/DENTAL IMAGING SYSTEM MOD.TRIOS 4 COLOR POD W/L EDU
IM05159 | Intral Oral Scanner- 3 Shape- Dental Imaging System Model Trios 4 Move Plus |  |  | A Class | NOS | NOS | I-Inventory | FG-Finish Good |  | Equipment | Intra Oral Scanner | CAD CAM | Main Location | 90184900 |  | FIFO | 3 Shape | [8 empty] | 0 | 0 | 0 | 1 | 0 | [7 empty] | NOS | 1 |  | 3SHAPE/3SN/MC/DENTAL IMAGING SYSTEM MOD.TRIOS 4 MOVE PLUS
IM05160 | Intra Oral Scanner-3 Shape- Dental Imaging System Model Trios 3 Colour POD Wireless Special Configuration |  |  | A Class | NOS | NOS | I-Inventory | FG-Finish Good |  | Equipment | Intra Oral Scanner | Dental Equiment | Main Location | 90184900 |  | FIFO | 3 Shape | [8 empty] | 0 | 0 | 0 | 1 | 0 | [7 empty] | NOS | 1 |  | 3SHAPE/3SN/MS/DENTAL IMAGING SYSTEM MODEL TRIOS 3 COLOR POD W/L SPCL CONF.
IM05161 | Intra Oral Scanner-3 Shape- Dental Imging System Model Trios 3 Color Pod (Rep) |  |  | A Class | NOS | NOS | I-Inventory | FG-Finish Good |  | Equipment | Intra Oral Scanner | Dental Equiment | Main Location | 90184900 |  | FIFO | 3 Shape | [8 empty] | 0 | 0 | 0 | 1 | 0 | [7 empty] | NOS | 1 |  | Intra Oral Scanner-3 Shape- Dental Imging System Model Trios 3 Color POD (REP)
IM05162 | Intra Oral Scanner-3 Shape- Dental Imging System Model Trios 3 Color Pod Cdu Wireless |  |  | A Class | NOS | NOS | I-Inventory | FG-Finish Good |  | Equipment | Intra Oral Scanner | Dental Equiment | Main Location | 90184900 |  | FIFO | 3 Shape | [8 empty] | 0 | 0 | 0 | 1 | 0 | [7 empty] | NOS | 1 |  | Intra Oral Scanner-3 Shape- Dental Imging System Model Trios 3 Color POD CDU Wireless
IM05163 | Intra Oral Scanner-3 Shape- Dental Imging System Model Trios 3 Color Pod Wireless Without Battery & Tips |  |  | A Class | NOS | NOS | I-Inventory | FG-Finish Good |  | Equipment | Intra Oral Scanner | Dental Equiment | Main Location | 90184900 |  | FIFO | 3 Shape | [8 empty] | 0 | 0 | 0 | 1 | 0 | [7 empty] | NOS | 1 |  | Intra Oral Scanner-3 Shape- Dental Imging System Model Trios 3 Color POD Wireless without Battery & Tips
IM05164 | Intral Oral Scanner- 3 Shape- Dental Imaging System Model Trios 3 MONO POD/CDU |  |  | A Class | NOS | NOS | I-Inventory | FG-Finish Good |  | Equipment | Intra Oral Scanner | CAD CAM | Main Location | 90184900 |  | FIFO | 3 Shape | [8 empty] | 0 | 0 | 0 | 1 | 0 | [7 empty] | NOS | 1 |  | 3SHAPE/3SN/DENTAL IMAGING SYSTEM MOD.TRIOS 3 MONO POD/CDU
IM05165 | Intra Oral Scanner Spares- Trios 3 Calibration Kit |  |  | A Class | NOS | NOS | I-Inventory | FG-Finish Good |  | Spares | Intra Oral Scanner-Spares | CAD CAM | Main Location | 90184900 |  | FIFO | 3 Shape | [8 empty] | 0 | 0 | 0 | 1 | 0 | [7 empty] | NOS | 1 |  | Intra Oral Scanner Spares- Trios 3 Calibration Kit
IM05166 | Intra Oral Scanner Spares- Trios 3 Calibration Kit 3D |  |  | A Class | NOS | NOS | I-Inventory | FG-Finish Good |  | Spares | Intra Oral Scanner-Spares | CAD CAM | Main Location | 90330000 |  | FIFO | 3 Shape | [8 empty] | 0 | 0 | 0 | 1 | 0 | [7 empty] | NOS | 1 |  | Intra Oral Scanner Spares- Trios 3 Calibration Kit 3D
IM05167 | Intra Oral Scanner Spares-3 Shape-Trios 3-W-Mirroe (Set Of 3) |  |  | A Class | NOS | NOS | I-Inventory | FG-Finish Good |  | Spares | Intra Oral Scanner-Spares | CAD CAM | Main Location | 90184900 |  | FIFO | 3 Shape | [8 empty] | 0 | 0 | 0 | 1 | 0 | [7 empty] | NOS | 1 |  | 3SHAPE/AC/TRIOS 3/W/MIRROE (SET OF 3)
IM05168 | Intra Oral Scanner Spares-3 Shape-Trios Color Cart Handle |  |  | A Class | NOS | NOS | I-Inventory | FG-Finish Good |  | Spares | Intra Oral Scanner-Spares | CAD CAM | Main Location | 90184900 |  | FIFO | 3 Shape | [8 empty] | 0 | 0 | 0 | 1 | 0 | [7 empty] | NOS | 1 |  | 3SHAPE/AC/TRIOS COLOR CART HANDLE
IM05169 | Intra Oral Scanner Spares-3 Shape-Trios-Calibration Kit 3D |  |  | A Class | NOS | NOS | I-Inventory | FG-Finish Good |  | Spares | Intra Oral Scanner-Spares | CAD CAM | Main Location | 90330000 |  | FIFO | 3 Shape | [8 empty] | 0 | 0 | 0 | 1 | 0 | [7 empty] | NOS | 1 |  | 3SHAPE/AC/TRIOS/CALIBRATION KIT 3D
IM05170 | Intra Oral Scanner Spares-3 Shape-Trios-Ethernet Cable |  |  | A Class | NOS | NOS | I-Inventory | FG-Finish Good |  | Spares | Intra Oral Scanner-Spares | CAD CAM | Main Location | 90184900 |  | FIFO | 3 Shape | [8 empty] | 0 | 0 | 0 | 1 | 0 | [7 empty] | NOS | 1 |  | 3SHAPE/SP/TRIOS/ETHERNET CABLE
IM05171 | Intra Oral Scanner Spare-3 Shape- Trios 2 Mirror TIP |  |  | A Class | NOS | NOS | I-Inventory | FG-Finish Good |  | Spares | Intra Oral Scanner-Spares | CAD CAM | Main Location | 90330000 |  | FIFO | 3 Shape | [8 empty] | 0 | 0 | 0 | 1 | 0 | [7 empty] | NOS | 1 |  | 3SHAPE/3SN/AC/TRIOS 2/MIRROR TIP
IM05172 | Intra Oral Scanner Spare-3 Shape- Trios 3 Wireless Mirror TIP |  |  | A Class | NOS | NOS | I-Inventory | FG-Finish Good |  | Spares | Intra Oral Scanner-Spares | CAD CAM | Main Location | 90330000 |  | FIFO | 3 Shape | [8 empty] | 0 | 0 | 0 | 1 | 0 | [7 empty] | NOS | 1 |  | 3SHAPE/3SN/AC/TRIOS 3/W MIRROR TIP
IM05173 | Intra Oral Scanner Spare-3 Shape- Trios 4 Mirror TIP |  |  | A Class | NOS | NOS | I-Inventory | FG-Finish Good |  | Spares | Intra Oral Scanner-Spares | CAD CAM | Main Location | 90330000 |  | FIFO | 3 Shape | [8 empty] | 0 | 0 | 0 | 1 | 0 | [7 empty] | NOS | 1 |  | 3SHAPE/3SN/AC/TRIOS 4/MIRROR TIP
IM05174 | Intra Oral Scanner Spare- 3 Shape- Trios Color Head P13 |  |  | A Class | NOS | NOS | I-Inventory | FG-Finish Good |  | Spares | Intra Oral Scanner-Spares | CAD CAM | Main Location | 90330000 |  | FIFO | 3 Shape | [8 empty] | 0 | 0 | 0 | 1 | 0 | [7 empty] | NOS | 1 |  | 3SHAPE/3SN/MC/DENTAL IMAGING SYS TRIOS COLOR HEAD P13
IM05175 | Intra Oral Scanner-Shining 3D -Scanner Main Pcb |  |  | A Class | NOS | NOS | I-Inventory | FG-Finish Good |  | Spares | Intra Oral Scanner-Spares | CAD CAM | Main Location | 90330000 |  | FIFO | Shining 3D | [8 empty] | 0 | 0 | 0 | 1 | 0 | [7 empty] | NOS | 1 |  | SHINING/3SN/SP/SHINING 3D SCANNER MAIN PCB
IM05176 | Intra Oral Scanner-Spares-3 Shape- Power Adaptor |  |  | A Class | NOS | NOS | I-Inventory | FG-Finish Good |  | Spares | Intra Oral Scanner-Spares | Dental Equiment | Main Location | 90330000 |  | FIFO | 3 Shape | [8 empty] | 0 | 0 | 0 | 1 | 0 | [7 empty] | NOS | 1 |  | 3SHAPE/3SN/AC/POWER ADAPTOR
IM05177 | Intra Oral Scanner Spare-3 Shape-Trios 3 Wireless- Adopter |  |  | A Class | NOS | NOS | I-Inventory | FG-Finish Good |  | Spares | Intra Oral Scanner-Spares | Dental Equiment | Main Location | 90184900 |  | FIFO | 3 Shape | [8 empty] | 0 | 0 | 0 | 1 | 0 | [7 empty] | NOS | 1 |  | 3SHAPE/3SN/AC/TRIOS 3/W ADOPTER
IM05178 | Intra Oral Scanner-Spares-3 Shape- Trios 3 Wireless-Handle Battery |  |  | A Class | NOS | NOS | I-Inventory | FG-Finish Good |  | Spares | Intra Oral Scanner-Spares | Dental Equiment | Main Location | 90330000 |  | FIFO | 3 Shape | [8 empty] | 0 | 0 | 0 | 1 | 0 | [7 empty] | NOS | 1 |  | 3SHAPE/3SN/SP/TRIOS 3 W/L HANDLE/BATTERY
IM05179 | Intra Oral Scanner-Spares-3 Shape- Trios 3 Wireless-Handle Charger |  |  | A Class | NOS | NOS | I-Inventory | FG-Finish Good |  | Spares | Intra Oral Scanner-Spares | Dental Equiment | Main Location | 90330000 |  | FIFO | 3 Shape | [8 empty] | 0 | 0 | 0 | 1 | 0 | [7 empty] | NOS | 1 |  | 3SHAPE/3SN/SP/TRIOS 3 W/L HANDLE/CHARGER
IM05180 | Intra Oral Scanner-Spares-3 Shape- Trios 3 Wireless-Pen Battery |  |  | A Class | NOS | NOS | I-Inventory | FG-Finish Good |  | Spares | Intra Oral Scanner-Spares | Dental Equiment | Main Location | 85079090 |  | FIFO | 3 Shape | [8 empty] | 0 | 0 | 0 | 1 | 0 | [7 empty] | NOS | 1 |  | 3SHAPE/3SN/SP/TRIOS 3 W/L PEN/BATTERY
IM05181 | Intra Oral Scanner-Spares-3 Shape- Trios 3 Wireless-Pen Charger |  |  | A Class | NOS | NOS | I-Inventory | FG-Finish Good |  | Spares | Intra Oral Scanner-Spares | Dental Equiment | Main Location | 90330000 |  | FIFO | 3 Shape | [8 empty] | 0 | 0 | 0 | 1 | 0 | [7 empty] | NOS | 1 |  | 3SHAPE/3SN/SP/TRIOS 3 W/L PEN/CHARGER
IM05182 | Intra Oral Scanner-Spares-3 Shape- Trios USB To Ethernet Adapter |  |  | A Class | NOS | NOS | I-Inventory | FG-Finish Good |  | Spares | Intra Oral Scanner-Spares | Dental Equiment | Main Location | 84717090 |  | FIFO | 3 Shape | [8 empty] | 0 | 0 | 0 | 1 | 0 | [7 empty] | NOS | 1 |  | 3SHAPE/SP/TRIOS/USB TO ETHERNET ADAPTER
IM05183 | Intral Oral Camera Spares-Codyson Remote |  |  | A Class | NOS | NOS | I-Inventory | FG-Finish Good |  | Spares | Intra Oral Camera-Spares | Dental Equiment | Main Location | 90330000 |  | FIFO | Codyson | [8 empty] | 0 | 0 | 0 | 1 | 0 | [7 empty] | NOS | 1 |  | CD/DP/CODYSON REMOTE
IM05184 | Intral Oral Camera Spares-Codyson Camera Cable |  |  | A Class | NOS | NOS | I-Inventory | FG-Finish Good |  | Spares | Intra Oral Camera-Spares | Dental Equiment | Main Location | 90330000 |  | FIFO | Codyson | [8 empty] | 0 | 0 | 0 | 1 | 0 | [7 empty] | NOS | 1 |  | CD/SP/CODYSON CAMERA CABLE
IM05185 | Intral Oral Camera Spares-Codyson Camera Head |  |  | A Class | NOS | NOS | I-Inventory | FG-Finish Good |  | Spares | Intra Oral Camera-Spares | Dental Equiment | Main Location | 90330000 |  | FIFO | Codyson | [8 empty] | 0 | 0 | 0 | 1 | 0 | [7 empty] | NOS | 1 |  | CD/SP/CODYSON CAMERA HEAD
IM05186 | Intral Oral Camera Spares-Codyson Foot Control |  |  | A Class | NOS | NOS | I-Inventory | FG-Finish Good |  | Spares | Intra Oral Camera-Spares | Dental Equiment | Main Location | 90330000 |  | FIFO | Codyson | [8 empty] | 0 | 0 | 0 | 1 | 0 | [7 empty] | NOS | 1 |  | CD/SP/CODYSON FOOT CONTROL
IM05187 | Intral Oral Camera Spares-Codyson Holder |  |  | A Class | NOS | NOS | I-Inventory | FG-Finish Good |  | Spares | Intra Oral Camera-Spares | Dental Equiment | Main Location | 90330000 |  | FIFO | Codyson | [8 empty] | 0 | 0 | 0 | 1 | 0 | [7 empty] | NOS | 1 |  | CD/SP/CODYSON HOLDER
IM05188 | Intral Oral Camera Spares-Codyson IOC Camera Head |  |  | A Class | NOS | NOS | I-Inventory | FG-Finish Good |  | Spares | Intra Oral Camera-Spares | Dental Equiment | Main Location | 90330000 |  | FIFO | Codyson | [8 empty] | 0 | 0 | 0 | 1 | 0 | [7 empty] | NOS | 1 |  | CD/SP/CODYSON IOC CAMERA HEAD
IM05189 | Intral Oral Camera Spares-Codyson Power Adaptor |  |  | A Class | NOS | NOS | I-Inventory | FG-Finish Good |  | Spares | Intra Oral Camera-Spares | Dental Equiment | Main Location | 90330000 |  | FIFO | Codyson | [8 empty] | 0 | 0 | 0 | 1 | 0 | [7 empty] | NOS | 1 |  | CD/SP/CODYSON POWER ADAPTOR
IM05190 | Intral Oral Camera Spares-Codyson Sleeves |  |  | A Class | NOS | NOS | I-Inventory | FG-Finish Good |  | Spares | Intra Oral Camera-Spares | Dental Equiment | Main Location | 90330000 |  | FIFO | Codyson | [8 empty] | 0 | 0 | 0 | 1 | 0 | [7 empty] | NOS | 1 |  | CD/SP/CODYSON SLEEVES
IM05191 | Intral Oral Camera Spares-Codyson USB Boxes |  |  | A Class | NOS | NOS | I-Inventory | FG-Finish Good |  | Spares | Intra Oral Camera-Spares | Dental Equiment | Main Location | 90330000 |  | FIFO | Codyson | [8 empty] | 0 | 0 | 0 | 1 | 0 | [7 empty] | NOS | 1 |  | CD/SP/CODYSON USB BOXES
IM05192 | Intral Oral Camera Spares-Codyson USB Cable |  |  | A Class | NOS | NOS | I-Inventory | FG-Finish Good |  | Spares | Intra Oral Camera-Spares | Dental Equiment | Main Location | 90330000 |  | FIFO | Codyson | [8 empty] | 0 | 0 | 0 | 1 | 0 | [7 empty] | NOS | 1 |  | CD/SP/CODYSON USB CABLE
IM05193 | Intral Oral Camera Spares-Codyson Vga Cable |  |  | A Class | NOS | NOS | I-Inventory | FG-Finish Good |  | Spares | Intra Oral Camera-Spares | Dental Equiment | Main Location | 90330000 |  | FIFO | Codyson | [8 empty] | 0 | 0 | 0 | 1 | 0 | [7 empty] | NOS | 1 |  | CD/SP/CODYSON VGA CABLE
IM05194 | Lab Engine Spares-Saeshin-Lab Spindle Assey |  |  | A Class | NOS | NOS | I-Inventory | FG-Finish Good |  | Spares | Lab Engine-Spares | Dental Equiment | Main Location | 90330000 |  | FIFO | Saeshin | [8 empty] | 0 | 0 | 0 | 1 | 0 | [7 empty] | NOS | 1 |  | SE/LB/SP/SAESHIN LAB SPINDLE ASSEY
IM05195 | Lab Engine Spares-Strong-1 Nose Tip |  |  | A Class | NOS | NOS | I-Inventory | FG-Finish Good |  | Spares | Lab Engine-Spares | Dental Equiment | Main Location | 90330000 |  | FIFO | Strong | [8 empty] | 0 | 0 | 0 | 1 | 0 | [7 empty] | NOS | 1 |  | ST/LB/SP/1 NOSE TIP
IM05196 | Lab Engine Spares-Strong-11 Coil Spring |  |  | A Class | NOS | NOS | I-Inventory | FG-Finish Good |  | Spares | Lab Engine-Spares | Dental Equiment | Main Location | 90330000 |  | FIFO | Strong | [8 empty] | 0 | 0 | 0 | 1 | 0 | [7 empty] | NOS | 1 |  | ST/LB/SP/11 COIL SPRING
IM05197 | Lab Engine Spares-Strong-13 Collect Chuck A |  |  | A Class | NOS | NOS | I-Inventory | FG-Finish Good |  | Spares | Lab Engine-Spares | Dental Equiment | Main Location | 90330000 |  | FIFO | Strong | [8 empty] | 0 | 0 | 0 | 1 | 0 | [7 empty] | NOS | 1 |  | ST/LB/SP/13 COLLECT CHUCK A
IM05198 | Lab Engine Spares-Strong-14 Collect Chuch Case |  |  | A Class | NOS | NOS | I-Inventory | FG-Finish Good |  | Spares | Lab Engine-Spares | Dental Equiment | Main Location | 90330000 |  | FIFO | Strong | [8 empty] | 0 | 0 | 0 | 1 | 0 | [7 empty] | NOS | 1 |  | ST/LB/SP/14 COLLECT CHUCH CASE
IM05199 | Lab Engine Spares-Strong-15 Compressor Spring |  |  | A Class | NOS | NOS | I-Inventory | FG-Finish Good |  | Spares | Lab Engine-Spares | Dental Equiment | Main Location | 90330000 |  | FIFO | Strong | [8 empty] | 0 | 0 | 0 | 1 | 0 | [7 empty] | NOS | 1 |  | ST/LB/SP/15 COMPRESSOR SPRING
IM05200 | Lab Engine Spares-Strong-16 Chuck Joint |  |  | A Class | NOS | NOS | I-Inventory | FG-Finish Good |  | Spares | Lab Engine-Spares | Dental Equiment | Main Location | 90330000 |  | FIFO | Strong | [8 empty] | 0 | 0 | 0 | 1 | 0 | [7 empty] | NOS | 1 |  | ST/LB/SP/16 CHUCK JOINT
IM05201 | Lab Engine Spares-Strong-17 O Ring |  |  | A Class | NOS | NOS | I-Inventory | FG-Finish Good |  | Spares | Lab Engine-Spares | Dental Equiment | Main Location | 90330000 |  | FIFO | Strong | [8 empty] | 0 | 0 | 0 | 1 | 0 | [7 empty] | NOS | 1 |  | ST/LB/SP/17 O RING
IM05202 | Lab Engine Spares-Strong-18 Delrin Joint |  |  | A Class | NOS | NOS | I-Inventory | FG-Finish Good |  | Spares | Lab Engine-Spares | Dental Equiment | Main Location | 90330000 |  | FIFO | Strong | [8 empty] | 0 | 0 | 0 | 1 | 0 | [7 empty] | NOS | 1 |  | ST/LB/SP/18 DELRIN JOINT
IM05203 | Lab Engine Spares-Strong-2 C Snap Ring |  |  | A Class | NOS | NOS | I-Inventory | FG-Finish Good |  | Spares | Lab Engine-Spares | Dental Equiment | Main Location | 90330000 |  | FIFO | Strong | [8 empty] | 0 | 0 | 0 | 1 | 0 | [7 empty] | NOS | 1 |  | ST/LB/SP/2 C SNAP RING
IM05204 | Lab Engine Spares-Strong-20 Spring Cover |  |  | A Class | NOS | NOS | I-Inventory | FG-Finish Good |  | Spares | Lab Engine-Spares | Dental Equiment | Main Location | 90330000 |  | FIFO | Strong | [8 empty] | 0 | 0 | 0 | 1 | 0 | [7 empty] | NOS | 1 |  | ST/LB/SP/20 SPRING COVER
IM05205 | Lab Engine Spares-Strong-21 Coil Spring |  |  | A Class | NOS | NOS | I-Inventory | FG-Finish Good |  | Spares | Lab Engine-Spares | Dental Equiment | Main Location | 90330000 |  | FIFO | Strong | [8 empty] | 0 | 0 | 0 | 1 | 0 | [7 empty] | NOS | 1 |  | ST/LB/SP/21 COIL SPRING
IM05206 | Lab Engine Spares-Strong-22 Flat Washer |  |  | A Class | NOS | NOS | I-Inventory | FG-Finish Good |  | Spares | Lab Engine-Spares | Dental Equiment | Main Location | 90330000 |  | FIFO | Strong | [8 empty] | 0 | 0 | 0 | 1 | 0 | [7 empty] | NOS | 1 |  | ST/LB/SP/22 FLAT WASHER
IM05207 | Lab Engine Spares-Strong-23-1 Roller Ring |  |  | A Class | NOS | NOS | I-Inventory | FG-Finish Good |  | Spares | Lab Engine-Spares | Dental Equiment | Main Location | 90330000 |  | FIFO | Strong | [8 empty] | 0 | 0 | 0 | 1 | 0 | [7 empty] | NOS | 1 |  | ST/LB/SP/23-1 ROLLER RING
IM05208 | Lab Engine Spares-Strong-23-2 Roller |  |  | A Class | NOS | NOS | I-Inventory | FG-Finish Good |  | Spares | Lab Engine-Spares | Dental Equiment | Main Location | 90330000 |  | FIFO | Strong | [8 empty] | 0 | 0 | 0 | 1 | 0 | [7 empty] | NOS | 1 |  | ST/LB/SP/23-2 ROLLER
IM05209 | Lab Engine Spares-Strong-24 Handle Assy |  |  | A Class | NOS | NOS | I-Inventory | FG-Finish Good |  | Spares | Lab Engine-Spares | Dental Equiment | Main Location | 90330000 |  | FIFO | Strong | [8 empty] | 0 | 0 | 0 | 1 | 0 | [7 empty] | NOS | 1 |  | ST/LB/SP/24 HANDLE ASSY
IM05210 | Lab Engine Spares-Strong-25 Thrust Washer |  |  | A Class | NOS | NOS | I-Inventory | FG-Finish Good |  | Spares | Lab Engine-Spares | Dental Equiment | Main Location | 90330000 |  | FIFO | Strong | [8 empty] | 0 | 0 | 0 | 1 | 0 | [7 empty] | NOS | 1 |  | ST/LB/SP/25 THRUST WASHER
IM05211 | Lab Engine Spares-Strong-26 Retainer Assy |  |  | A Class | NOS | NOS | I-Inventory | FG-Finish Good |  | Spares | Lab Engine-Spares | Dental Equiment | Main Location | 90330000 |  | FIFO | Strong | [8 empty] | 0 | 0 | 0 | 1 | 0 | [7 empty] | NOS | 1 |  | ST/LB/SP/26 RETAINER ASSY
IM05212 | Lab Engine Spares-Strong-27 Thrust Washer |  |  | A Class | NOS | NOS | I-Inventory | FG-Finish Good |  | Spares | Lab Engine-Spares | Dental Equiment | Main Location | 90330000 |  | FIFO | Strong | [8 empty] | 0 | 0 | 0 | 1 | 0 | [7 empty] | NOS | 1 |  | ST/LB/SP/27 THRUST WASHER
IM05213 | Lab Engine Spares-Strong-29 Bolt |  |  | A Class | NOS | NOS | I-Inventory | FG-Finish Good |  | Spares | Lab Engine-Spares | Dental Equiment | Main Location | 90330000 |  | FIFO | Strong | [8 empty] | 0 | 0 | 0 | 1 | 0 | [7 empty] | NOS | 1 |  | ST/LB/SP/29 BOLT
IM05214 | Lab Engine Spares-Strong-3 Inner Dia Collar |  |  | A Class | NOS | NOS | I-Inventory | FG-Finish Good |  | Spares | Lab Engine-Spares | Dental Equiment | Main Location | 90330000 |  | FIFO | Strong | [8 empty] | 0 | 0 | 0 | 1 | 0 | [7 empty] | NOS | 1 |  | ST/LB/SP/3 INNER DIA COLLAR
IM05215 | Lab Engine Spares-Strong-30 Ball Bearing (940Zz) |  |  | A Class | NOS | NOS | I-Inventory | FG-Finish Good |  | Spares | Lab Engine-Spares | Dental Equiment | Main Location | 90330000 |  | FIFO | Strong | [8 empty] | 0 | 0 | 0 | 1 | 0 | [7 empty] | NOS | 1 |  | ST/LB/SP/30 BALL BEARING (940ZZ)
IM05216 | Lab Engine Spares-Strong-31 Front Bearing Flat Washer |  |  | A Class | NOS | NOS | I-Inventory | FG-Finish Good |  | Spares | Lab Engine-Spares | Dental Equiment | Main Location | 90330000 |  | FIFO | Strong | [8 empty] | 0 | 0 | 0 | 1 | 0 | [7 empty] | NOS | 1 |  | ST/LB/SP/31 FRONT BEARING FLAT WASHER
IM05217 | Lab Engine Spares-Strong-32 Armature Assy |  |  | A Class | NOS | NOS | I-Inventory | FG-Finish Good |  | Spares | Lab Engine-Spares | Dental Equiment | Main Location | 90330000 |  | FIFO | Strong | [8 empty] | 0 | 0 | 0 | 1 | 0 | [7 empty] | NOS | 1 |  | ST/LB/SP/32 ARMATURE ASSY
IM05218 | Lab Engine Spares-Strong-33 Rear Bearing Flat Washer B |  |  | A Class | NOS | NOS | I-Inventory | FG-Finish Good |  | Spares | Lab Engine-Spares | Dental Equiment | Main Location | 90330000 |  | FIFO | Strong | [8 empty] | 0 | 0 | 0 | 1 | 0 | [7 empty] | NOS | 1 |  | ST/LB/SP/33 REAR BEARING FLAT WASHER B
IM05219 | Lab Engine Spares-Strong-34 Ball Bearing (830Zz) |  |  | A Class | NOS | NOS | I-Inventory | FG-Finish Good |  | Spares | Lab Engine-Spares | Dental Equiment | Main Location | 90330000 |  | FIFO | Strong | [8 empty] | 0 | 0 | 0 | 1 | 0 | [7 empty] | NOS | 1 |  | ST/LB/SP/34 BALL BEARING (830ZZ)
IM05220 | Lab Engine Spares-Strong-35 Terminal B |  |  | A Class | NOS | NOS | I-Inventory | FG-Finish Good |  | Spares | Lab Engine-Spares | Dental Equiment | Main Location | 90330000 |  | FIFO | Strong | [8 empty] | 0 | 0 | 0 | 1 | 0 | [7 empty] | NOS | 1 |  | ST/LB/SP/35 TERMINAL B
IM05221 | Lab Engine Spares-Strong-38 Washer |  |  | A Class | NOS | NOS | I-Inventory | FG-Finish Good |  | Spares | Lab Engine-Spares | Dental Equiment | Main Location | 90330000 |  | FIFO | Strong | [8 empty] | 0 | 0 | 0 | 1 | 0 | [7 empty] | NOS | 1 |  | ST/LB/SP/38 WASHER
IM05222 | Lab Engine Spares-Strong-39 O Ring |  |  | A Class | NOS | NOS | I-Inventory | FG-Finish Good |  | Spares | Lab Engine-Spares | Dental Equiment | Main Location | 90330000 |  | FIFO | Strong | [8 empty] | 0 | 0 | 0 | 1 | 0 | [7 empty] | NOS | 1 |  | ST/LB/SP/39 O RING
IM05223 | Lab Engine Spares-Strong-4 Outer Dia Collar |  |  | A Class | NOS | NOS | I-Inventory | FG-Finish Good |  | Spares | Lab Engine-Spares | Dental Equiment | Main Location | 90330000 |  | FIFO | Strong | [8 empty] | 0 | 0 | 0 | 1 | 0 | [7 empty] | NOS | 1 |  | ST/LB/SP/4 OUTER DIA COLLAR
IM05224 | Lab Engine Spares-Strong-40 Brush Holder Screw |  |  | A Class | NOS | NOS | I-Inventory | FG-Finish Good |  | Spares | Lab Engine-Spares | Dental Equiment | Main Location | 90330000 |  | FIFO | Strong | [8 empty] | 0 | 0 | 0 | 1 | 0 | [7 empty] | NOS | 1 |  | ST/LB/SP/40 BRUSH HOLDER SCREW
IM05225 | Lab Engine Spares-Strong-41 Cord Assy |  |  | A Class | NOS | NOS | I-Inventory | FG-Finish Good |  | Spares | Lab Engine-Spares | Dental Equiment | Main Location | 90330000 |  | FIFO | Strong | [8 empty] | 0 | 0 | 0 | 1 | 0 | [7 empty] | NOS | 1 |  | ST/LB/SP/41 CORD ASSY
IM05226 | Lab Engine Spares-Strong-42 Motor Cap |  |  | A Class | NOS | NOS | I-Inventory | FG-Finish Good |  | Spares | Lab Engine-Spares | Dental Equiment | Main Location | 90330000 |  | FIFO | Strong | [8 empty] | 0 | 0 | 0 | 1 | 0 | [7 empty] | NOS | 1 |  | ST/LB/SP/42 MOTOR CAP
IM05227 | Lab Engine Spares-Strong-5 Wave Washer |  |  | A Class | NOS | NOS | I-Inventory | FG-Finish Good |  | Spares | Lab Engine-Spares | Dental Equiment | Main Location | 90330000 |  | FIFO | Strong | [8 empty] | 0 | 0 | 0 | 1 | 0 | [7 empty] | NOS | 1 |  | ST/LB/SP/5 WAVE WASHER
IM05228 | Lab Engine Spares-Strong-6 Flat Washer |  |  | A Class | NOS | NOS | I-Inventory | FG-Finish Good |  | Spares | Lab Engine-Spares | Dental Equiment | Main Location | 90330000 |  | FIFO | Strong | [8 empty] | 0 | 0 | 0 | 1 | 0 | [7 empty] | NOS | 1 |  | ST/LB/SP/6 FLAT WASHER
IM05229 | Lab Engine Spares-Strong-7 Ball Bearing (1260Zz) |  |  | A Class | NOS | NOS | I-Inventory | FG-Finish Good |  | Spares | Lab Engine-Spares | Dental Equiment | Main Location | 90330000 |  | FIFO | Strong | [8 empty] | 0 | 0 | 0 | 1 | 0 | [7 empty] | NOS | 1 |  | ST/LB/SP/7 BALL BEARING (1260ZZ)
IM05230 | Lab Engine Spares-Strong-8 Bushing |  |  | A Class | NOS | NOS | I-Inventory | FG-Finish Good |  | Spares | Lab Engine-Spares | Dental Equiment | Main Location | 90330000 |  | FIFO | Strong | [8 empty] | 0 | 0 | 0 | 1 | 0 | [7 empty] | NOS | 1 |  | ST/LB/SP/8 BUSHING
IM05231 | Lab Engine Spares-Strong-9 Ball Bearing (1480Zz) |  |  | A Class | NOS | NOS | I-Inventory | FG-Finish Good |  | Spares | Lab Engine-Spares | Dental Equiment | Main Location | 90330000 |  | FIFO | Strong | [8 empty] | 0 | 0 | 0 | 1 | 0 | [7 empty] | NOS | 1 |  | ST/LB/SP/9 BALL BEARING (1480ZZ)
IM05232 | Lab Engine Spares-Strong-Saeshin Strong 210 Control Box Transformer |  |  | A Class | NOS | NOS | I-Inventory | FG-Finish Good |  | Spares | Lab Engine-Spares | Dental Equiment | Main Location | 90330000 |  | FIFO | Strong | [8 empty] | 0 | 0 | 0 | 1 | 0 | [7 empty] | NOS | 1 |  | ST/LB/SP/Saeshin Strong 210 Control Box Transformer
IM05233 | Lab Motor-Strong-Brushless Motor Mod 40K |  |  | A Class | NOS | NOS | I-Inventory | FG-Finish Good |  | Equipment | Lab Motor | Dental Equiment | Main Location | 90184900 |  | FIFO | Strong | [8 empty] | 0 | 0 | 0 | 1 | 0 | [7 empty] | NOS | 1 |  | ST/LM/MC/STRONG/BRUSHLESS MOTOR MOD - 40K
IM05234 | Lab Scanner-3 Shape-3D Dental Imaging System- Complete Resorative E3 |  |  | A Class | NOS | NOS | I-Inventory | FG-Finish Good |  | Equipment | Lab Scanner | CAD CAM | Main Location | 90184900 |  | FIFO | 3 Shape | [8 empty] | 0 | 0 | 0 | 1 | 0 | [7 empty] | NOS | 1 |  | Lab Scanner-3 Shape-3D Dental Imaging System- Complete Resorative E3
IM05235 | Lab Scanner-3 Shape-3D Dental Imaging System- Ds Crown & Bridge Basic E2 |  |  | A Class | NOS | NOS | I-Inventory | FG-Finish Good |  | Equipment | Lab Scanner | CAD CAM | Main Location | 90184900 |  | FIFO | 3 Shape | [8 empty] | 0 | 0 | 0 | 1 | 0 | [7 empty] | NOS | 1 |  | Lab Scanner-3 Shape-3D Dental Imaging System- DS Crown & Bridge Basic E2
IM05236 | Lab Scanner-3 Shape-3D Dental Imaging System- Ds Crown & Bridge Premium E1 |  |  | A Class | NOS | NOS | I-Inventory | FG-Finish Good |  | Equipment | Lab Scanner | CAD CAM | Main Location | 90184900 |  | FIFO | 3 Shape | [8 empty] | 0 | 0 | 0 | 1 | 0 | [7 empty] | NOS | 1 |  | Lab Scanner-3 Shape-3D Dental Imaging System- DS Crown & Bridge Premium E1
IM05237 | Lab Scanner-3 Shape-3D Dental Imaging System- Ds Crown & Bridge Premium E2 |  |  | A Class | NOS | NOS | I-Inventory | FG-Finish Good |  | Equipment | Lab Scanner | CAD CAM | Main Location | 90184900 |  | FIFO | 3 Shape | [8 empty] | 0 | 0 | 0 | 1 | 0 | [7 empty] | NOS | 1 |  | Lab Scanner-3 Shape-3D Dental Imaging System- DS Crown & Bridge Premium E2
IM05238 | Lab Scanner-3 Shape-3D Dental Imaging System- Ds Crown & Bridge Premium E3 |  |  | A Class | NOS | NOS | I-Inventory | FG-Finish Good |  | Equipment | Lab Scanner | CAD CAM | Main Location | 90184900 |  | FIFO | 3 Shape | [8 empty] | 0 | 0 | 0 | 1 | 0 | [7 empty] | NOS | 1 |  | Lab Scanner-3 Shape-3D Dental Imaging System- DS Crown & Bridge Premium E3
IM05239 | Lab Scanner-3 Shape-3D Dental Imaging System- Ds Scanlt Manager E1 |  |  | A Class | NOS | NOS | I-Inventory | FG-Finish Good |  | Equipment | Lab Scanner | CAD CAM | Main Location | 90184900 |  | FIFO | 3 Shape | [8 empty] | 0 | 0 | 0 | 1 | 0 | [7 empty] | NOS | 1 |  | Lab Scanner-3 Shape-3D Dental Imaging System- DS Scanlt Manager E1
IM05240 | Lab Scanner-3 Shape-3D Dental Imaging System- Complete Resorative E1 |  |  | A Class | NOS | NOS | I-Inventory | FG-Finish Good |  | Equipment | Lab Scanner | CAD CAM | Main Location | 90184900 |  | FIFO | 3 Shape | [8 empty] | 0 | 0 | 0 | 1 | 0 | [7 empty] | NOS | 1 |  | Lab Scanner-3 Shape-3D Dental Imaging System- Complete Resorative E1
IM05241 | Lab Scanner-3 Shape-3D Dental Imaging System-Ds Crown & Bridge Basic E1 |  |  | A Class | NOS | NOS | I-Inventory | FG-Finish Good |  | Equipment | Lab Scanner | CAD CAM | Main Location | 90184900 |  | FIFO | 3 Shape | [8 empty] | 0 | 0 | 0 | 1 | 0 | [7 empty] | NOS | 1 |  | Lab Scanner-3 Shape-3D Dental Imaging System-DS Crown & Bridge Basic E1
IM05242 | Lab Scanner-3 Shape-3D Dental Imaging System-Ds Crown & Bridge Basic E1 Red Lab |  |  | A Class | NOS | NOS | I-Inventory | FG-Finish Good |  | Equipment | Lab Scanner | CAD CAM | Main Location | 90184900 |  | FIFO | 3 Shape | [8 empty] | 0 | 0 | 0 | 1 | 0 | [7 empty] | NOS | 1 |  | Lab Scanner-3 Shape-3D Dental Imaging System-DS Crown & Bridge Basic E1 Red Lab
IM05243 | Lab Scanner- 3 Shape -Dental Imaging System-Basic Pack-E1 Ortho Premium |  |  | A Class | NOS | NOS | I-Inventory | FG-Finish Good |  | Equipment | Lab Scanner | CAD CAM | Main Location | 90184900 |  | FIFO | 3 Shape | [8 empty] | 0 | 0 | 0 | 1 | 0 | [7 empty] | NOS | 1 |  | 3SHAPE/MS/DENTAL IMAGING SYS./BASIC PACK/ E1 ORTHO PREMIUM
IM05244 | Lab Scanner -3 Shape-Dental Imaging System-Basic Pack- E2 Ortho Premium |  |  | A Class | NOS | NOS | I-Inventory | FG-Finish Good |  | Equipment | Lab Scanner | CAD CAM | Main Location | 90184900 |  | FIFO | 3 Shape | [8 empty] | 0 | 0 | 0 | 1 | 0 | [7 empty] | NOS | 1 |  | 3SHAPE/MS/DENTAL IMAGING SYS./BASIC PACK/ E2 ORTHO PREMIUM
IM05245 | Lab Scanner-3 Shape-Dental System Premium Pack-D2000 |  |  | A Class | NOS | NOS | I-Inventory | FG-Finish Good |  | Equipment | Lab Scanner | CAD CAM | Main Location | 90184900 |  | FIFO | 3 Shape | [8 empty] | 0 | 0 | 0 | 1 | 0 | [7 empty] | NOS | 1 |  | 3SHAPE/MS/DENTAL SYSTEM PREMIUM PACK/ D2000
IM05246 | Lab Scanner-3 Shape-3D Dental Imaging System -DS Compelte Restorative E3 Edu |  |  | A Class | NOS | NOS | I-Inventory | FG-Finish Good |  | Equipment | Lab Scanner | CAD CAM | Main Location | 90184900 |  | FIFO | 3 Shape | [8 empty] | 0 | 0 | 0 | 1 | 0 | [7 empty] | NOS | 1 |  | 3SHAPE/SN/MC/3D DENTAL IMAGING SYS. DS COMP. RESTORATIVE E3 EDU
IM05247 | Lab Scanner-3 Shape- 3D Imaging System with DS Premium E3 |  |  | A Class | NOS | NOS | I-Inventory | FG-Finish Good |  | Equipment | Lab Scanner | CAD CAM | Main Location | 90184900 |  | FIFO | 3 Shape | [8 empty] | 0 | 0 | 0 | 1 | 0 | [7 empty] | NOS | 1 |  | 3SHAPE/3SW/MC/3D DENTAL IMAGING SYSTEM WITH DS PREMIUM/E3
IM05248 | Lab Scanner-3 Shpae- Dental Imaging System -DS Complete Restorative Model D1000 |  |  | A Class | NOS | NOS | I-Inventory | FG-Finish Good |  | Equipment | Lab Scanner | CAD CAM | Main Location | 90184900 |  | FIFO | 3 Shape | [8 empty] | 0 | 0 | 0 | 1 | 0 | [7 empty] | NOS | 1 |  | 3SHAPE/3SN/DENTAL SYS COMPLETE RESTORATIVE/D1000
IM05249 | Lab Scanner-3 Shpae- Dental Imaging System- DS Complete Restorative Model D2000 |  |  | A Class | NOS | NOS | I-Inventory | FG-Finish Good |  | Equipment | Lab Scanner | CAD CAM | Main Location | 90184900 |  | FIFO | 3 Shape | [8 empty] | 0 | 0 | 0 | 1 | 0 | [7 empty] | NOS | 1 |  | 3SHAPE/3SN/DENTAL SYS COMPLETE RESTORATIVE/D2000
IM05250 | Lab Scanner-3 Shpae- Dental Imaging System- DS Premium Model E3-Educational |  |  | A Class | NOS | NOS | I-Inventory | FG-Finish Good |  | Equipment | Lab Scanner | CAD CAM | Main Location | 90184900 |  | FIFO | 3 Shape | [8 empty] | 0 | 0 | 0 | 1 | 0 | [7 empty] | NOS | 1 |  | 3SHAPE/3SN/MC/3D DENTAL IMAGING SYS. DS PREMIUM E3 EDU
IM05251 | Lab Scanner-3 Shpae- Dental Imaging System- DS Crown and Bridge Model E1 CDU |  |  | A Class | NOS | NOS | I-Inventory | FG-Finish Good |  | Equipment | Lab Scanner | CAD CAM | Main Location | 90184900 |  | FIFO | 3 Shape | [8 empty] | 0 | 0 | 0 | 1 | 0 | [7 empty] | NOS | 1 |  | 3SHAPE/3SN/MC/3D DENTAL IMAGING SYS/DS CROWN AND BRIDGE/E1 CDU
IM05252 | Lab Scanner-3 Shpae- Dental Imaging System- DS Crown and Bridge Model E3 Basic |  |  | A Class | NOS | NOS | I-Inventory | FG-Finish Good |  | Equipment | Lab Scanner | CAD CAM | Main Location | 90184900 |  | FIFO | 3 Shape | [8 empty] | 0 | 0 | 0 | 1 | 0 | [7 empty] | NOS | 1 |  | 3SHAPE/3SN/MC/3D DENTAL IMAGING SYS/DS CROWN BRIDGE BASIC/E3
IM05253 | Lab Scanner-3 Shpae- Dental Imaging System- DS Ortho Premium Model E3 Educational |  |  | A Class | NOS | NOS | I-Inventory | FG-Finish Good |  | Equipment | Lab Scanner | CAD CAM | Main Location | 90184900 |  | FIFO | 3 Shape | [8 empty] | 0 | 0 | 0 | 1 | 0 | [7 empty] | NOS | 1 |  | 3SHAPE/3SN/MS/DENTAL IMAGING SYS./ E3 ORTHO PREMIUM EDU
IM05254 | Lab Scanner Accessoires-FebPro 1000 DD System-Print Tray |  |  | A Class | NOS | NOS | I-Inventory | FG-Finish Good |  | Accessories | Lab Scanner-Accessories | CAD CAM | Main Location | 90330000 |  | FIFO | Next Dent | [8 empty] | 0 | 0 | 0 | 1 | 0 | [7 empty] | NOS | 1 |  | 3D/3DP/AC/FABPRO1000 3DSYS/PRINT TRAY
IM05255 | Lab Scanner Accessories-3 Shape- CPU |  |  | A Class | NOS | NOS | I-Inventory | FG-Finish Good |  | Accessories | Lab Scanner-Accessories | CAD CAM | Main Location | 90184900 |  | FIFO | 3 Shape | [8 empty] | 0 | 0 | 0 | 1 | 0 | [7 empty] | NOS | 1 |  | 3SHAPE/3SN/AC/CPU
IM05256 | Lab Scanner Spares-3 Shape-Ac/Dental Wax Up Fixture 80200004 |  |  | A Class | NOS | NOS | I-Inventory | FG-Finish Good |  | Spares | Lab Scanner-Spares | CAD CAM | Main Location | 90330000 |  | FIFO | 3 Shape | [8 empty] | 0 | 0 | 0 | 1 | 0 | [7 empty] | NOS | 1 |  | 3SHAPE/3AC/AC/DENTAL WAX UP FIXTURE 80200004
IM05257 | Lab Scanner Spares-3 Shape-Scan Bodies/Straumann Bonelevel Kit |  |  | A Class | NOS | NOS | I-Inventory | FG-Finish Good |  | Spares | Lab Scanner-Spares | CAD CAM | Main Location | 90330000 |  | FIFO | 3 Shape | [8 empty] | 0 | 0 | 0 | 1 | 0 | [7 empty] | NOS | 1 |  | 3SHAPE/3AC/SCAN BODIES/STRAUMANN BONELEVEL KIT
IM05258 | Lab Scanner Spares-3 Shape-Shape Dongle |  |  | A Class | NOS | NOS | I-Inventory | FG-Finish Good |  | Spares | Lab Scanner-Spares | CAD CAM | Main Location | 90184900 |  | FIFO | 3 Shape | [8 empty] | 0 | 0 | 0 | 1 | 0 | [7 empty] | NOS | 1 |  | 3SHAPE/3AC/SHAPE DONGLE
IM05259 | Lab Scanner Spares-3 Shape-Dental 2 Cast Fixture |  |  | A Class | NOS | NOS | I-Inventory | FG-Finish Good |  | Spares | Lab Scanner-Spares | CAD CAM | Main Location | 90184900 |  | FIFO | 3 Shape | [8 empty] | 0 | 0 | 0 | 1 | 0 | [7 empty] | NOS | 1 |  | 3SHAPE/AC/DENTAL 2 CAST FIXTURE
IM05260 | Lab Scanner Spares-3 Shape-Dental Impression Fixture |  |  | A Class | NOS | NOS | I-Inventory | FG-Finish Good |  | Spares | Lab Scanner-Spares | CAD CAM | Main Location | 90184900 |  | FIFO | 3 Shape | [8 empty] | 0 | 0 | 0 | 1 | 0 | [7 empty] | NOS | 1 |  | 3SHAPE/AC/DENTAL IMPRESSION FIXTURE
IM05261 | Lab Scanner Spares-3 Shape-Dental Occlusion Tool |  |  | A Class | NOS | NOS | I-Inventory | FG-Finish Good |  | Spares | Lab Scanner-Spares | CAD CAM | Main Location | 90184900 |  | FIFO | 3 Shape | [8 empty] | 0 | 0 | 0 | 1 | 0 | [7 empty] | NOS | 1 |  | 3SHAPE/AC/DENTAL OCCLUSION TOOL
IM05262 | Lab Scanner Spares-3 Shape-Dental Passive Multidie Fixture |  |  | A Class | NOS | NOS | I-Inventory | FG-Finish Good |  | Spares | Lab Scanner-Spares | CAD CAM | Main Location | 90330000 |  | FIFO | 3 Shape | [8 empty] | 0 | 0 | 0 | 1 | 0 | [7 empty] | NOS | 1 |  | 3SHAPE/AC/DENTAL PASSIVE MULTIDIE FIXTURE
IM05263 | Lab Scanner Spares-3 Shape-Designer Accessory Analyzer |  |  | A Class | NOS | NOS | I-Inventory | FG-Finish Good |  | Spares | Lab Scanner-Spares | CAD CAM | Main Location | 90184900 |  | FIFO | 3 Shape | [8 empty] | 0 | 0 | 0 | 1 | 0 | [7 empty] | NOS | 1 |  | 3SHAPE/AC/DESIGNER ACCESSORY ANALYZER
IM05264 | Light Cure-Woodpecker Mode DTE O Light |  |  | A Class | NOS | NOS | I-Inventory | FG-Finish Good |  | Equipment | Light Cure | Dental Equiment | Main Location | 90184900 |  | FIFO | Gulin Woodpecker | [8 empty] | 0 | 0 | 0 | 1 | 0 | [7 empty] | NOS | 1 |  | GW/LC/AC/WOODPECKER LIGHT CURE MODEL DTE O LIGHT
IM05265 | Light Cure-Rolance-Halogen Light Cure Model CU-100A |  |  | A Class | NOS | NOS | I-Inventory | FG-Finish Good |  | Equipment | Light Cure | Dental Equiment | Main Location | 90184900 |  | FIFO | Rolance | [8 empty] | 0 | 0 | 0 | 1 | 0 | [7 empty] | NOS | 1 |  | RO/LC/AC/CU-100A ROLENCE HALOGEN L/C UNIT
IM05266 | Light Cure-Rolance-LED Light Cure Model Cute Lite Elitedent |  |  | A Class | NOS | NOS | I-Inventory | FG-Finish Good |  | Equipment | Light Cure | Dental Equiment | Main Location | 90184900 |  | FIFO | Rolance | [8 empty] | 0 | 0 | 0 | 1 | 0 | [7 empty] | NOS | 1 |  | RO/LC/AC/ROLENCE ELITEDENT CUTE LITE LED LIGHT CURE
IM05267 | Light Cure-Ruyda-Light Cure Model Ezee Cure |  |  | A Class | NOS | NOS | I-Inventory | FG-Finish Good |  | Equipment | Light Cure | Dental Equiment | Main Location | 90184900 |  | FIFO | Ruyda | [8 empty] | 0 | 0 | 0 | 1 | 0 | [7 empty] | NOS | 1 |  | Light Cure-Ruyda-Light Cure Model Ezee Cure
IM05268 | Dental Light Cure- Tulip Wireless 100A |  |  | A Class | NOS | NOS | I-Inventory | FG-Finish Good |  | Equipment | Light Cure | Dental Equiment | Main Location | 90184900 |  | FIFO | Being-Tornado | [8 empty] | 0 | 0 | 0 | 1 | 0 | [7 empty] | NOS | 1 |  | BE/LC/AC/L/CURE WIRELESS BEING TULIP 100A 100 5W
IM05269 | Light Cure- Coxo Curing Light Model DB 682 |  |  | A Class | NOS | NOS | I-Inventory | FG-Finish Good |  | Equipment | Light Cure | Dental Equiment | Main Location | 90184900 |  | FIFO | Hongkong Coxo | [8 empty] | 0 | 0 | 0 | 1 | 0 | [7 empty] | NOS | 1 |  | CO/LC/MC/CURING LIGHT-DB 682
IM05270 | Light Cure-Woodpecker Model DTE Lux E |  |  | A Class | NOS | NOS | I-Inventory | FG-Finish Good |  | Equipment | Light Cure | Dental Equiment | Main Location | 90184900 |  | FIFO | Gulin Woodpecker | [8 empty] | 0 | 0 | 0 | 1 | 0 | [7 empty] | NOS | 1 |  | GW/LC/AC/ WOODPECKER -LIGHT CURE DTE-LUX E
IM05271 | Light Cure-Woodpecker Mode DTE O Light Plus |  |  | A Class | NOS | NOS | I-Inventory | FG-Finish Good |  | Equipment | Light Cure | Dental Equiment | Main Location | 90184900 |  | FIFO | Gulin Woodpecker | [8 empty] | 0 | 0 | 0 | 1 | 0 | [7 empty] | NOS | 1 |  | GW/LC/AC/WOODPECKER LIGHT CURE MODEL DTE O LIGHT PLUS
IM05272 | Light Cure-Woodpecker Mode DTE Lux V |  |  | A Class | NOS | NOS | I-Inventory | FG-Finish Good |  | Equipment | Light Cure | Dental Equiment | Main Location | 90184900 |  | FIFO | Gulin Woodpecker | [8 empty] | 0 | 0 | 0 | 1 | 0 | [7 empty] | NOS | 1 |  | GW/LC/MC/WOODPECKER -LIGHT CURE MODEL DTE-LUX V
IM05273 | Light Cure-Woodpecker Mode DTE Lux VI |  |  | A Class | NOS | NOS | I-Inventory | FG-Finish Good |  | Equipment | Light Cure | Dental Equiment | Main Location | 90184900 |  | FIFO | Gulin Woodpecker | [8 empty] | 0 | 0 | 0 | 1 | 0 | [7 empty] | NOS | 1 |  | GW/LC/MC/WOODPECKER -LIGHT CURE MODEL DTE-LUX VI
IM05274 | Light Cure Spares- Acteon- Dental Light Cure Mini LED III Supercharged |  |  | A Class | NOS | NOS | I-Inventory | FG-Finish Good |  | Spares | Light Cure-Spares | Dental Equiment | Main Location | 90184900 |  | FIFO | Acteon India | [8 empty] | 0 | 0 | 0 | 1 | 0 | [7 empty] | NOS | 1 |  | AC/LC/AC/ACTEON/DENTAL LIGHT CURE MINI LED III SUPERCHARGED
IM05275 | Light Cure Spares-Woodpecker-Light Cure Intensity Meter |  |  | A Class | NOS | NOS | I-Inventory | FG-Finish Good |  | Spares | Light Cure-Spares | Dental Equiment | Main Location | 90330000 |  | FIFO | Gulin Woodpecker | [8 empty] | 0 | 0 | 0 | 1 | 0 | [7 empty] | NOS | 1 |  | GW/AC/WOODPACKER-LIGHT CURE INTENSITY METER
IM05276 | Light Cure Spares-Woodpecker-O- Light Battery |  |  | A Class | NOS | NOS | I-Inventory | FG-Finish Good |  | Spares | Light Cure-Spares | Dental Equiment | Main Location | 90330000 |  | FIFO | Gulin Woodpecker | [8 empty] | 0 | 0 | 0 | 1 | 0 | [7 empty] | NOS | 1 |  | GW/LC/SP/WOODPECKER-O- LIGHT BATTERY
IM05277 | Light Cure Spares-Woodpecker-O- Light Battery-1400Mah |  |  | A Class | NOS | NOS | I-Inventory | FG-Finish Good |  | Spares | Light Cure-Spares | Dental Equiment | Main Location | 90330000 |  | FIFO | Gulin Woodpecker | [8 empty] | 0 | 0 | 0 | 1 | 0 | [7 empty] | NOS | 1 |  | GW/LC/SP/WOODPECKER-O- LIGHT BATTERY-1400MAH
IM05278 | Light Cure Spares-Woodpecker-O- Light Charging Supply Charger |  |  | A Class | NOS | NOS | I-Inventory | FG-Finish Good |  | Spares | Light Cure-Spares | Dental Equiment | Main Location | 90330000 |  | FIFO | Gulin Woodpecker | [8 empty] | 0 | 0 | 0 | 1 | 0 | [7 empty] | NOS | 1 |  | GW/LC/SP/WOODPECKER-O- LIGHT CHARGING SUPPLY CHARGER
IM05279 | Light Cure Spares-Woodpecker-O- Light Charging Supply Pcb |  |  | A Class | NOS | NOS | I-Inventory | FG-Finish Good |  | Spares | Light Cure-Spares | Dental Equiment | Main Location | 90330000 |  | FIFO | Gulin Woodpecker | [8 empty] | 0 | 0 | 0 | 1 | 0 | [7 empty] | NOS | 1 |  | GW/LC/SP/WOODPECKER-O- LIGHT CHARGING SUPPLY PCB
IM05280 | Light Cure Spares-Woodpecker-O-Light Pcb |  |  | A Class | NOS | NOS | I-Inventory | FG-Finish Good |  | Spares | Light Cure-Spares | Dental Equiment | Main Location | 90330000 |  | FIFO | Gulin Woodpecker | [8 empty] | 0 | 0 | 0 | 1 | 0 | [7 empty] | NOS | 1 |  | GW/LC/SP/WOODPECKER-O-LIGHT PCB
IM05281 | Light Cure Spares-Woodpecker-O-Light Plus Probe |  |  | A Class | NOS | NOS | I-Inventory | FG-Finish Good |  | Spares | Light Cure-Spares | Dental Equiment | Main Location | 90330000 |  | FIFO | Gulin Woodpecker | [8 empty] | 0 | 0 | 0 | 1 | 0 | [7 empty] | NOS | 1 |  | GW/LC/SP/WOODPECKER-O-LIGHT PLUS PROBE
IM05282 | Light Cure Spares-Woodpecker-O-Light Probe |  |  | A Class | NOS | NOS | I-Inventory | FG-Finish Good |  | Spares | Light Cure-Spares | Dental Equiment | Main Location | 90330000 |  | FIFO | Gulin Woodpecker | [8 empty] | 0 | 0 | 0 | 1 | 0 | [7 empty] | NOS | 1 |  | GW/LC/SP/WOODPECKER-O-LIGHT PROBE
IM05283 | Light Cure Spares-Woodpecker- Lux V Light Cure Main Pcb |  |  | A Class | NOS | NOS | I-Inventory | FG-Finish Good |  | Spares | Light Cure-Spares | Dental Equiment | Main Location | 90330000 |  | FIFO | Gulin Woodpecker | [8 empty] | 0 | 0 | 0 | 1 | 0 | [7 empty] | NOS | 1 |  | Gw/Sp/Woodpecker Lux V Light Cure Main Pcb
IM05284 | Light Cure Spares-Woodpecker- Lux V Light Cure Mode Button |  |  | A Class | NOS | NOS | I-Inventory | FG-Finish Good |  | Spares | Light Cure-Spares | Dental Equiment | Main Location | 90330000 |  | FIFO | Gulin Woodpecker | [8 empty] | 0 | 0 | 0 | 1 | 0 | [7 empty] | NOS | 1 |  | GW/SP/WOODPECKER LUX V LIGHT CURE MODE BUTTON
IM05285 | Light Cure Spares-Woodpecker- Lux V Light Cure Probe |  |  | A Class | NOS | NOS | I-Inventory | FG-Finish Good |  | Spares | Light Cure-Spares | Dental Equiment | Main Location | 90330000 |  | FIFO | Gulin Woodpecker | [8 empty] | 0 | 0 | 0 | 1 | 0 | [7 empty] | NOS | 1 |  | GW/SP/WOODPECKER LUX V LIGHT CURE PROBE
IM05286 | Light Cure Spares-Woodpecker-Lux V Light Cure Adopter |  |  | A Class | NOS | NOS | I-Inventory | FG-Finish Good |  | Spares | Light Cure-Spares | Dental Equiment | Main Location | 90330000 |  | FIFO | Gulin Woodpecker | [8 empty] | 0 | 0 | 0 | 1 | 0 | [7 empty] | NOS | 1 |  | Gw/Sp/Woodpecker-Lux V Light Cure Adopter
IM05287 | Light Cure Spares-Woodpecker-Lux V Light Cure Battery |  |  | A Class | NOS | NOS | I-Inventory | FG-Finish Good |  | Spares | Light Cure-Spares | Dental Equiment | Main Location | 90330000 |  | FIFO | Gulin Woodpecker | [8 empty] | 0 | 0 | 0 | 1 | 0 | [7 empty] | NOS | 1 |  | Gw/Sp/Woodpecker-Lux V Light Cure Battery
IM05288 | Light Cure Spares-Woodpecker-Lux V Light Cure Body |  |  | A Class | NOS | NOS | I-Inventory | FG-Finish Good |  | Spares | Light Cure-Spares | Dental Equiment | Main Location | 90330000 |  | FIFO | Gulin Woodpecker | [8 empty] | 0 | 0 | 0 | 1 | 0 | [7 empty] | NOS | 1 |  | Gw/Sp/Woodpecker-Lux V Light Cure Body
IM05289 | Light Cure Spares-Woodpecker-Lux V Light Cure Led |  |  | A Class | NOS | NOS | I-Inventory | FG-Finish Good |  | Spares | Light Cure-Spares | Dental Equiment | Main Location | 90330000 |  | FIFO | Gulin Woodpecker | [8 empty] | 0 | 0 | 0 | 1 | 0 | [7 empty] | NOS | 1 |  | Gw/Sp/Woodpecker-Lux V Light Cure Led
IM05290 | Light Cure Spares-Woodpecker- Lux V Light Cure On/Off Button |  |  | A Class | NOS | NOS | I-Inventory | FG-Finish Good |  | Spares | Light Cure-Spares | Dental Equiment | Main Location | 90330000 |  | FIFO | Gulin Woodpecker | [8 empty] | 0 | 0 | 0 | 1 | 0 | [7 empty] | NOS | 1 |  | Gw/Sp/Woodpecker Lux V Light Cure On/Off Button
IM05291 | Light Cure Spares-Liange-100A 10Mm Light Guide Stics |  |  | A Class | NOS | NOS | I-Inventory | FG-Finish Good |  | Spares | Light Cure-Spares | Dental Equiment | Main Location | 90330000 |  | FIFO | Liange | [8 empty] | 0 | 0 | 0 | 1 | 0 | [7 empty] | NOS | 1 |  | LI/LC/SP100A 10Mm Light Guide Stics
IM05292 | Light Cure Spares-Liange-100A Charger |  |  | A Class | NOS | NOS | I-Inventory | FG-Finish Good |  | Spares | Light Cure-Spares | Dental Equiment | Main Location | 90330000 |  | FIFO | Liange | [8 empty] | 0 | 0 | 0 | 1 | 0 | [7 empty] | NOS | 1 |  | LI/LC/SP100A Charger
IM05293 | Light Cure Spares-Liange-100A Eye Shield |  |  | A Class | NOS | NOS | I-Inventory | FG-Finish Good |  | Spares | Light Cure-Spares | Dental Equiment | Main Location | 90330000 |  | FIFO | Liange | [8 empty] | 0 | 0 | 0 | 1 | 0 | [7 empty] | NOS | 1 |  | LI/LC/SP100A Eye Shield
IM05294 | Light Cure Spares-Liange-100A Front Panel Sticker |  |  | A Class | NOS | NOS | I-Inventory | FG-Finish Good |  | Spares | Light Cure-Spares | Dental Equiment | Main Location | 90330000 |  | FIFO | Liange | [8 empty] | 0 | 0 | 0 | 1 | 0 | [7 empty] | NOS | 1 |  | LI/LC/SP100A Front Panel Sticker
IM05295 | Light Cure Spares-Liange-100A Led Bulb |  |  | A Class | NOS | NOS | I-Inventory | FG-Finish Good |  | Spares | Light Cure-Spares | Dental Equiment | Main Location | 90330000 |  | FIFO | Liange | [8 empty] | 0 | 0 | 0 | 1 | 0 | [7 empty] | NOS | 1 |  | LI/LC/SP100A Led Bulb
IM05296 | Light Cure Spares-Liange-100A Lithium Battery |  |  | A Class | NOS | NOS | I-Inventory | FG-Finish Good |  | Spares | Light Cure-Spares | Dental Equiment | Main Location | 90330000 |  | FIFO | Liange | [8 empty] | 0 | 0 | 0 | 1 | 0 | [7 empty] | NOS | 1 |  | LI/LC/SP100A Lithium Battery
IM05297 | Light Cure Spares-Liange-100A Main Pcb Card |  |  | A Class | NOS | NOS | I-Inventory | FG-Finish Good |  | Spares | Light Cure-Spares | Dental Equiment | Main Location | 90330000 |  | FIFO | Liange | [8 empty] | 0 | 0 | 0 | 1 | 0 | [7 empty] | NOS | 1 |  | LI/LC/SP100A Main Pcb Card
IM05298 | Light Cure Spares-Liange-100A Panel Button Switch |  |  | A Class | NOS | NOS | I-Inventory | FG-Finish Good |  | Spares | Light Cure-Spares | Dental Equiment | Main Location | 90330000 |  | FIFO | Liange | [8 empty] | 0 | 0 | 0 | 1 | 0 | [7 empty] | NOS | 1 |  | LI/LC/SP100A Panel Button Switch
IM05299 | Light Cure Spares-Liange-ezee Cure Eye Shield |  |  | A Class | NOS | NOS | I-Inventory | FG-Finish Good |  | Spares | Light Cure-Spares | Dental Equiment | Main Location | 90330000 |  | FIFO | Liange | [8 empty] | 0 | 0 | 0 | 1 | 0 | [7 empty] | NOS | 1 |  | LI/LC/SPEzee Cure Eye Shield
IM05300 | Light Cure Spares-Liange-ezee Cure Front Panel Sticker |  |  | A Class | NOS | NOS | I-Inventory | FG-Finish Good |  | Spares | Light Cure-Spares | Dental Equiment | Main Location | 90330000 |  | FIFO | Liange | [8 empty] | 0 | 0 | 0 | 1 | 0 | [7 empty] | NOS | 1 |  | LI/LC/SPEzee Cure Front Panel Sticker
IM05301 | Light Cure Spares-Liange-ezee Cure Front Panel Transparent Body |  |  | A Class | NOS | NOS | I-Inventory | FG-Finish Good |  | Spares | Light Cure-Spares | Dental Equiment | Main Location | 90330000 |  | FIFO | Liange | [8 empty] | 0 | 0 | 0 | 1 | 0 | [7 empty] | NOS | 1 |  | LI/LC/SPEzee Cure Front Panel Transparent Body
IM05302 | Light Cure Spares-Liange-ezee Cure Light Adaptor |  |  | A Class | NOS | NOS | I-Inventory | FG-Finish Good |  | Spares | Light Cure-Spares | Dental Equiment | Main Location | 90330000 |  | FIFO | Liange | [8 empty] | 0 | 0 | 0 | 1 | 0 | [7 empty] | NOS | 1 |  | LI/LC/SPEzee Cure Light Adaptor
IM05303 | Light Cure Spares-Liange-ezee Cure Light Battery |  |  | A Class | NOS | NOS | I-Inventory | FG-Finish Good |  | Spares | Light Cure-Spares | Dental Equiment | Main Location | 90330000 |  | FIFO | Liange | [8 empty] | 0 | 0 | 0 | 1 | 0 | [7 empty] | NOS | 1 |  | LI/LC/SPEzee Cure Light Battery
IM05304 | Light Cure Spares-Liange-ezee Cure Light Black Glass Probe |  |  | A Class | NOS | NOS | I-Inventory | FG-Finish Good |  | Spares | Light Cure-Spares | Dental Equiment | Main Location | 90330000 |  | FIFO | Liange | [8 empty] | 0 | 0 | 0 | 1 | 0 | [7 empty] | NOS | 1 |  | LI/LC/SPEzee Cure Light Black Glass Probe
IM05305 | Light Cure Spares-Liange-ezee Cure Light Intensity Meter |  |  | A Class | NOS | NOS | I-Inventory | FG-Finish Good |  | Spares | Light Cure-Spares | Dental Equiment | Main Location | 90330000 |  | FIFO | Liange | [8 empty] | 0 | 0 | 0 | 1 | 0 | [7 empty] | NOS | 1 |  | LI/LC/SPEzee Cure Light Intensity Meter
IM05306 | Light Cure Spares-Liange-ezee Cure Light Main Pcb |  |  | A Class | NOS | NOS | I-Inventory | FG-Finish Good |  | Spares | Light Cure-Spares | Dental Equiment | Main Location | 90330000 |  | FIFO | Liange | [8 empty] | 0 | 0 | 0 | 1 | 0 | [7 empty] | NOS | 1 |  | LI/LC/SPEzee Cure Light Main Pcb
IM05307 | Light Cure Spares-Liange-ezee Cure Light Only Led |  |  | A Class | NOS | NOS | I-Inventory | FG-Finish Good |  | Spares | Light Cure-Spares | Dental Equiment | Main Location | 90330000 |  | FIFO | Liange | [8 empty] | 0 | 0 | 0 | 1 | 0 | [7 empty] | NOS | 1 |  | LI/LC/SPEzee Cure Light Only Led
IM05308 | Light Cure Spares-Liange-ezee Cure Panel Button |  |  | A Class | NOS | NOS | I-Inventory | FG-Finish Good |  | Spares | Light Cure-Spares | Dental Equiment | Main Location | 90330000 |  | FIFO | Liange | [8 empty] | 0 | 0 | 0 | 1 | 0 | [7 empty] | NOS | 1 |  | LI/LC/SPEzee Cure Panel Button
IM05309 | Light Cure Spares-Liange-light Cure Wireless Curing Light Battery |  |  | A Class | NOS | NOS | I-Inventory | FG-Finish Good |  | Spares | Light Cure-Spares | Dental Equiment | Main Location | 90330000 |  | FIFO | Liange | [8 empty] | 0 | 0 | 0 | 1 | 0 | [7 empty] | NOS | 1 |  | LI/LC/SPLight Cure Wireless Curing Light Battery
IM05310 | Light Cure Spares-Liange-new Ezee Cure Eye Shield |  |  | A Class | NOS | NOS | I-Inventory | FG-Finish Good |  | Spares | Light Cure-Spares | Dental Equiment | Main Location | 90330000 |  | FIFO | Liange | [8 empty] | 0 | 0 | 0 | 1 | 0 | [7 empty] | NOS | 1 |  | LI/LC/SPNew Ezee Cure Eye Shield
IM05311 | Light Cure Spares-Liange-new Ezee Cure Light Black Glass Probe |  |  | A Class | NOS | NOS | I-Inventory | FG-Finish Good |  | Spares | Light Cure-Spares | Dental Equiment | Main Location | 90330000 |  | FIFO | Liange | [8 empty] | 0 | 0 | 0 | 1 | 0 | [7 empty] | NOS | 1 |  | LI/LC/SPNew Ezee Cure Light Black Glass Probe
IM05312 | Light Cure Spares-Liange-new Ezee Cure Light Stand |  |  | A Class | NOS | NOS | I-Inventory | FG-Finish Good |  | Spares | Light Cure-Spares | Dental Equiment | Main Location | 90330000 |  | FIFO | Liange | [8 empty] | 0 | 0 | 0 | 1 | 0 | [7 empty] | NOS | 1 |  | LI/LC/SPNew Ezee Cure Light Stand
IM05313 | Light Cure Spares-Liange-new Ezee Cure Lithium Battery |  |  | A Class | NOS | NOS | I-Inventory | FG-Finish Good |  | Spares | Light Cure-Spares | Dental Equiment | Main Location | 90330000 |  | FIFO | Liange | [8 empty] | 0 | 0 | 0 | 1 | 0 | [7 empty] | NOS | 1 |  | LI/LC/SPNEW EZEE CURE LITHIUM BATTERY
IM05314 | Light Cure Spares-Liang-100A Front Panel Transparent Body |  |  | A Class | NOS | NOS | I-Inventory | FG-Finish Good |  | Spares | Light Cure-Spares | Dental Equiment | Main Location | 90330000 |  | FIFO | Liange | [8 empty] | 0 | 0 | 0 | 1 | 0 | [7 empty] | NOS | 1 |  | LI/LU/SP/100A FRONT PANEL TRANSPARENT BODY
IM05315 | Light Cure Spares-Liang-Ezee Cure Light Battery Charger Stand |  |  | A Class | NOS | NOS | I-Inventory | FG-Finish Good |  | Spares | Light Cure-Spares | Dental Equiment | Main Location | 90330000 |  | FIFO | Liange | [8 empty] | 0 | 0 | 0 | 1 | 0 | [7 empty] | NOS | 1 |  | LI/LU/SP/EZEE CURE LIGHT BATTERY CHARGER STAND
IM05316 | Light Cure Spares-Liang-New Ezee Cure Light Battery Charger |  |  | A Class | NOS | NOS | I-Inventory | FG-Finish Good |  | Spares | Light Cure-Spares | Dental Equiment | Main Location | 90330000 |  | FIFO | Liange | [8 empty] | 0 | 0 | 0 | 1 | 0 | [7 empty] | NOS | 1 |  | LI/LU/SP/NEW EZEE CURE LIGHT BATTERY CHARGER
IM05317 | Light Cure Spares-Liange-New Ezee Cure Light Body |  |  | A Class | NOS | NOS | I-Inventory | FG-Finish Good |  | Spares | Light Cure-Spares | Dental Equiment | Main Location | 90330000 |  | FIFO | Liange | [8 empty] | 0 | 0 | 0 | 1 | 0 | [7 empty] | NOS | 1 |  | LI/LU/SP/NEW EZEE CURE LIGHT BODY
IM05318 | Light Cure Spares-Roland-Bulbs- Light Cure Bulb 12 X 75 |  |  | A Class | NOS | NOS | I-Inventory | FG-Finish Good |  | Spares | Light Cure-Spares | Dental Equiment | Main Location | 90330000 |  | FIFO | Roland | [8 empty] | 0 | 0 | 0 | 1 | 0 | [7 empty] | NOS | 1 |  | RO/BUL/AC/BULBS- LIGHT CURE BULB 12 X 75
IM05319 | Light Cure Spares-Roland-500E Led Stand |  |  | A Class | NOS | NOS | I-Inventory | FG-Finish Good |  | Spares | Light Cure-Spares | Dental Equiment | Main Location | 90330000 |  | FIFO | Roland | [8 empty] | 0 | 0 | 0 | 1 | 0 | [7 empty] | NOS | 1 |  | Ro/Lc/Sp/500E Led Stand
IM05320 | Light Cure Spares-Roland-Cute Light/Outer Body |  |  | A Class | NOS | NOS | I-Inventory | FG-Finish Good |  | Spares | Light Cure-Spares | Dental Equiment | Main Location | 90330000 |  | FIFO | Roland | [8 empty] | 0 | 0 | 0 | 1 | 0 | [7 empty] | NOS | 1 |  | Ro/Lc/Sp/Cute Light/Outer Body
IM05321 | Light Cure Spares-Roland-Blue Filter Bo42 For Cu-100A |  |  | A Class | NOS | NOS | I-Inventory | FG-Finish Good |  | Spares | Light Cure-Spares | Dental Equiment | Main Location | 90330000 |  | FIFO | Roland | [8 empty] | 0 | 0 | 0 | 1 | 0 | [7 empty] | NOS | 1 |  | Ro/Lc/Sp/Blue Filter BO42 For Cu-100A
IM05322 | Light Cure Spares-Roland-Colling Fan-Rl100A-11 |  |  | A Class | NOS | NOS | I-Inventory | FG-Finish Good |  | Spares | Light Cure-Spares | Dental Equiment | Main Location | 90330000 |  | FIFO | Roland | [8 empty] | 0 | 0 | 0 | 1 | 0 | [7 empty] | NOS | 1 |  | Ro/Lc/Sp/Colling Fan-Rl100A-11
IM05323 | Light Cure Spares-Roland-Cu100A Complete Body-Rl100A-14 |  |  | A Class | NOS | NOS | I-Inventory | FG-Finish Good |  | Spares | Light Cure-Spares | Dental Equiment | Main Location | 90330000 |  | FIFO | Roland | [8 empty] | 0 | 0 | 0 | 1 | 0 | [7 empty] | NOS | 1 |  | Ro/Lc/Sp/Cu100A Complete Body-Rl100A-14
IM05324 | Light Cure Spares-Roland-Cu100A Gun Body-Rl100 A-15 |  |  | A Class | NOS | NOS | I-Inventory | FG-Finish Good |  | Spares | Light Cure-Spares | Dental Equiment | Main Location | 90330000 |  | FIFO | Roland | [8 empty] | 0 | 0 | 0 | 1 | 0 | [7 empty] | NOS | 1 |  | Ro/Lc/Sp/Cu100A Gun Body-Rl100 A-15
IM05325 | Light Cure Spares-Roland-Cu100A Gun Switch Sticker A-7 |  |  | A Class | NOS | NOS | I-Inventory | FG-Finish Good |  | Spares | Light Cure-Spares | Dental Equiment | Main Location | 90330000 |  | FIFO | Roland | [8 empty] | 0 | 0 | 0 | 1 | 0 | [7 empty] | NOS | 1 |  | Ro/Lc/Sp/Cu100A Gun Switch Sticker A-7
IM05326 | Light Cure Spares-Roland-Cu100A Gun Top Cover-Rl100 A-13 |  |  | A Class | NOS | NOS | I-Inventory | FG-Finish Good |  | Spares | Light Cure-Spares | Dental Equiment | Main Location | 90330000 |  | FIFO | Roland | [8 empty] | 0 | 0 | 0 | 1 | 0 | [7 empty] | NOS | 1 |  | Ro/Lc/Sp/Cu100A Gun Top Cover-Rl100 A-13
IM05327 | Light Cure Spares-Roland-Cu100A Intensity Pcb Card Rl-100 A-09 |  |  | A Class | NOS | NOS | I-Inventory | FG-Finish Good |  | Spares | Light Cure-Spares | Dental Equiment | Main Location | 90330000 |  | FIFO | Roland | [8 empty] | 0 | 0 | 0 | 1 | 0 | [7 empty] | NOS | 1 |  | Ro/Lc/Sp/Cu100A Intensity Pcb Card Rl-100 A-09
IM05328 | Light Cure Spares-Roland-Cu100A Thermostate |  |  | A Class | NOS | NOS | I-Inventory | FG-Finish Good |  | Spares | Light Cure-Spares | Dental Equiment | Main Location | 90330000 |  | FIFO | Roland | [8 empty] | 0 | 0 | 0 | 1 | 0 | [7 empty] | NOS | 1 |  | Ro/Lc/Sp/Cu100A Thermostate
IM05329 | Light Cure Spares-Roland-Cu100A Transformer-Rl100A-2 |  |  | A Class | NOS | NOS | I-Inventory | FG-Finish Good |  | Spares | Light Cure-Spares | Dental Equiment | Main Location | 90330000 |  | FIFO | Roland | [8 empty] | 0 | 0 | 0 | 1 | 0 | [7 empty] | NOS | 1 |  | RO/LC/SP/CU100A TRANSFORMER-RL100A-2
IM05330 | Light Cure Spares-Roland-Display Led Cu-100A |  |  | A Class | NOS | NOS | I-Inventory | FG-Finish Good |  | Spares | Light Cure-Spares | Dental Equiment | Main Location | 90330000 |  | FIFO | Roland | [8 empty] | 0 | 0 | 0 | 1 | 0 | [7 empty] | NOS | 1 |  | Ro/Lc/Sp/Display Led Cu-100A
IM05331 | Light Cure Spares-Roland-Display Pcb Cu-100A |  |  | A Class | NOS | NOS | I-Inventory | FG-Finish Good |  | Spares | Light Cure-Spares | Dental Equiment | Main Location | 90330000 |  | FIFO | Roland | [8 empty] | 0 | 0 | 0 | 1 | 0 | [7 empty] | NOS | 1 |  | Ro/Lc/Sp/Display Pcb Cu-100A
IM05332 | Light Cure Spares-Roland-Elitedent Q4-W Transformer For Ultra Lite |  |  | A Class | NOS | NOS | I-Inventory | FG-Finish Good |  | Spares | Light Cure-Spares | Dental Equiment | Main Location | 90330000 |  | FIFO | Roland | [8 empty] | 0 | 0 | 0 | 1 | 0 | [7 empty] | NOS | 1 |  | Ro/Lc/Sp/Elitedent Q4-W Transformer For Ultra Lite
IM05333 | Light Cure Spares-Roland-Eye Protection Shield |  |  | A Class | NOS | NOS | I-Inventory | FG-Finish Good |  | Spares | Light Cure-Spares | Dental Equiment | Main Location | 90330000 |  | FIFO | Roland | [8 empty] | 0 | 0 | 0 | 1 | 0 | [7 empty] | NOS | 1 |  | Ro/Lc/Sp/Eye Protection Shield
IM05334 | Light Cure Spares-Roland-Gun Cord Without Pcb |  |  | A Class | NOS | NOS | I-Inventory | FG-Finish Good |  | Spares | Light Cure-Spares | Dental Equiment | Main Location | 90330000 |  | FIFO | Roland | [8 empty] | 0 | 0 | 0 | 1 | 0 | [7 empty] | NOS | 1 |  | Ro/Lc/Sp/Gun Cord Without Pcb
IM05335 | Light Cure Spares-Roland-Gun Cord-Ri Main Pcb |  |  | A Class | NOS | NOS | I-Inventory | FG-Finish Good |  | Spares | Light Cure-Spares | Dental Equiment | Main Location | 90330000 |  | FIFO | Roland | [8 empty] | 0 | 0 | 0 | 1 | 0 | [7 empty] | NOS | 1 |  | Ro/Lc/Sp/Gun Cord-Ri Main Pcb
IM05336 | Light Cure Spares-Roland-Led 1 E Led |  |  | A Class | NOS | NOS | I-Inventory | FG-Finish Good |  | Spares | Light Cure-Spares | Dental Equiment | Main Location | 90330000 |  | FIFO | Roland | [8 empty] | 0 | 0 | 0 | 1 | 0 | [7 empty] | NOS | 1 |  | RO/LC/SP/LED 1 E LED
IM05337 | Light Cure Spares-Roland-Led 500E Led |  |  | A Class | NOS | NOS | I-Inventory | FG-Finish Good |  | Spares | Light Cure-Spares | Dental Equiment | Main Location | 90330000 |  | FIFO | Roland | [8 empty] | 0 | 0 | 0 | 1 | 0 | [7 empty] | NOS | 1 |  | Ro/Lc/Sp/Led 500E Led
IM05338 | Light Cure Spares-Roland-Led 500E Main Pcb |  |  | A Class | NOS | NOS | I-Inventory | FG-Finish Good |  | Spares | Light Cure-Spares | Dental Equiment | Main Location | 90330000 |  | FIFO | Roland | [8 empty] | 0 | 0 | 0 | 1 | 0 | [7 empty] | NOS | 1 |  | Ro/Lc/Sp/Led 500E Main Pcb
IM05339 | Light Cure Spares-Roland-Led Pcb-Rl500E-04 |  |  | A Class | NOS | NOS | I-Inventory | FG-Finish Good |  | Spares | Light Cure-Spares | Dental Equiment | Main Location | 90330000 |  | FIFO | Roland | [8 empty] | 0 | 0 | 0 | 1 | 0 | [7 empty] | NOS | 1 |  | Ro/Lc/Sp/Led Pcb-Rl500E-04
IM05340 | Light Cure Spares-Roland-Main Pcb Led 1 E |  |  | A Class | NOS | NOS | I-Inventory | FG-Finish Good |  | Spares | Light Cure-Spares | Dental Equiment | Main Location | 90330000 |  | FIFO | Roland | [8 empty] | 0 | 0 | 0 | 1 | 0 | [7 empty] | NOS | 1 |  | Ro/Lc/Sp/Main Pcb Led 1 E
IM05341 | Light Cure Spares-Roland-Plastic Probe For Cu-100A |  |  | A Class | NOS | NOS | I-Inventory | FG-Finish Good |  | Spares | Light Cure-Spares | Dental Equiment | Main Location | 90330000 |  | FIFO | Roland | [8 empty] | 0 | 0 | 0 | 1 | 0 | [7 empty] | NOS | 1 |  | RO/LC/SP/PLASTIC PROBE FOR CU-100A
IM05342 | Light Cure Spares-Roland-Power Adaptor 12V |  |  | A Class | NOS | NOS | I-Inventory | FG-Finish Good |  | Spares | Light Cure-Spares | Dental Equiment | Main Location | 90330000 |  | FIFO | Roland | [8 empty] | 0 | 0 | 0 | 1 | 0 | [7 empty] | NOS | 1 |  | Ro/Lc/Sp/Power Adaptor 12V
IM05343 | Light Cure Spares-Roland-Power Adaptor Led 1 E |  |  | A Class | NOS | NOS | I-Inventory | FG-Finish Good |  | Spares | Light Cure-Spares | Dental Equiment | Main Location | 90330000 |  | FIFO | Roland | [8 empty] | 0 | 0 | 0 | 1 | 0 | [7 empty] | NOS | 1 |  | Ro/Lc/Sp/Power Adaptor Led 1 E
IM05344 | Light Cure Spares-Roland-Transformer For Ultra Lite 500Ew |  |  | A Class | NOS | NOS | I-Inventory | FG-Finish Good |  | Spares | Light Cure-Spares | Dental Equiment | Main Location | 90330000 |  | FIFO | Roland | [8 empty] | 0 | 0 | 0 | 1 | 0 | [7 empty] | NOS | 1 |  | Ro/Lc/Sp/Transformer For Ultra Lite 500Ew
IM05345 | Light Cure Spares-Roland-Ultralite 500E Sticker |  |  | A Class | NOS | NOS | I-Inventory | FG-Finish Good |  | Spares | Light Cure-Spares | Dental Equiment | Main Location | 90330000 |  | FIFO | Roland | [8 empty] | 0 | 0 | 0 | 1 | 0 | [7 empty] | NOS | 1 |  | Ro/Lc/Sp/Ultralite 500E Sticker
IM05346 | Light Cure Spares-Roland-Varioster |  |  | A Class | NOS | NOS | I-Inventory | FG-Finish Good |  | Spares | Light Cure-Spares | Dental Equiment | Main Location | 90330000 |  | FIFO | Roland | [8 empty] | 0 | 0 | 0 | 1 | 0 | [7 empty] | NOS | 1 |  | Ro/Lc/Sp/Varioster
IM05347 | Light Cure Spares-Roland-White Filter Rl-100A-5 |  |  | A Class | NOS | NOS | I-Inventory | FG-Finish Good |  | Spares | Light Cure-Spares | Dental Equiment | Main Location | 90330000 |  | FIFO | Roland | [8 empty] | 0 | 0 | 0 | 1 | 0 | [7 empty] | NOS | 1 |  | Ro/Lc/Sp/White Filter Rl-100A-5
IM05348 | Light Cure Spares-Roland-100Ab043 Gun Complete Body |  |  | A Class | NOS | NOS | I-Inventory | FG-Finish Good |  | Spares | Light Cure-Spares | Dental Equiment | Main Location | 90330000 |  | FIFO | Roland | [8 empty] | 0 | 0 | 0 | 1 | 0 | [7 empty] | NOS | 1 |  | Ro/Sp/100Ab043 Gun Complete Body
IM05349 | Light Cure Spares-Roland-Gun Pcb 500E-Rl-100A-10 |  |  | A Class | NOS | NOS | I-Inventory | FG-Finish Good |  | Spares | Light Cure-Spares | Dental Equiment | Main Location | 90330000 |  | FIFO | Roland | [8 empty] | 0 | 0 | 0 | 1 | 0 | [7 empty] | NOS | 1 |  | Ro/Sp/Gun Pcb 500E-Rl-100A-10
IM05350 | Light Cure Spares-Roland-Gun Switch Rl-100A-09 |  |  | A Class | NOS | NOS | I-Inventory | FG-Finish Good |  | Spares | Light Cure-Spares | Dental Equiment | Main Location | 90330000 |  | FIFO | Roland | [8 empty] | 0 | 0 | 0 | 1 | 0 | [7 empty] | NOS | 1 |  | Ro/Sp/Gun Switch Rl-100A-09
IM05351 | Light Cure Spares-Roland-Main Pcb Cu-100Ac Rl-100A-1 |  |  | A Class | NOS | NOS | I-Inventory | FG-Finish Good |  | Spares | Light Cure-Spares | Dental Equiment | Main Location | 90330000 |  | FIFO | Roland | [8 empty] | 0 | 0 | 0 | 1 | 0 | [7 empty] | NOS | 1 |  | Ro/Sp/Main Pcb Cu-100Ac Rl-100A-1
IM05352 | Light Cure Spares-Roland-Plastic Probe Holder |  |  | A Class | NOS | NOS | I-Inventory | FG-Finish Good |  | Spares | Light Cure-Spares | Dental Equiment | Main Location | 90330000 |  | FIFO | Roland | [8 empty] | 0 | 0 | 0 | 1 | 0 | [7 empty] | NOS | 1 |  | Ro/Sp/Plastic Probe Holder
IM05353 | Light Cure Spares-Roland-Power Pcb Cu-100A |  |  | A Class | NOS | NOS | I-Inventory | FG-Finish Good |  | Spares | Light Cure-Spares | Dental Equiment | Main Location | 90330000 |  | FIFO | Roland | [8 empty] | 0 | 0 | 0 | 1 | 0 | [7 empty] | NOS | 1 |  | Ro/Sp/Power Pcb Cu-100A
IM05354 | Light Cure Spares-Roland Protective Googles |  |  | A Class | NOS | NOS | I-Inventory | FG-Finish Good |  | Spares | Light Cure-Spares | Dental Equiment | Main Location | 90330000 |  | FIFO | Roland | [8 empty] | 0 | 0 | 0 | 1 | 0 | [7 empty] | NOS | 1 |  | RO/LC/SP/PROTECTIVE GOOGLES
IM05355 | Light Cure Spares- Being -Tulip 100 A Main PCB |  |  | A Class | NOS | NOS | I-Inventory | FG-Finish Good |  | Spares | Light Cure-Spares | Dental Equiment | Main Location | 90330000 |  | FIFO | Being-Tornado | [8 empty] | 0 | 0 | 0 | 1 | 0 | [7 empty] | NOS | 1 |  | Be/Lc/Ac/Light Cure/Being/Tulip 100A (Main Pcb)
IM05356 | Light Cure Spares- Being -Tulip 100 A Power Cord |  |  | A Class | NOS | NOS | I-Inventory | FG-Finish Good |  | Spares | Light Cure-Spares | Dental Equiment | Main Location | 90330000 |  | FIFO | Being-Tornado | [8 empty] | 0 | 0 | 0 | 1 | 0 | [7 empty] | NOS | 1 |  | BE/LC/AC/LIGHT CURE/BEING/TULIP 100A (POWER CORD)
IM05357 | Light Cure Spares- Being -Tulip 100B Main PCB |  |  | A Class | NOS | NOS | I-Inventory | FG-Finish Good |  | Spares | Light Cure-Spares | Dental Equiment | Main Location | 90330000 |  | FIFO | Being-Tornado | [8 empty] | 0 | 0 | 0 | 1 | 0 | [7 empty] | NOS | 1 |  | Be/Lc/Ac/Light Cure/Being/Tulip 100b (Main Pcb)
IM05358 | Light Cure Spares- Being -Tulip 100B Adaptor |  |  | A Class | NOS | NOS | I-Inventory | FG-Finish Good |  | Spares | Light Cure-Spares | Dental Equiment | Main Location | 90330000 |  | FIFO | Being-Tornado | [8 empty] | 0 | 0 | 0 | 1 | 0 | [7 empty] | NOS | 1 |  | Be/Lc/Ac/Light Cure/Being/Tulip 100b Adaptor
IM05359 | Light Cure Spares- Being -Tulip 100B LED Bulb |  |  | A Class | NOS | NOS | I-Inventory | FG-Finish Good |  | Spares | Light Cure-Spares | Dental Equiment | Main Location | 90330000 |  | FIFO | Being-Tornado | [8 empty] | 0 | 0 | 0 | 1 | 0 | [7 empty] | NOS | 1 |  | Be/Lc/Ac/Light Cure/Being/Tulip 100b Led Bulb
IM05360 | Light Cure Spares- Being -Tulip 200A Battery |  |  | A Class | NOS | NOS | I-Inventory | FG-Finish Good |  | Spares | Light Cure-Spares | Dental Equiment | Main Location | 90330000 |  | FIFO | Being-Tornado | [8 empty] | 0 | 0 | 0 | 1 | 0 | [7 empty] | NOS | 1 |  | Be/Lc/Ac/Light Cure/Being/Tulip 200A (Battery)
IM05361 | Light Cure Spares- Being -Tulip 200A Eye Protect Orange Shield |  |  | A Class | NOS | NOS | I-Inventory | FG-Finish Good |  | Spares | Light Cure-Spares | Dental Equiment | Main Location | 90330000 |  | FIFO | Being-Tornado | [8 empty] | 0 | 0 | 0 | 1 | 0 | [7 empty] | NOS | 1 |  | BE/LC/AC/LIGHT CURE/BEING/TULIP 200A (EYE PROTECT ORANGE SHIELD)
IM05362 | Light Cure Spares- Being -Tulip 200A Light Stand |  |  | A Class | NOS | NOS | I-Inventory | FG-Finish Good |  | Spares | Light Cure-Spares | Dental Equiment | Main Location | 90330000 |  | FIFO | Being-Tornado | [8 empty] | 0 | 0 | 0 | 1 | 0 | [7 empty] | NOS | 1 |  | Be/Lc/Ac/Light Cure/Being/Tulip 200A (Light Stand)
IM05363 | Light Cure Spares- Being -Tulip 200A Lower Cover |  |  | A Class | NOS | NOS | I-Inventory | FG-Finish Good |  | Spares | Light Cure-Spares | Dental Equiment | Main Location | 90330000 |  | FIFO | Being-Tornado | [8 empty] | 0 | 0 | 0 | 1 | 0 | [7 empty] | NOS | 1 |  | Be/Lc/Ac/Light Cure/Being/Tulip 200A (Lower Cover)
IM05364 | Light Cure Spares- Being -Tulip 200A Upper Body |  |  | A Class | NOS | NOS | I-Inventory | FG-Finish Good |  | Spares | Light Cure-Spares | Dental Equiment | Main Location | 90330000 |  | FIFO | Being-Tornado | [8 empty] | 0 | 0 | 0 | 1 | 0 | [7 empty] | NOS | 1 |  | Be/Lc/Ac/Light Cure/Being/Tulip 200A (Upper Body)
IM05365 | Light Cure Spares- Being -Tulip 200A Glass/Black Probe |  |  | A Class | NOS | NOS | I-Inventory | FG-Finish Good |  | Spares | Light Cure-Spares | Dental Equiment | Main Location | 90330000 |  | FIFO | Being-Tornado | [8 empty] | 0 | 0 | 0 | 1 | 0 | [7 empty] | NOS | 1 |  | BE/LC/AC/LIGHT CURE/BEING/TULIP 200A (GLASS/BLACK PROBE)
IM05366 | Light Cure Spares-Local-Lux V Light Cure Battery |  |  | A Class | NOS | NOS | I-Inventory | FG-Finish Good |  | Spares | Light Cure-Spares | Dental Equiment | Main Location | 90330000 |  | FIFO | Indian Product | [8 empty] | 0 | 0 | 0 | 1 | 0 | [7 empty] | NOS | 1 |  | LP/LC/SP/LUX V LIGHT CURE BATTERY
IM05367 | Consumables-Indian-Multilink N System P Transparent/Monobond N |  |  | A Class | NOS | NOS | I-Inventory | O-Other |  | Consumables | Local | Dental Equiment | Main Location | 30064000 |  | FIFO | Indian Product | [8 empty] | 0 | 0 | 0 | 1 | 0 | [7 empty] | NOS | 1 |  | LC/CM/MULTILINK N SYSTEM P TRANSPARENT/MONOBOND N
IM05368 | Consumables-Indian-N Etch Jumbo Assortment 1X30G/1X2 |  |  | A Class | NOS | NOS | I-Inventory | O-Other |  | Consumables | Local | Dental Equiment | Main Location | 30064000 |  | FIFO | Indian Product | [8 empty] | 0 | 0 | 0 | 1 | 0 | [7 empty] | NOS | 1 |  | LC/CM/N ETCH JUMBO ASSORTMENT 1X30G/1X2
IM05369 | Consumables-Indian-N Flow Bulk 1X2G Iva/Ivb/Ivw |  |  | A Class | NOS | NOS | I-Inventory | O-Other |  | Consumables | Local | Dental Equiment | Main Location | 30064000 |  | FIFO | Indian Product | [8 empty] | 0 | 0 | 0 | 1 | 0 | [7 empty] | NOS | 1 |  | LC/CM/N FLOW BULK 1X2G IVA/IVB/IVW
IM05370 | Consumables-Indian-Teeconom Plus Pack 4X4G/A1 |  |  | A Class | NOS | NOS | I-Inventory | O-Other |  | Consumables | Local | Dental Equiment | Main Location | 30064000 |  | FIFO | Indian Product | [8 empty] | 0 | 0 | 0 | 1 | 0 | [7 empty] | NOS | 1 |  | LC/CM/TEECONOM PLUS PACK 4X4G/A1
IM05371 | Spares-Local-11Mm/19Mm Tee |  |  | A Class | NOS | NOS | I-Inventory | FG-Finish Good |  | Spares | Local | Dental Equiment | Main Location | 90330000 |  | FIFO | Indian Product | [8 empty] | 0 | 0 | 0 | 1 | 0 | [7 empty] | NOS | 1 |  | LP/SP/11MM/19MM TEE
IM05372 | Spares-Local-3/4 Inches Straight Nozzle |  |  | A Class | NOS | NOS | I-Inventory | FG-Finish Good |  | Spares | Local | Dental Equiment | Main Location | 90330000 |  | FIFO | Indian Product | [8 empty] | 0 | 0 | 0 | 1 | 0 | [7 empty] | NOS | 1 |  | LP/SP/3/4 INCHES STRAIGHT NOZZLE
IM05373 | Spares-Local-Ac/Anti Static Safe Heel Strap- Radiology |  |  | A Class | NOS | NOS | I-Inventory | FG-Finish Good |  | Spares | Local | Dental Equiment | Main Location | 90330000 |  | FIFO | Indian Product | [8 empty] | 0 | 0 | 0 | 1 | 0 | [7 empty] | NOS | 1 |  | LP/SP/AC/ANTI STATIC SAFE HEEL STRAP- RADIOLOGY
IM05374 | Spares-Local-Anthos/Suction/Metal Tip |  |  | A Class | NOS | NOS | I-Inventory | FG-Finish Good |  | Spares | Local | Dental Equiment | Main Location | 90330000 |  | FIFO | Indian Product | [8 empty] | 0 | 0 | 0 | 1 | 0 | [7 empty] | NOS | 1 |  | LP/SP/ANTHOS/SUCTION/METAL TIP
IM05375 | Spares-Local-Being Foshan/Ceramic Bearings |  |  | A Class | NOS | NOS | I-Inventory | FG-Finish Good |  | Spares | Local | Dental Equiment | Main Location | 90330000 |  | FIFO | Indian Product | [8 empty] | 0 | 0 | 0 | 1 | 0 | [7 empty] | NOS | 1 |  | LP/SP/BEING FOSHAN/CERAMIC BEARINGS
IM05376 | Spares-Local-Duerr Suction PCB-1/8 Volt |  |  | A Class | NOS | NOS | I-Inventory | FG-Finish Good |  | Spares | Local | Dental Equiment | Main Location | 90330000 |  | FIFO | Indian Product | [8 empty] | 0 | 0 | 0 | 1 | 0 | [7 empty] | NOS | 1 |  | LP/SP/DUERR SUCTION PCB-1/8 VOLT
IM05377 | Spares-Local-Duerr Suction PCB-Connector For 2 Pin (M/F) |  |  | A Class | NOS | NOS | I-Inventory | FG-Finish Good |  | Spares | Local | Dental Equiment | Main Location | 90330000 |  | FIFO | Indian Product | [8 empty] | 0 | 0 | 0 | 1 | 0 | [7 empty] | NOS | 1 |  | LP/SP/DUERR SUCTION PCB-CONNECTOR FOR 2 PIN (M/F)
IM05378 | Spares-Local-Duerr Suction Pcb-Connector For 3 Pin (M/F) |  |  | A Class | NOS | NOS | I-Inventory | FG-Finish Good |  | Spares | Local | Dental Equiment | Main Location | 90330000 |  | FIFO | Indian Product | [8 empty] | 0 | 0 | 0 | 1 | 0 | [7 empty] | NOS | 1 |  | LP/SP/DUERR SUCTION PCB-CONNECTOR FOR 3 PIN (M/F)
IM05379 | Spares-Local-Duerr Suction PCB-Ntc-15 Sp/2Rs |  |  | A Class | NOS | NOS | I-Inventory | FG-Finish Good |  | Spares | Local | Dental Equiment | Main Location | 90330000 |  | FIFO | Indian Product | [8 empty] | 0 | 0 | 0 | 1 | 0 | [7 empty] | NOS | 1 |  | LP/SP/DUERR SUCTION PCB-NTC-15 SP/2RS
IM05380 | Spares-Local-Duerr Suction Pcb-Nut 1/8 |  |  | A Class | NOS | NOS | I-Inventory | FG-Finish Good |  | Spares | Local | Dental Equiment | Main Location | 90330000 |  | FIFO | Indian Product | [8 empty] | 0 | 0 | 0 | 1 | 0 | [7 empty] | NOS | 1 |  | LP/SP/DUERR SUCTION PCB-NUT 1/8
IM05381 | Spares-Local-Ethernet Card Pci 10/100 |  |  | A Class | NOS | NOS | I-Inventory | FG-Finish Good |  | Spares | Local | Dental Equiment | Main Location | 90330000 |  | FIFO | Indian Product | [8 empty] | 0 | 0 | 0 | 1 | 0 | [7 empty] | NOS | 1 |  | LP/SP/ETHERNET CARD PCI 10/100
IM05382 | Spares-Local-Gnatus/Ceramic Bearings |  |  | A Class | NOS | NOS | I-Inventory | FG-Finish Good |  | Spares | Local | Dental Equiment | Main Location | 90330000 |  | FIFO | Indian Product | [8 empty] | 0 | 0 | 0 | 1 | 0 | [7 empty] | NOS | 1 |  | LP/SP/GNATUS/CERAMIC BEARINGS
IM05383 | Spares-Local-Light Toggle On/Off Switch |  |  | A Class | NOS | NOS | I-Inventory | FG-Finish Good |  | Spares | Local | Dental Equiment | Main Location | 90330000 |  | FIFO | Indian Product | [8 empty] | 0 | 0 | 0 | 1 | 0 | [7 empty] | NOS | 1 |  | Lp/Sp/Light Toggle On/Off Switch
IM05384 | Spares-Local-Motorised Suction On/Off Switch |  |  | A Class | NOS | NOS | I-Inventory | FG-Finish Good |  | Spares | Local | Dental Equiment | Main Location | 90330000 |  | FIFO | Indian Product | [8 empty] | 0 | 0 | 0 | 1 | 0 | [7 empty] | NOS | 1 |  | LP/SP/MOTORISED SUCTION ON/OFF SWITCH
IM05385 | Spares-Local-Nsk/Ceramic Bearings |  |  | A Class | NOS | NOS | I-Inventory | FG-Finish Good |  | Spares | Local | Dental Equiment | Main Location | 90330000 |  | FIFO | Indian Product | [8 empty] | 0 | 0 | 0 | 1 | 0 | [7 empty] | NOS | 1 |  | LP/SP/NSK/CERAMIC BEARINGS
IM05386 | Spares-Local-Sd/Sedation 02+N20 Pressure Flow Gauge |  |  | A Class | NOS | NOS | I-Inventory | FG-Finish Good |  | Spares | Local | Dental Equiment | Main Location | 90330000 |  | FIFO | Indian Product | [8 empty] | 0 | 0 | 0 | 1 | 0 | [7 empty] | NOS | 1 |  | LP/SP/SD/SEDATION 02+N20 PRESSURE FLOW GAUGE
IM05387 | Spares-Local-Sd/Sedation Adult Mask |  |  | A Class | NOS | NOS | I-Inventory | FG-Finish Good |  | Spares | Local | Dental Equiment | Main Location | 90330000 |  | FIFO | Indian Product | [8 empty] | 0 | 0 | 0 | 1 | 0 | [7 empty] | NOS | 1 |  | LP/SP/SD/SEDATION ADULT MASK
IM05388 | Spares-Local-Sd/Sedation Balloon Nozzle Connector |  |  | A Class | NOS | NOS | I-Inventory | FG-Finish Good |  | Spares | Local | Dental Equiment | Main Location | 90330000 |  | FIFO | Indian Product | [8 empty] | 0 | 0 | 0 | 1 | 0 | [7 empty] | NOS | 1 |  | LP/SP/SD/SEDATION BALLOON NOZZLE CONNECTOR
IM05389 | Spares-Local-Sd/Sedation Battery 9 V |  |  | A Class | NOS | NOS | I-Inventory | FG-Finish Good |  | Spares | Local | Dental Equiment | Main Location | 90330000 |  | FIFO | Indian Product | [8 empty] | 0 | 0 | 0 | 1 | 0 | [7 empty] | NOS | 1 |  | LP/SP/SD/SEDATION BATTERY 9 V
IM05390 | Spares-Local-Sd/Sedation Kids Mask |  |  | A Class | NOS | NOS | I-Inventory | FG-Finish Good |  | Spares | Local | Dental Equiment | Main Location | 90330000 |  | FIFO | Indian Product | [8 empty] | 0 | 0 | 0 | 1 | 0 | [7 empty] | NOS | 1 |  | LP/SP/SD/SEDATION KIDS MASK
IM05391 | Spares-Local-Sd/Sedation Laxtex Free Bag |  |  | A Class | NOS | NOS | I-Inventory | FG-Finish Good |  | Spares | Local | Dental Equiment | Main Location | 90330000 |  | FIFO | Indian Product | [8 empty] | 0 | 0 | 0 | 1 | 0 | [7 empty] | NOS | 1 |  | LP/SP/SD/SEDATION LAXTEX FREE BAG
IM05392 | Spares-Local-Sd/Sedation Mask Big Straight Tube 6X8 |  |  | A Class | NOS | NOS | I-Inventory | FG-Finish Good |  | Spares | Local | Dental Equiment | Main Location | 90330000 |  | FIFO | Indian Product | [8 empty] | 0 | 0 | 0 | 1 | 0 | [7 empty] | NOS | 1 |  | LP/SP/SD/SEDATION MASK BIG STRAIGHT TUBE 6X8
IM05393 | Spares-Local-Sd/Sedation Mask Medium Straight Tube 6X8 |  |  | A Class | NOS | NOS | I-Inventory | FG-Finish Good |  | Spares | Local | Dental Equiment | Main Location | 90330000 |  | FIFO | Indian Product | [8 empty] | 0 | 0 | 0 | 1 | 0 | [7 empty] | NOS | 1 |  | LP/SP/SD/SEDATION MASK MEDIUM STRAIGHT TUBE 6X8
IM05394 | Spares-Local-Sd/Sedation Mask Medium Straight Tube 8X10 |  |  | A Class | NOS | NOS | I-Inventory | FG-Finish Good |  | Spares | Local | Dental Equiment | Main Location | 90330000 |  | FIFO | Indian Product | [8 empty] | 0 | 0 | 0 | 1 | 0 | [7 empty] | NOS | 1 |  | LP/SP/SD/SEDATION MASK MEDIUM STRAIGHT TUBE 8X10
IM05395 | Spares-Local-Sd/Sedation Mask Small Straight Tube 6X8 |  |  | A Class | NOS | NOS | I-Inventory | FG-Finish Good |  | Spares | Local | Dental Equiment | Main Location | 90330000 |  | FIFO | Indian Product | [8 empty] | 0 | 0 | 0 | 1 | 0 | [7 empty] | NOS | 1 |  | LP/SP/SD/SEDATION MASK SMALL STRAIGHT TUBE 6X8
IM05396 | Spares-Local-Sd/Sedation N20 Tubing Set |  |  | A Class | NOS | NOS | I-Inventory | FG-Finish Good |  | Spares | Local | Dental Equiment | Main Location | 90330000 |  | FIFO | Indian Product | [8 empty] | 0 | 0 | 0 | 1 | 0 | [7 empty] | NOS | 1 |  | LP/SP/SD/SEDATION N20 TUBING SET
IM05397 | Spares-Local-Sd/Sedation Nitrous Pressure Gauge |  |  | A Class | NOS | NOS | I-Inventory | FG-Finish Good |  | Spares | Local | Dental Equiment | Main Location | 90330000 |  | FIFO | Indian Product | [8 empty] | 0 | 0 | 0 | 1 | 0 | [7 empty] | NOS | 1 |  | LP/SP/SD/SEDATION NITROUS PRESSURE GAUGE
IM05398 | Spares-Local-Sd/Sedation Nitrous Pressure Gauge Knob |  |  | A Class | NOS | NOS | I-Inventory | FG-Finish Good |  | Spares | Local | Dental Equiment | Main Location | 90330000 |  | FIFO | Indian Product | [8 empty] | 0 | 0 | 0 | 1 | 0 | [7 empty] | NOS | 1 |  | LP/SP/SD/SEDATION NITROUS PRESSURE GAUGE KNOB
IM05399 | Spares-Local-Sd/Sedation Nitrous Tubing |  |  | A Class | NOS | NOS | I-Inventory | FG-Finish Good |  | Spares | Local | Dental Equiment | Main Location | 90330000 |  | FIFO | Indian Product | [8 empty] | 0 | 0 | 0 | 1 | 0 | [7 empty] | NOS | 1 |  | LP/SP/SD/SEDATION NITROUS TUBING
IM05400 | Spares-Local-Sd/Sedation Oxygen Nitrous Mix Valve |  |  | A Class | NOS | NOS | I-Inventory | FG-Finish Good |  | Spares | Local | Dental Equiment | Main Location | 90330000 |  | FIFO | Indian Product | [8 empty] | 0 | 0 | 0 | 1 | 0 | [7 empty] | NOS | 1 |  | LP/SP/SD/SEDATION OXYGEN NITROUS MIX VALVE
IM05401 | Spares-Local-Sd/Sedation Oxygen Pressure Gauge |  |  | A Class | NOS | NOS | I-Inventory | FG-Finish Good |  | Spares | Local | Dental Equiment | Main Location | 90330000 |  | FIFO | Indian Product | [8 empty] | 0 | 0 | 0 | 1 | 0 | [7 empty] | NOS | 1 |  | LP/SP/SD/SEDATION OXYGEN PRESSURE GAUGE
IM05402 | Consumables-Indian-Apexit Plus Apex Cal Promo Pack |  |  | A Class | NOS | NOS | I-Inventory | O-Other |  | Consumables | Local | Dental Equiment | Main Location | 30064000 |  | FIFO | Indian Product | [8 empty] | 0 | 0 | 0 | 1 | 0 | [7 empty] | NOS | 1 |  | LC/CM/APEXIT PLUS APEX CAL PROMO PACK
IM05403 | Consumables-Indian-Cention N System Kit |  |  | A Class | NOS | NOS | I-Inventory | O-Other |  | Consumables | Local | Dental Equiment | Main Location | 30064000 |  | FIFO | Indian Product | [8 empty] | 0 | 0 | 0 | 1 | 0 | [7 empty] | NOS | 1 |  | LC/CM/CENTION N SYSTEM KIT
IM05404 | Consumables-Indian-Multilink N Refill Transparent |  |  | A Class | NOS | NOS | I-Inventory | O-Other |  | Consumables | Local | Dental Equiment | Main Location | 90330000 |  | FIFO | Indian Product | [8 empty] | 0 | 0 | 0 | 1 | 0 | [7 empty] | NOS | 1 |  | LC/CM/MULTILINK N REFILL TRANSPARENT
IM05405 | Spares-Local-Sd/Sedation Oxygen Pressure Gauge Knob |  |  | A Class | NOS | NOS | I-Inventory | FG-Finish Good |  | Spares | Local | Dental Equiment | Main Location | 90330000 |  | FIFO | Indian Product | [8 empty] | 0 | 0 | 0 | 1 | 0 | [7 empty] | NOS | 1 |  | LP/SP/SD/SEDATION OXYGEN PRESSURE GAUGE KNOB
IM05406 | Consumables-Indian-N Bond Collection System |  |  | A Class | NOS | NOS | I-Inventory | O-Other |  | Consumables | Local | Dental Equiment | Main Location | 30064000 |  | FIFO | Indian Product | [8 empty] | 0 | 0 | 0 | 1 | 0 | [7 empty] | NOS | 1 |  | LC/CM/N BOND COLLECTION SYSTEM
IM05407 | Consumables-Indian-N Bond Ref Btl 1X3G |  |  | A Class | NOS | NOS | I-Inventory | O-Other |  | Consumables | Local | Dental Equiment | Main Location | 30064000 |  | FIFO | Indian Product | [8 empty] | 0 | 0 | 0 | 1 | 0 | [7 empty] | NOS | 1 |  | LC/CM/N BOND REF BTL 1X3G
IM05408 | Consumables-Indian-N Bond Ref Btl 1X6G |  |  | A Class | NOS | NOS | I-Inventory | O-Other |  | Consumables | Local | Dental Equiment | Main Location | 30064000 |  | FIFO | Indian Product | [8 empty] | 0 | 0 | 0 | 1 | 0 | [7 empty] | NOS | 1 |  | LC/CM/N BOND REF BTL 1X6G
IM05409 | Consumables-Indian-N Bond Viva Pen 1X2Ml + Tip |  |  | A Class | NOS | NOS | I-Inventory | O-Other |  | Consumables | Local | Dental Equiment | Main Location | 30064000 |  | FIFO | Indian Product | [8 empty] | 0 | 0 | 0 | 1 | 0 | [7 empty] | NOS | 1 |  | LC/CM/N BOND VIVA PEN 1X2ML + TIP
IM05410 | Consumables-Indian-N Cream 4X3.5G A1 |  |  | A Class | NOS | NOS | I-Inventory | O-Other |  | Consumables | Local | Dental Equiment | Main Location | 30064000 |  | FIFO | Indian Product | [8 empty] | 0 | 0 | 0 | 1 | 0 | [7 empty] | NOS | 1 |  | LC/CM/N CREAM 4X3.5G A1
IM05411 | Consumables-Indian-N Cream Bulk Ref Btl 1X3.5G |  |  | A Class | NOS | NOS | I-Inventory | O-Other |  | Consumables | Local | Dental Equiment | Main Location | 30064000 |  | FIFO | Indian Product | [8 empty] | 0 | 0 | 0 | 1 | 0 | [7 empty] | NOS | 1 |  | LC/CM/N CREAM BULK REF BTL 1X3.5G
IM05412 | Consumables-Indian-N Cream Refill 1X3.5G Any Shade |  |  | A Class | NOS | NOS | I-Inventory | O-Other |  | Consumables | Local | Dental Equiment | Main Location | 30064000 |  | FIFO | Indian Product | [8 empty] | 0 | 0 | 0 | 1 | 0 | [7 empty] | NOS | 1 |  | LC/CM/N CREAM REFILL 1X3.5G ANY SHADE
IM05413 | Consumables-Indian-N Cream Start A2 3G Any Shade |  |  | A Class | NOS | NOS | I-Inventory | O-Other |  | Consumables | Local | Dental Equiment | Main Location | 30064000 |  | FIFO | Indian Product | [8 empty] | 0 | 0 | 0 | 1 | 0 | [7 empty] | NOS | 1 |  | LC/CM/N CREAM START A2 3G ANY SHADE
IM05414 | Spares-Local-Sd/Sedation Oxygen Tube Coupler |  |  | A Class | NOS | NOS | I-Inventory | FG-Finish Good |  | Spares | Local | Dental Equiment | Main Location | 90330000 |  | FIFO | Indian Product | [8 empty] | 0 | 0 | 0 | 1 | 0 | [7 empty] | NOS | 1 |  | LP/SP/SD/SEDATION OXYGEN TUBE COUPLER
IM05415 | Spares-Local-Sd/Sedation Oxygen Tubing |  |  | A Class | NOS | NOS | I-Inventory | FG-Finish Good |  | Spares | Local | Dental Equiment | Main Location | 90330000 |  | FIFO | Indian Product | [8 empty] | 0 | 0 | 0 | 1 | 0 | [7 empty] | NOS | 1 |  | LP/SP/SD/SEDATION OXYGEN TUBING
IM05416 | Consumables-Indian-N Flow Bulk Monobond N |  |  | A Class | NOS | NOS | I-Inventory | O-Other |  | Consumables | Local | Dental Equiment | Main Location | 30064000 |  | FIFO | Indian Product | [8 empty] | 0 | 0 | 0 | 1 | 0 | [7 empty] | NOS | 1 |  | LC/CM/N FLOW BULK MONOBOND N
IM05417 | Consumables-Indian-N Flow Bulk Refill 1X2G |  |  | A Class | NOS | NOS | I-Inventory | O-Other |  | Consumables | Local | Dental Equiment | Main Location | 30064000 |  | FIFO | Indian Product | [8 empty] | 0 | 0 | 0 | 1 | 0 | [7 empty] | NOS | 1 |  | LC/CM/N FLOW BULK REFILL 1X2G
IM05418 | Consumables-Indian-Optra Sculpt Pad Assortment |  |  | A Class | NOS | NOS | I-Inventory | O-Other |  | Consumables | Local | Dental Equiment | Main Location | 90184900 |  | FIFO | Indian Product | [8 empty] | 0 | 0 | 0 | 1 | 0 | [7 empty] | NOS | 1 |  | LC/CM/OPTRA SCULPT PAD ASSORTMENT
IM05419 | Consumables-Indian-Optra Sculpt Starter Kit |  |  | A Class | NOS | NOS | I-Inventory | O-Other |  | Consumables | Local | Dental Equiment | Main Location | 90184900 |  | FIFO | Indian Product | [8 empty] | 0 | 0 | 0 | 1 | 0 | [7 empty] | NOS | 1 |  | LC/CM/OPTRA SCULPT STARTER KIT
IM05420 | Consumables-Indian-Speed Cem Plus Refill 3X9G Transparent |  |  | A Class | NOS | NOS | I-Inventory | O-Other |  | Consumables | Local | Dental Equiment | Main Location | 30064000 |  | FIFO | Indian Product | [8 empty] | 0 | 0 | 0 | 1 | 0 | [7 empty] | NOS | 1 |  | LC/CM/SPEED CEM PLUS REFILL 3X9G TRANSPARENT
IM05421 | Spares-Local-Sd/Sedation Unit Tube Holder |  |  | A Class | NOS | NOS | I-Inventory | FG-Finish Good |  | Spares | Local | Dental Equiment | Main Location | 90330000 |  | FIFO | Indian Product | [8 empty] | 0 | 0 | 0 | 1 | 0 | [7 empty] | NOS | 1 |  | LP/SP/SD/SEDATION UNIT TUBE HOLDER
IM05422 | Consumables-Indian-Vivaglass Pl Assortment |  |  | A Class | NOS | NOS | I-Inventory | O-Other |  | Consumables | Local | Dental Equiment | Main Location | 30064000 |  | FIFO | Indian Product | [8 empty] | 0 | 0 | 0 | 1 | 0 | [7 empty] | NOS | 1 |  | LC/CM/VIVAGLASS PL ASSORTMENT
IM05423 | Spares-Local-Sj/ Retraction Valve |  |  | A Class | NOS | NOS | I-Inventory | FG-Finish Good |  | Spares | Local | Dental Equiment | Main Location | 90184900 |  | FIFO | Indian Product | [8 empty] | 0 | 0 | 0 | 1 | 0 | [7 empty] | NOS | 1 |  | LP/SP/SJ/ RETRACTION VALVE
IM05424 | Spares-Local-Sj/ Water Controller |  |  | A Class | NOS | NOS | I-Inventory | FG-Finish Good |  | Spares | Local | Dental Equiment | Main Location | 90184900 |  | FIFO | Indian Product | [8 empty] | 0 | 0 | 0 | 1 | 0 | [7 empty] | NOS | 1 |  | LP/SP/SJ/ WATER CONTROLLER
IM05425 | Spares-Local-Stopper 1/2 |  |  | A Class | NOS | NOS | I-Inventory | FG-Finish Good |  | Spares | Local | Dental Equiment | Main Location | 90330000 |  | FIFO | Indian Product | [8 empty] | 0 | 0 | 0 | 1 | 0 | [7 empty] | NOS | 1 |  | LP/SP/STOPPER 1/2
IM05426 | Spares-Local-T3/T4 Racer Bearing |  |  | A Class | NOS | NOS | I-Inventory | FG-Finish Good |  | Spares | Local | Dental Equiment | Main Location | 90330000 |  | FIFO | Indian Product | [8 empty] | 0 | 0 | 0 | 1 | 0 | [7 empty] | NOS | 1 |  | LP/SP/T3/T4 RACER BEARING
IM05427 | Spares-Local-Bulb 24 X 150 |  |  | A Class | NOS | NOS | I-Inventory | FG-Finish Good |  | Spares | Local | Dental Equiment | Main Location | 90330000 |  | FIFO | Indian Product | [8 empty] | 0 | 0 | 0 | 1 | 0 | [7 empty] | NOS | 1 |  | LP/LU/SP/BULB 24 X 150
IM05428 | Spares-Local-Sejal Air Electric Switch |  |  | A Class | NOS | NOS | I-Inventory | FG-Finish Good |  | Spares | Local | Dental Equiment | Main Location | 90330000 |  | FIFO | Indian Product | [8 empty] | 0 | 0 | 0 | 1 | 0 | [7 empty] | NOS | 1 |  | LP/SJ/SP/SEJAL AIR ELECTRIC SWITCH
IM05429 | Spares-Local-Sejal Handpiece Coupling |  |  | A Class | NOS | NOS | I-Inventory | FG-Finish Good |  | Spares | Local | Dental Equiment | Main Location | 90330000 |  | FIFO | Indian Product | [8 empty] | 0 | 0 | 0 | 1 | 0 | [7 empty] | NOS | 1 |  | LP/SJ/SP/SEJAL HANDPIECE COUPLING
IM05430 | Spares-Local-File Set-(3D Studio) |  |  | A Class | NOS | NOS | I-Inventory | FG-Finish Good |  | Spares | Local | Dental Equiment | Main Location | 90330000 |  | FIFO | Indian Product | [8 empty] | 0 | 0 | 0 | 1 | 0 | [7 empty] | NOS | 1 |  | LP/TL/SP/FILE SET-(3D STUDIO)
IM05431 | Spares-Local- Backrest Sensor |  |  | A Class | NOS | NOS | I-Inventory | FG-Finish Good |  | Spares | Local | Dental Equiment | Main Location | 90330000 |  | FIFO | Indian Product | [8 empty] | 0 | 0 | 0 | 1 | 0 | [7 empty] | NOS | 1 |  | LP/SP/ BACKREST SENSOR
IM05432 | Spares-Local- Micro Sd Card 8Gb |  |  | A Class | NOS | NOS | I-Inventory | FG-Finish Good |  | Spares | Local | Dental Equiment | Main Location | 90330000 |  | FIFO | Indian Product | [8 empty] | 0 | 0 | 0 | 1 | 0 | [7 empty] | NOS | 1 |  | LP/SP/ MICRO SD CARD 8GB
IM05433 | Spares-Local- U.V Chamber Door Handle |  |  | A Class | NOS | NOS | I-Inventory | FG-Finish Good |  | Spares | Local | Dental Equiment | Main Location | 90330000 |  | FIFO | Indian Product | [8 empty] | 0 | 0 | 0 | 1 | 0 | [7 empty] | NOS | 1 |  | LP/SP/ U.V CHAMBER DOOR HANDLE
IM05434 | Spares-Local- U.V Chamber Lower Side Door Support |  |  | A Class | NOS | NOS | I-Inventory | FG-Finish Good |  | Spares | Local | Dental Equiment | Main Location | 90330000 |  | FIFO | Indian Product | [8 empty] | 0 | 0 | 0 | 1 | 0 | [7 empty] | NOS | 1 |  | LP/SP/ U.V CHAMBER LOWER SIDE DOOR SUPPORT
IM05435 | Spares-Local- U.V Chamber Upper Side Door Support |  |  | A Class | NOS | NOS | I-Inventory | FG-Finish Good |  | Spares | Local | Dental Equiment | Main Location | 90330000 |  | FIFO | Indian Product | [8 empty] | 0 | 0 | 0 | 1 | 0 | [7 empty] | NOS | 1 |  | LP/SP/ U.V CHAMBER UPPER SIDE DOOR SUPPORT
IM05436 | Spares-Local-10 X 12 Air Tubing |  |  | A Class | NOS | NOS | I-Inventory | FG-Finish Good |  | Spares | Local | Dental Equiment | Main Location | 90330000 |  | FIFO | Indian Product | [8 empty] | 0 | 0 | 0 | 1 | 0 | [7 empty] | NOS | 1 |  | LP/SP/10 X 12 AIR TUBING
IM05437 | Spares-Local-10K Vibration Controler With Knob |  |  | A Class | NOS | NOS | I-Inventory | FG-Finish Good |  | Spares | Local | Dental Equiment | Main Location | 90330000 |  | FIFO | Indian Product | [8 empty] | 0 | 0 | 0 | 1 | 0 | [7 empty] | NOS | 1 |  | LP/SP/10K VIBRATION CONTROLER WITH KNOB
IM05438 | Spares-Local-18 Inc Pipe Rinch |  |  | A Class | NOS | NOS | I-Inventory | FG-Finish Good |  | Spares | Local | Dental Equiment | Main Location | 90330000 |  | FIFO | Indian Product | [8 empty] | 0 | 0 | 0 | 1 | 0 | [7 empty] | NOS | 1 |  | LP/SP/18 INC PIPE RINCH
IM05439 | Spares-Local-2200 Mf 25Volt |  |  | A Class | NOS | NOS | I-Inventory | FG-Finish Good |  | Spares | Local | Dental Equiment | Main Location | 90330000 |  | FIFO | Indian Product | [8 empty] | 0 | 0 | 0 | 1 | 0 | [7 empty] | NOS | 1 |  | LP/SP/2200 MF 25VOLT
IM05440 | Spares-Local-22K Vibration Controler With Knob |  |  | A Class | NOS | NOS | I-Inventory | FG-Finish Good |  | Spares | Local | Dental Equiment | Main Location | 90330000 |  | FIFO | Indian Product | [8 empty] | 0 | 0 | 0 | 1 | 0 | [7 empty] | NOS | 1 |  | LP/SP/22K VIBRATION CONTROLER WITH KNOB
IM05441 | Spares-Local-24V Relay Double Pole |  |  | A Class | NOS | NOS | I-Inventory | FG-Finish Good |  | Spares | Local | Dental Equiment | Main Location | 90330000 |  | FIFO | Indian Product | [8 empty] | 0 | 0 | 0 | 1 | 0 | [7 empty] | NOS | 1 |  | LP/SP/24V RELAY DOUBLE POLE
IM05442 | Spares-Local-2Mm Air Tubing |  |  | A Class | NOS | NOS | I-Inventory | FG-Finish Good |  | Spares | Local | Dental Equiment | Main Location | 90330000 |  | FIFO | Indian Product | [8 empty] | 0 | 0 | 0 | 1 | 0 | [7 empty] | NOS | 1 |  | LP/SP/2MM AIR TUBING
IM05443 | Spares-Local-3 Way Syringe |  |  | A Class | NOS | NOS | I-Inventory | FG-Finish Good |  | Spares | Local | Dental Equiment | Main Location | 90330000 |  | FIFO | Indian Product | [8 empty] | 0 | 0 | 0 | 1 | 0 | [7 empty] | NOS | 1 |  | LP/SP/3 WAY SYRINGE
IM05444 | Spares-Local-3 Way Syringe Straight |  |  | A Class | NOS | NOS | I-Inventory | FG-Finish Good |  | Spares | Local | Dental Equiment | Main Location | 90330000 |  | FIFO | Indian Product | [8 empty] | 0 | 0 | 0 | 1 | 0 | [7 empty] | NOS | 1 |  | LP/SP/3 WAY SYRINGE STRAIGHT
IM05445 | Spares-Local-4 X 6 Air Tubing |  |  | A Class | NOS | NOS | I-Inventory | FG-Finish Good |  | Spares | Local | Dental Equiment | Main Location | 90330000 |  | FIFO | Indian Product | [8 empty] | 0 | 0 | 0 | 1 | 0 | [7 empty] | NOS | 1 |  | LP/SP/4 X 6 AIR TUBING
IM05446 | Spares-Local-4Mm Air Tubing |  |  | A Class | NOS | NOS | I-Inventory | FG-Finish Good |  | Spares | Local | Dental Equiment | Main Location | 90330000 |  | FIFO | Indian Product | [8 empty] | 0 | 0 | 0 | 1 | 0 | [7 empty] | NOS | 1 |  | LP/SP/4MM AIR TUBING
IM05447 | Spares-Local-6 X 8 Air Tubing |  |  | A Class | NOS | NOS | I-Inventory | FG-Finish Good |  | Spares | Local | Dental Equiment | Main Location | 90330000 |  | FIFO | Indian Product | [8 empty] | 0 | 0 | 0 | 1 | 0 | [7 empty] | NOS | 1 |  | LP/SP/6 X 8 AIR TUBING
IM05448 | Spares-Local-68Mfd 400V Capacitor |  |  | A Class | NOS | NOS | I-Inventory | FG-Finish Good |  | Spares | Local | Dental Equiment | Main Location | 90330000 |  | FIFO | Indian Product | [8 empty] | 0 | 0 | 0 | 1 | 0 | [7 empty] | NOS | 1 |  | LP/SP/68MFD 400V CAPACITOR
IM05449 | Spares-Local-8 X 10 Air Tubing |  |  | A Class | NOS | NOS | I-Inventory | FG-Finish Good |  | Spares | Local | Dental Equiment | Main Location | 90330000 |  | FIFO | Indian Product | [8 empty] | 0 | 0 | 0 | 1 | 0 | [7 empty] | NOS | 1 |  | LP/SP/8 X 10 AIR TUBING
IM05450 | Spares-Local-Adaptor 9 Volt |  |  | A Class | NOS | NOS | I-Inventory | FG-Finish Good |  | Spares | Local | Dental Equiment | Main Location | 90330000 |  | FIFO | Indian Product | [8 empty] | 0 | 0 | 0 | 1 | 0 | [7 empty] | NOS | 1 |  | Lp/Sp/Adaptor 9 Volt
IM05451 | Spares-Local-Adopter 12V. 5 Amp |  |  | A Class | NOS | NOS | I-Inventory | FG-Finish Good |  | Spares | Local | Dental Equiment | Main Location | 90330000 |  | FIFO | Indian Product | [8 empty] | 0 | 0 | 0 | 1 | 0 | [7 empty] | NOS | 1 |  | LP/SP/ADOPTER 12V. 5 AMP
IM05452 | Spares-Local-Air Filter |  |  | A Class | NOS | NOS | I-Inventory | FG-Finish Good |  | Spares | Local | Dental Equiment | Main Location | 90330000 |  | FIFO | Indian Product | [8 empty] | 0 | 0 | 0 | 1 | 0 | [7 empty] | NOS | 1 |  | Lp/Sp/Air Filter
IM05453 | Spares-Local-Bio Vac Silencer |  |  | A Class | NOS | NOS | I-Inventory | FG-Finish Good |  | Spares | Local | Dental Equiment | Main Location | 90330000 |  | FIFO | Indian Product | [8 empty] | 0 | 0 | 0 | 1 | 0 | [7 empty] | NOS | 1 |  | Lp/Sp/Bio Vac Silencer
IM05454 | Spares-Local-Bridge Rectifier Kbp 210 |  |  | A Class | NOS | NOS | I-Inventory | FG-Finish Good |  | Spares | Local | Dental Equiment | Main Location | 90330000 |  | FIFO | Indian Product | [8 empty] | 0 | 0 | 0 | 1 | 0 | [7 empty] | NOS | 1 |  | LP/SP/BRIDGE RECTIFIER KBP 210
IM05455 | Spares-Local-Bulb Holder |  |  | A Class | NOS | NOS | I-Inventory | FG-Finish Good |  | Spares | Local | Dental Equiment | Main Location | 90330000 |  | FIFO | Indian Product | [8 empty] | 0 | 0 | 0 | 1 | 0 | [7 empty] | NOS | 1 |  | LP/SP/BULB HOLDER
IM05456 | Spares-Local-Calibration Kit Box |  |  | A Class | NOS | NOS | I-Inventory | FG-Finish Good |  | Spares | Local | Dental Equiment | Main Location | 90330000 |  | FIFO | Indian Product | [8 empty] | 0 | 0 | 0 | 1 | 0 | [7 empty] | NOS | 1 |  | LP/SP/CALIBRATION KIT BOX
IM05457 | Spares-Local-Cassette Wire |  |  | A Class | NOS | NOS | I-Inventory | FG-Finish Good |  | Spares | Local | Dental Equiment | Main Location | 90330000 |  | FIFO | Indian Product | [8 empty] | 0 | 0 | 0 | 1 | 0 | [7 empty] | NOS | 1 |  | LP/SP/CASSETTE WIRE
IM05458 | Spares-Local-Clamp Meter |  |  | A Class | NOS | NOS | I-Inventory | FG-Finish Good |  | Spares | Local | Dental Equiment | Main Location | 90330000 |  | FIFO | Indian Product | [8 empty] | 0 | 0 | 0 | 1 | 0 | [7 empty] | NOS | 1 |  | LP/SP/CLAMP METER
IM05459 | Spares-Local-Component 1.2Ohm 2W Registor |  |  | A Class | NOS | NOS | I-Inventory | FG-Finish Good |  | Spares | Local | Dental Equiment | Main Location | 90330000 |  | FIFO | Indian Product | [8 empty] | 0 | 0 | 0 | 1 | 0 | [7 empty] | NOS | 1 |  | LP/SP/COMPONENT 1.2OHM 2W REGISTOR
IM05460 | Spares-Local-Component 5W 150M Registor |  |  | A Class | NOS | NOS | I-Inventory | FG-Finish Good |  | Spares | Local | Dental Equiment | Main Location | 90330000 |  | FIFO | Indian Product | [8 empty] | 0 | 0 | 0 | 1 | 0 | [7 empty] | NOS | 1 |  | LP/SP/COMPONENT 5W 150M REGISTOR
IM05461 | Spares-Local-Component Mje13007 Transistor |  |  | A Class | NOS | NOS | I-Inventory | FG-Finish Good |  | Spares | Local | Dental Equiment | Main Location | 90330000 |  | FIFO | Indian Product | [8 empty] | 0 | 0 | 0 | 1 | 0 | [7 empty] | NOS | 1 |  | LP/SP/COMPONENT MJE13007 TRANSISTOR
IM05462 | Spares-Local-Compressor Air Outlet Valve |  |  | A Class | NOS | NOS | I-Inventory | FG-Finish Good |  | Spares | Local | Dental Equiment | Main Location | 90330000 |  | FIFO | Indian Product | [8 empty] | 0 | 0 | 0 | 1 | 0 | [7 empty] | NOS | 1 |  | LP/SP/COMPRESSOR AIR OUTLET VALVE
IM05463 | Spares-Local-Convertion Plug |  |  | A Class | NOS | NOS | I-Inventory | FG-Finish Good |  | Spares | Local | Dental Equiment | Main Location | 90330000 |  | FIFO | Indian Product | [8 empty] | 0 | 0 | 0 | 1 | 0 | [7 empty] | NOS | 1 |  | Lp/Sp/Convertion Plug
IM05464 | Spares-Local-Dci Chair 16A Fuse Holder |  |  | A Class | NOS | NOS | I-Inventory | FG-Finish Good |  | Spares | Local | Dental Equiment | Main Location | 90330000 |  | FIFO | Indian Product | [8 empty] | 0 | 0 | 0 | 1 | 0 | [7 empty] | NOS | 1 |  | LP/SP/DCI CHAIR 16A FUSE HOLDER
IM05465 | Spares-Local-Double Solenoid Valve |  |  | A Class | NOS | NOS | I-Inventory | FG-Finish Good |  | Spares | Local | Dental Equiment | Main Location | 90330000 |  | FIFO | Indian Product | [8 empty] | 0 | 0 | 0 | 1 | 0 | [7 empty] | NOS | 1 |  | LP/SP/DOUBLE SOLENOID VALVE
IM05466 | Spares-Local-Duerr Suction PCB 2 Pin Connector |  |  | A Class | NOS | NOS | I-Inventory | FG-Finish Good |  | Spares | Local | Dental Equiment | Main Location | 90330000 |  | FIFO | Indian Product | [8 empty] | 0 | 0 | 0 | 1 | 0 | [7 empty] | NOS | 1 |  | LP/SP/DUERR SUCTION PCB 2 PIN CONNECTOR
IM05467 | Spares-Local-Duerr Suction Pcb 3 Pin Connector |  |  | A Class | NOS | NOS | I-Inventory | FG-Finish Good |  | Spares | Local | Dental Equiment | Main Location | 90330000 |  | FIFO | Indian Product | [8 empty] | 0 | 0 | 0 | 1 | 0 | [7 empty] | NOS | 1 |  | LP/SP/DUERR SUCTION PCB 3 PIN CONNECTOR
IM05468 | Spares-Local-Duerr Suction Pcb-24V Ac Transformer For Guru |  |  | A Class | NOS | NOS | I-Inventory | FG-Finish Good |  | Spares | Local | Dental Equiment | Main Location | 90330000 |  | FIFO | Indian Product | [8 empty] | 0 | 0 | 0 | 1 | 0 | [7 empty] | NOS | 1 |  | LP/SP/DUERR SUCTION PCB-24V AC TRANSFORMER FOR GURU
IM05469 | Spares-Local-Duerr Suction PCB-24V Dc |  |  | A Class | NOS | NOS | I-Inventory | FG-Finish Good |  | Spares | Local | Dental Equiment | Main Location | 90330000 |  | FIFO | Indian Product | [8 empty] | 0 | 0 | 0 | 1 | 0 | [7 empty] | NOS | 1 |  | LP/SP/DUERR SUCTION PCB-24V DC
IM05470 | Spares-Local-Duerr Suction PCB-Diode Bridge 2W10 |  |  | A Class | NOS | NOS | I-Inventory | FG-Finish Good |  | Spares | Local | Dental Equiment | Main Location | 90330000 |  | FIFO | Indian Product | [8 empty] | 0 | 0 | 0 | 1 | 0 | [7 empty] | NOS | 1 |  | LP/SP/DUERR SUCTION PCB-DIODE BRIDGE 2W10
IM05471 | Spares-Local-Duerr Suction PCB-Fuse Connector |  |  | A Class | NOS | NOS | I-Inventory | FG-Finish Good |  | Spares | Local | Dental Equiment | Main Location | 90330000 |  | FIFO | Indian Product | [8 empty] | 0 | 0 | 0 | 1 | 0 | [7 empty] | NOS | 1 |  | LP/SP/DUERR SUCTION PCB-FUSE CONNECTOR
IM05472 | Spares-Local-Duerr Suction PCB-Ntc-110 D-9 |  |  | A Class | NOS | NOS | I-Inventory | FG-Finish Good |  | Spares | Local | Dental Equiment | Main Location | 90330000 |  | FIFO | Indian Product | [8 empty] | 0 | 0 | 0 | 1 | 0 | [7 empty] | NOS | 1 |  | LP/SP/DUERR SUCTION PCB-NTC-110 D-9
IM05473 | Spares-Local-Duerr Suction PCB-Plastic Molded Cabinet Box |  |  | A Class | NOS | NOS | I-Inventory | FG-Finish Good |  | Spares | Local | Dental Equiment | Main Location | 90330000 |  | FIFO | Indian Product | [8 empty] | 0 | 0 | 0 | 1 | 0 | [7 empty] | NOS | 1 |  | LP/SP/DUERR SUCTION PCB-PLASTIC MOLDED CABINET BOX
IM05474 | Spares-Local-Duerr Suction Pcb-Relay 24V Dc |  |  | A Class | NOS | NOS | I-Inventory | FG-Finish Good |  | Spares | Local | Dental Equiment | Main Location | 90330000 |  | FIFO | Indian Product | [8 empty] | 0 | 0 | 0 | 1 | 0 | [7 empty] | NOS | 1 |  | LP/SP/DUERR SUCTION PCB-RELAY 24V DC
IM05475 | Spares-Local-Duerr Suction Pcb-Screw |  |  | A Class | NOS | NOS | I-Inventory | FG-Finish Good |  | Spares | Local | Dental Equiment | Main Location | 90330000 |  | FIFO | Indian Product | [8 empty] | 0 | 0 | 0 | 1 | 0 | [7 empty] | NOS | 1 |  | LP/SP/DUERR SUCTION PCB-SCREW
IM05476 | Spares-Local-Duerr Suction R.D. 10 Pcb |  |  | A Class | NOS | NOS | I-Inventory | FG-Finish Good |  | Spares | Local | Dental Equiment | Main Location | 90330000 |  | FIFO | Indian Product | [8 empty] | 0 | 0 | 0 | 1 | 0 | [7 empty] | NOS | 1 |  | LP/SP/DUERR SUCTION R.D. 10 PCB
IM05477 | Spares-Local-Electrical Safety Mat |  |  | A Class | NOS | NOS | I-Inventory | FG-Finish Good |  | Spares | Local | Dental Equiment | Main Location | 90330000 |  | FIFO | Indian Product | [8 empty] | 0 | 0 | 0 | 1 | 0 | [7 empty] | NOS | 1 |  | LP/SP/Electrical Safety Mat
IM05478 | Spares-Local-Elfee |  |  | A Class | NOS | NOS | I-Inventory | FG-Finish Good |  | Spares | Local | Dental Equiment | Main Location | 90330000 |  | FIFO | Indian Product | [8 empty] | 0 | 0 | 0 | 1 | 0 | [7 empty] | NOS | 1 |  | Lp/Sp/Elfee
IM05479 | Spares-Local-Endo Suction Long Tip |  |  | A Class | NOS | NOS | I-Inventory | FG-Finish Good |  | Spares | Local | Dental Equiment | Main Location | 90330000 |  | FIFO | Indian Product | [8 empty] | 0 | 0 | 0 | 1 | 0 | [7 empty] | NOS | 1 |  | LP/SP/ENDO SUCTION LONG TIP
IM05480 | Spares-Local-Extention Board |  |  | A Class | NOS | NOS | I-Inventory | FG-Finish Good |  | Spares | Local | Dental Equiment | Main Location | 90330000 |  | FIFO | Indian Product | [8 empty] | 0 | 0 | 0 | 1 | 0 | [7 empty] | NOS | 1 |  | LP/SP/EXTENTION BOARD
IM05481 | Spares-Local-Ferul |  |  | A Class | NOS | NOS | I-Inventory | FG-Finish Good |  | Spares | Local | Dental Equiment | Main Location | 90330000 |  | FIFO | Indian Product | [8 empty] | 0 | 0 | 0 | 1 | 0 | [7 empty] | NOS | 1 |  | LP/SP/FERUL
IM05482 | Spares-Local-Fuse 10 Amp |  |  | A Class | NOS | NOS | I-Inventory | FG-Finish Good |  | Spares | Local | Dental Equiment | Main Location | 90330000 |  | FIFO | Indian Product | [8 empty] | 0 | 0 | 0 | 1 | 0 | [7 empty] | NOS | 1 |  | LP/SP/FUSE 10 AMP
IM05483 | Spares-Local-Fuse 2 Amp |  |  | A Class | NOS | NOS | I-Inventory | FG-Finish Good |  | Spares | Local | Dental Equiment | Main Location | 90330000 |  | FIFO | Indian Product | [8 empty] | 0 | 0 | 0 | 1 | 0 | [7 empty] | NOS | 1 |  | LP/SP/FUSE 2 AMP
IM05484 | Spares-Local-Fuse 6 Amp |  |  | A Class | NOS | NOS | I-Inventory | FG-Finish Good |  | Spares | Local | Dental Equiment | Main Location | 90330000 |  | FIFO | Indian Product | [8 empty] | 0 | 0 | 0 | 1 | 0 | [7 empty] | NOS | 1 |  | LP/SP/FUSE 6 AMP
IM05485 | Spares-Local-Fuse 8Amp |  |  | A Class | NOS | NOS | I-Inventory | FG-Finish Good |  | Spares | Local | Dental Equiment | Main Location | 90330000 |  | FIFO | Indian Product | [8 empty] | 0 | 0 | 0 | 1 | 0 | [7 empty] | NOS | 1 |  | LP/SP/FUSE 8AMP
IM05486 | Spares-Local-Genoray Portable Xray Adaptor |  |  | A Class | NOS | NOS | I-Inventory | FG-Finish Good |  | Spares | Local | Dental Equiment | Main Location | 90330000 |  | FIFO | Indian Product | [8 empty] | 0 | 0 | 0 | 1 | 0 | [7 empty] | NOS | 1 |  | LP/SP/GENORAY PORTABLE XRAY ADAPTOR
IM05487 | Spares-Local-Gnatus 12 Ltr Heating Element |  |  | A Class | NOS | NOS | I-Inventory | FG-Finish Good |  | Spares | Local | Dental Equiment | Main Location | 90330000 |  | FIFO | Indian Product | [8 empty] | 0 | 0 | 0 | 1 | 0 | [7 empty] | NOS | 1 |  | LP/SP/GNATUS 12 LTR HEATING ELEMENT
IM05488 | Spares-Local-Gnatus Aqua Chair Foot Control Base Plate-40701002200 |  |  | A Class | NOS | NOS | I-Inventory | FG-Finish Good |  | Spares | Local | Dental Equiment | Main Location | 90330000 |  | FIFO | Indian Product | [8 empty] | 0 | 0 | 0 | 1 | 0 | [7 empty] | NOS | 1 |  | LP/SP/GNATUS AQUA CHAIR FOOT CONTROL BASE PLATE-40701002200
IM05489 | Spares-Local-Gnatus Chair 3 Way Tubing |  |  | A Class | NOS | NOS | I-Inventory | FG-Finish Good |  | Spares | Local | Dental Equiment | Main Location | 90330000 |  | FIFO | Indian Product | [8 empty] | 0 | 0 | 0 | 1 | 0 | [7 empty] | NOS | 1 |  | LP/SP/GNATUS CHAIR 3 WAY TUBING
IM05490 | Spares-Local-Gnatus Inova Star Water Unit Base Plate |  |  | A Class | NOS | NOS | I-Inventory | FG-Finish Good |  | Spares | Local | Dental Equiment | Main Location | 90330000 |  | FIFO | Indian Product | [8 empty] | 0 | 0 | 0 | 1 | 0 | [7 empty] | NOS | 1 |  | LP/SP/GNATUS INOVA STAR WATER UNIT BASE PLATE
IM05491 | Spares-Local-Gnatus Under Hanging Chair Handpiece Coupling |  |  | A Class | NOS | NOS | I-Inventory | FG-Finish Good |  | Spares | Local | Dental Equiment | Main Location | 90330000 |  | FIFO | Indian Product | [8 empty] | 0 | 0 | 0 | 1 | 0 | [7 empty] | NOS | 1 |  | LP/SP/GNATUS UNDER HANGING CHAIR HANDPIECE COUPLING
IM05492 | Spares-Local-Graphics Card |  |  | A Class | NOS | NOS | I-Inventory | FG-Finish Good |  | Spares | Local | Dental Equiment | Main Location | 84733099 |  | FIFO | Indian Product | [8 empty] | 0 | 0 | 0 | 1 | 0 | [7 empty] | NOS | 1 |  | LP/SP/GRAPHICS CARD
IM05493 | Spares-Local-Half Inches Straight Nozzle |  |  | A Class | NOS | NOS | I-Inventory | FG-Finish Good |  | Spares | Local | Dental Equiment | Main Location | 90330000 |  | FIFO | Indian Product | [8 empty] | 0 | 0 | 0 | 1 | 0 | [7 empty] | NOS | 1 |  | LP/SP/HALF INCHES STRAIGHT NOZZLE
IM05494 | Spares-Local-Handpiece Bearing |  |  | A Class | NOS | NOS | I-Inventory | FG-Finish Good |  | Spares | Local | Dental Equiment | Main Location | 90330000 |  | FIFO | Indian Product | [8 empty] | 0 | 0 | 0 | 1 | 0 | [7 empty] | NOS | 1 |  | Lp/Sp/Handpiece Bearing
IM05495 | Spares-Local-Handpiece Holder |  |  | A Class | NOS | NOS | I-Inventory | FG-Finish Good |  | Spares | Local | Dental Equiment | Main Location | 90330000 |  | FIFO | Indian Product | [8 empty] | 0 | 0 | 0 | 1 | 0 | [7 empty] | NOS | 1 |  | Lp/Sp/Handpiece Holder
IM05496 | Spares-Local-Hdmi Cable For Anthos Chair |  |  | A Class | NOS | NOS | I-Inventory | FG-Finish Good |  | Spares | Local | Dental Equiment | Main Location | 90330000 |  | FIFO | Indian Product | [8 empty] | 0 | 0 | 0 | 1 | 0 | [7 empty] | NOS | 1 |  | LP/SP/HDMI CABLE FOR ANTHOS CHAIR
IM05497 | Spares-Local-Heat Sink Paste |  |  | A Class | NOS | NOS | I-Inventory | FG-Finish Good |  | Spares | Local | Dental Equiment | Main Location | 90330000 |  | FIFO | Indian Product | [8 empty] | 0 | 0 | 0 | 1 | 0 | [7 empty] | NOS | 1 |  | LP/SP/HEAT SINK PASTE
IM05498 | Spares-Local-Housing |  |  | A Class | NOS | NOS | I-Inventory | FG-Finish Good |  | Spares | Local | Dental Equiment | Main Location | 90330000 |  | FIFO | Indian Product | [8 empty] | 0 | 0 | 0 | 1 | 0 | [7 empty] | NOS | 1 |  | Lp/Sp/Housing
IM05499 | Spares-Local-Indian Motorized Low Suction Cannula With Holder |  |  | A Class | NOS | NOS | I-Inventory | FG-Finish Good |  | Spares | Local | Dental Equiment | Main Location | 90330000 |  | FIFO | Indian Product | [8 empty] | 0 | 0 | 0 | 1 | 0 | [7 empty] | NOS | 1 |  | LP/SP/INDIAN MOTORIZED LOW SUCTION CANNULA WITH HOLDER
IM05500 | Spares-Local-Instrument Trolley S S |  |  | A Class | NOS | NOS | I-Inventory | FG-Finish Good |  | Spares | Local | Dental Equiment | Main Location | 90330000 |  | FIFO | Indian Product | [8 empty] | 0 | 0 | 0 | 1 | 0 | [7 empty] | NOS | 1 |  | LP/SP/INSTRUMENT TROLLEY S S
IM05501 | Spares-Local-Intel Lan Card |  |  | A Class | NOS | NOS | I-Inventory | FG-Finish Good |  | Spares | Local | Dental Equiment | Main Location | 84714120 |  | FIFO | Indian Product | [8 empty] | 0 | 0 | 0 | 1 | 0 | [7 empty] | NOS | 1 |  | LP/SP/INTEL LAN CARD
IM05502 | Spares-Local-Jaw Plate |  |  | A Class | NOS | NOS | I-Inventory | FG-Finish Good |  | Spares | Local | Dental Equiment | Main Location | 90330000 |  | FIFO | Indian Product | [8 empty] | 0 | 0 | 0 | 1 | 0 | [7 empty] | NOS | 1 |  | Lp/Sp/Jaw Plate
IM05503 | Spares-Local-Kbl Bearing 635Z |  |  | A Class | NOS | NOS | I-Inventory | FG-Finish Good |  | Spares | Local | Dental Equiment | Main Location | 90330000 |  | FIFO | Indian Product | [8 empty] | 0 | 0 | 0 | 1 | 0 | [7 empty] | NOS | 1 |  | LP/SP/KBL BEARING 635Z
IM05504 | Spares-Local-Kingston 8 Gb Ddr4 Ram |  |  | A Class | NOS | NOS | I-Inventory | FG-Finish Good |  | Spares | Local | Dental Equiment | Main Location | 90330000 |  | FIFO | Indian Product | [8 empty] | 0 | 0 | 0 | 1 | 0 | [7 empty] | NOS | 1 |  | LP/SP/KINGSTON 8 GB DDR4 RAM
IM05505 | Spares-Local-Leg Stopper (Indian Motorised Suction) |  |  | A Class | NOS | NOS | I-Inventory | FG-Finish Good |  | Spares | Local | Dental Equiment | Main Location | 90330000 |  | FIFO | Indian Product | [8 empty] | 0 | 0 | 0 | 1 | 0 | [7 empty] | NOS | 1 |  | Lp/Sp/Leg Stopper (Indian Motorised Suction)
IM05506 | Spares-Local-Light Intensity Multimeter |  |  | A Class | NOS | NOS | I-Inventory | FG-Finish Good |  | Spares | Local | Dental Equiment | Main Location | 90330000 |  | FIFO | Indian Product | [8 empty] | 0 | 0 | 0 | 1 | 0 | [7 empty] | NOS | 1 |  | LP/SP/LIGHT INTENSITY MULTIMETER
IM05507 | Spares-Local-Low Suction Tubing |  |  | A Class | NOS | NOS | I-Inventory | FG-Finish Good |  | Spares | Local | Dental Equiment | Main Location | 90330000 |  | FIFO | Indian Product | [8 empty] | 0 | 0 | 0 | 1 | 0 | [7 empty] | NOS | 1 |  | Lp/Sp/Low Suction Tubing
IM05508 | Spares-Local-Luminous Pro 600Ups |  |  | A Class | NOS | NOS | I-Inventory | FG-Finish Good |  | Spares | Local | Dental Equiment | Main Location | 90330000 |  | FIFO | Indian Product | [8 empty] | 0 | 0 | 0 | 1 | 0 | [7 empty] | NOS | 1 |  | LP/SP/LUMINOUS PRO 600UPS
IM05509 | Spares-Local-Micro Motor Control Box 5 Pin Connector |  |  | A Class | NOS | NOS | I-Inventory | FG-Finish Good |  | Spares | Local | Dental Equiment | Main Location | 90330000 |  | FIFO | Indian Product | [8 empty] | 0 | 0 | 0 | 1 | 0 | [7 empty] | NOS | 1 |  | LP/SP/MICRO MOTOR CONTROL BOX 5 PIN CONNECTOR
IM05510 | Spares-Local-Micro Motor Engine Holder |  |  | A Class | NOS | NOS | I-Inventory | FG-Finish Good |  | Spares | Local | Dental Equiment | Main Location | 90330000 |  | FIFO | Indian Product | [8 empty] | 0 | 0 | 0 | 1 | 0 | [7 empty] | NOS | 1 |  | Lp/Sp/Micro Motor Engine Holder
IM05511 | Spares-Local-Micro Motor Foot Control |  |  | A Class | NOS | NOS | I-Inventory | FG-Finish Good |  | Spares | Local | Dental Equiment | Main Location | 90184900 |  | FIFO | Indian Product | [8 empty] | 0 | 0 | 0 | 1 | 0 | [7 empty] | NOS | 1 |  | Lp/Sp/Micro Motor Foot Control
IM05512 | Spares-Local-Micro Motor Foot Control Cord |  |  | A Class | NOS | NOS | I-Inventory | FG-Finish Good |  | Spares | Local | Dental Equiment | Main Location | 90330000 |  | FIFO | Indian Product | [8 empty] | 0 | 0 | 0 | 1 | 0 | [7 empty] | NOS | 1 |  | Lp/Sp/Micro Motor Foot Control Cord
IM05513 | Spares-Local-Micro Sd Card 4Gb |  |  | A Class | NOS | NOS | I-Inventory | FG-Finish Good |  | Spares | Local | Dental Equiment | Main Location | 90330000 |  | FIFO | Indian Product | [8 empty] | 0 | 0 | 0 | 1 | 0 | [7 empty] | NOS | 1 |  | LP/SP/MICRO SD CARD 4GB
IM05514 | Spares-Local-Micro Switch |  |  | A Class | NOS | NOS | I-Inventory | FG-Finish Good |  | Spares | Local | Dental Equiment | Main Location | 90330000 |  | FIFO | Indian Product | [8 empty] | 0 | 0 | 0 | 1 | 0 | [7 empty] | NOS | 1 |  | Lp/Sp/Micro Switch
IM05515 | Spares-Local-Motor Sensor |  |  | A Class | NOS | NOS | I-Inventory | FG-Finish Good |  | Spares | Local | Dental Equiment | Main Location | 90330000 |  | FIFO | Indian Product | [8 empty] | 0 | 0 | 0 | 1 | 0 | [7 empty] | NOS | 1 |  | Lp/Sp/Motor Sensor
IM05516 | Spares-Local-Motorise Suction Solenoid Nozzle |  |  | A Class | NOS | NOS | I-Inventory | FG-Finish Good |  | Spares | Local | Dental Equiment | Main Location | 90330000 |  | FIFO | Indian Product | [8 empty] | 0 | 0 | 0 | 1 | 0 | [7 empty] | NOS | 1 |  | Lp/Sp/Motorise Suction Solenoid Nozzle
IM05517 | Spares-Local-Motorised Suction Motor (Gourav Surgical) |  |  | A Class | NOS | NOS | I-Inventory | FG-Finish Good |  | Spares | Local | Dental Equiment | Main Location | 90330000 |  | FIFO | Indian Product | [8 empty] | 0 | 0 | 0 | 1 | 0 | [7 empty] | NOS | 1 |  | LP/SP/MOTORISED SUCTION MOTOR (Gourav Surgical)
IM05518 | Spares-Local-Motorised Suction Pcb Card |  |  | A Class | NOS | NOS | I-Inventory | FG-Finish Good |  | Spares | Local | Dental Equiment | Main Location | 90330000 |  | FIFO | Indian Product | [8 empty] | 0 | 0 | 0 | 1 | 0 | [7 empty] | NOS | 1 |  | LP/SP/MOTORISED SUCTION PCB CARD
IM05519 | Spares-Local-Multi Meter Battery |  |  | A Class | NOS | NOS | I-Inventory | FG-Finish Good |  | Spares | Local | Dental Equiment | Main Location | 90330000 |  | FIFO | Indian Product | [8 empty] | 0 | 0 | 0 | 1 | 0 | [7 empty] | NOS | 1 |  | LP/SP/MULTI METER BATTERY
IM05520 | Spares-Local-Multimeter Wire |  |  | A Class | NOS | NOS | I-Inventory | FG-Finish Good |  | Spares | Local | Dental Equiment | Main Location | 90330000 |  | FIFO | Indian Product | [8 empty] | 0 | 0 | 0 | 1 | 0 | [7 empty] | NOS | 1 |  | LP/SP/MULTIMETER WIRE
IM05521 | Spares-Local-Nsk Sg20 Handpiece Big Bearing |  |  | A Class | NOS | NOS | I-Inventory | FG-Finish Good |  | Spares | Local | Dental Equiment | Main Location | 90330000 |  | FIFO | Indian Product | [8 empty] | 0 | 0 | 0 | 1 | 0 | [7 empty] | NOS | 1 |  | LP/SP/NSK SG20 HANDPIECE BIG BEARING
IM05522 | Spares-Local-Nsk Sg20 Handpiece Small Bearing |  |  | A Class | NOS | NOS | I-Inventory | FG-Finish Good |  | Spares | Local | Dental Equiment | Main Location | 90330000 |  | FIFO | Indian Product | [8 empty] | 0 | 0 | 0 | 1 | 0 | [7 empty] | NOS | 1 |  | LP/SP/NSK SG20 HANDPIECE SMALL BEARING
IM05523 | Spares-Local-Oil Pouch For Cleaning Kit |  |  | A Class | NOS | NOS | I-Inventory | FG-Finish Good |  | Spares | Local | Dental Equiment | Main Location | 90330000 |  | FIFO | Indian Product | [8 empty] | 0 | 0 | 0 | 1 | 0 | [7 empty] | NOS | 1 |  | Lp/Sp/Oil Pouch for Cleaning Kit
IM05524 | Spares-Local-Olympic Reflector Cover |  |  | A Class | NOS | NOS | I-Inventory | FG-Finish Good |  | Spares | Local | Dental Equiment | Main Location | 90330000 |  | FIFO | Indian Product | [8 empty] | 0 | 0 | 0 | 1 | 0 | [7 empty] | NOS | 1 |  | Lp/Sp/Olympic Reflector Cover
IM05525 | Spares-Local-Overhead Arm Spring |  |  | A Class | NOS | NOS | I-Inventory | FG-Finish Good |  | Spares | Local | Dental Equiment | Main Location | 90330000 |  | FIFO | Indian Product | [8 empty] | 0 | 0 | 0 | 1 | 0 | [7 empty] | NOS | 1 |  | LP/SP/OVERHEAD ARM SPRING
IM05526 | Spares-Local-Paint Bottle |  |  | A Class | NOS | NOS | I-Inventory | FG-Finish Good |  | Spares | Local | Dental Equiment | Main Location | 90330000 |  | FIFO | Indian Product | [8 empty] | 0 | 0 | 0 | 1 | 0 | [7 empty] | NOS | 1 |  | Lp/Sp/Paint Bottle
IM05527 | Spares-Local-Pcb Clearner Solution |  |  | A Class | NOS | NOS | I-Inventory | FG-Finish Good |  | Spares | Local | Dental Equiment | Main Location | 90330000 |  | FIFO | Indian Product | [8 empty] | 0 | 0 | 0 | 1 | 0 | [7 empty] | NOS | 1 |  | LP/SP/PCB CLEARNER SOLUTION
IM05528 | Spares-Local-Pci Converter |  |  | A Class | NOS | NOS | I-Inventory | FG-Finish Good |  | Spares | Local | Dental Equiment | Main Location | 90330000 |  | FIFO | Indian Product | [8 empty] | 0 | 0 | 0 | 1 | 0 | [7 empty] | NOS | 1 |  | LP/SP/PCI CONVERTER
IM05529 | Spares-Local-Pci Serial Card |  |  | A Class | NOS | NOS | I-Inventory | FG-Finish Good |  | Spares | Local | Dental Equiment | Main Location | 90330000 |  | FIFO | Indian Product | [8 empty] | 0 | 0 | 0 | 1 | 0 | [7 empty] | NOS | 1 |  | LP/SP/PCI SERIAL CARD
IM05530 | Spares-Local-Persus Light Pcb Kit |  |  | A Class | NOS | NOS | I-Inventory | FG-Finish Good |  | Spares | Local | Dental Equiment | Main Location | 90330000 |  | FIFO | Indian Product | [8 empty] | 0 | 0 | 0 | 1 | 0 | [7 empty] | NOS | 1 |  | LP/SP/PERSUS LIGHT PCB KIT
IM05531 | Spares-Local-Planet Wire |  |  | A Class | NOS | NOS | I-Inventory | FG-Finish Good |  | Spares | Local | Dental Equiment | Main Location | 90330000 |  | FIFO | Indian Product | [8 empty] | 0 | 0 | 0 | 1 | 0 | [7 empty] | NOS | 1 |  | Lp/Sp/Planet Wire
IM05532 | Spares-Local-Plastic Material-Corrugated Rolls |  |  | A Class | NOS | NOS | I-Inventory | FG-Finish Good |  | Spares | Local | Dental Equiment | Main Location | 48195090 |  | FIFO | Indian Product | [8 empty] | 0 | 0 | 0 | 1 | 0 | [7 empty] | NOS | 1 |  | LP/SP/PLASTIC MATERIAL-CORRUGATED ROLLS
IM05533 | Spares-Local-Plastic Material-Plastic Sheet Rolls |  |  | A Class | NOS | NOS | I-Inventory | FG-Finish Good |  | Spares | Local | Dental Equiment | Main Location | 39209999 |  | FIFO | Indian Product | [8 empty] | 0 | 0 | 0 | 1 | 0 | [7 empty] | NOS | 1 |  | LP/SP/PLASTIC MATERIAL-PLASTIC SHEET ROLLS
IM05534 | Spares-Local-Polish For Cleaning Kit |  |  | A Class | NOS | NOS | I-Inventory | FG-Finish Good |  | Spares | Local | Dental Equiment | Main Location | 90330000 |  | FIFO | Indian Product | [8 empty] | 0 | 0 | 0 | 1 | 0 | [7 empty] | NOS | 1 |  | Lp/Sp/Polish for cleaning kit
IM05535 | Spares-Local-Power Cord For Chair |  |  | A Class | NOS | NOS | I-Inventory | FG-Finish Good |  | Spares | Local | Dental Equiment | Main Location | 90330000 |  | FIFO | Indian Product | [8 empty] | 0 | 0 | 0 | 1 | 0 | [7 empty] | NOS | 1 |  | LP/SP/POWER CORD FOR CHAIR
IM05536 | Spares-Local-Pressure Guage |  |  | A Class | NOS | NOS | I-Inventory | FG-Finish Good |  | Spares | Local | Dental Equiment | Main Location | 90330000 |  | FIFO | Indian Product | [8 empty] | 0 | 0 | 0 | 1 | 0 | [7 empty] | NOS | 1 |  | Lp/Sp/Pressure Guage
IM05537 | Spares-Local-Pulse Battery |  |  | A Class | NOS | NOS | I-Inventory | FG-Finish Good |  | Spares | Local | Dental Equiment | Main Location | 90330000 |  | FIFO | Indian Product | [8 empty] | 0 | 0 | 0 | 1 | 0 | [7 empty] | NOS | 1 |  | LP/SP/PULSE BATTERY
IM05538 | Spares-Local-Pvc Drain Tubing Half Inches |  |  | A Class | NOS | NOS | I-Inventory | FG-Finish Good |  | Spares | Local | Dental Equiment | Main Location | 90330000 |  | FIFO | Indian Product | [8 empty] | 0 | 0 | 0 | 1 | 0 | [7 empty] | NOS | 1 |  | Lp/Sp/PVC Drain Tubing Half Inches
IM05539 | Spares-Local-Resistant |  |  | A Class | NOS | NOS | I-Inventory | FG-Finish Good |  | Spares | Local | Dental Equiment | Main Location | 90330000 |  | FIFO | Indian Product | [8 empty] | 0 | 0 | 0 | 1 | 0 | [7 empty] | NOS | 1 |  | Lp/Sp/Resistant
IM05540 | Spares-Local-Ritter Chair Overhead Delivery Unit Cover |  |  | A Class | NOS | NOS | I-Inventory | FG-Finish Good |  | Spares | Local | Dental Equiment | Main Location | 90330000 |  | FIFO | Indian Product | [8 empty] | 0 | 0 | 0 | 1 | 0 | [7 empty] | NOS | 1 |  | LP/SP/RITTER CHAIR OVERHEAD DELIVERY UNIT COVER
IM05541 | Spares-Local-Runyes High Suction Cannula Tip Reducer |  |  | A Class | NOS | NOS | I-Inventory | FG-Finish Good |  | Spares | Local | Dental Equiment | Main Location | 90330000 |  | FIFO | Indian Product | [8 empty] | 0 | 0 | 0 | 1 | 0 | [7 empty] | NOS | 1 |  | LP/SP/RUNYES HIGH SUCTION CANNULA TIP REDUCER
IM05542 | Spares-Local-Rvg PTR Usb Cable |  |  | A Class | NOS | NOS | I-Inventory | FG-Finish Good |  | Spares | Local | Dental Equiment | Main Location | 90330000 |  | FIFO | Indian Product | [8 empty] | 0 | 0 | 0 | 1 | 0 | [7 empty] | NOS | 1 |  | LP/SP/RVG PRINTER USB CABLE
IM05543 | Spares-Local-Rvg Sensor Wire Protection Spiral Sleeve |  |  | A Class | NOS | NOS | I-Inventory | FG-Finish Good |  | Spares | Local | Dental Equiment | Main Location | 90330000 |  | FIFO | Indian Product | [8 empty] | 0 | 0 | 0 | 1 | 0 | [7 empty] | NOS | 1 |  | LP/SP/RVG SENSOR WIRE PROTECTION SPIRAL SLEEVE
IM05544 | Spares-Local-Rvg Usb Cable 5Pin |  |  | A Class | NOS | NOS | I-Inventory | FG-Finish Good |  | Spares | Local | Dental Equiment | Main Location | 90330000 |  | FIFO | Indian Product | [8 empty] | 0 | 0 | 0 | 1 | 0 | [7 empty] | NOS | 1 |  | Lp/Sp/Rvg Usb Cable 5pin
IM05545 | Spares-Local-Screw |  |  | A Class | NOS | NOS | I-Inventory | FG-Finish Good |  | Spares | Local | Dental Equiment | Main Location | 90330000 |  | FIFO | Indian Product | [8 empty] | 0 | 0 | 0 | 1 | 0 | [7 empty] | NOS | 1 |  | Lp/Sp/Screw
IM05546 | Spares-Local-Sd Long Double Screw Driver |  |  | A Class | NOS | NOS | I-Inventory | FG-Finish Good |  | Spares | Local | Dental Equiment | Main Location | 90330000 |  | FIFO | Indian Product | [8 empty] | 0 | 0 | 0 | 1 | 0 | [7 empty] | NOS | 1 |  | LP/SP/SD LONG DOUBLE SCREW DRIVER
IM05547 | Spares-Local-Sealed Pipe |  |  | A Class | NOS | NOS | I-Inventory | FG-Finish Good |  | Spares | Local | Dental Equiment | Main Location | 90330000 |  | FIFO | Indian Product | [8 empty] | 0 | 0 | 0 | 1 | 0 | [7 empty] | NOS | 1 |  | LP/SP/SEALED PIPE
IM05548 | Spares-Local-Sejal 3 Way Syringe Lower Body |  |  | A Class | NOS | NOS | I-Inventory | FG-Finish Good |  | Spares | Local | Dental Equiment | Main Location | 90330000 |  | FIFO | Indian Product | [8 empty] | 0 | 0 | 0 | 1 | 0 | [7 empty] | NOS | 1 |  | LP/SP/SEJAL 3 WAY SYRINGE LOWER BODY
IM05549 | Spares-Local-Sejal Scaler Tee Joint-2Mm And 4Mm |  |  | A Class | NOS | NOS | I-Inventory | FG-Finish Good |  | Spares | Local | Dental Equiment | Main Location | 90330000 |  | FIFO | Indian Product | [8 empty] | 0 | 0 | 0 | 1 | 0 | [7 empty] | NOS | 1 |  | LP/SP/SEJAL SCALER TEE JOINT-2MM and 4MM
IM05550 | Spares-Local-Serial Cable |  |  | A Class | NOS | NOS | I-Inventory | FG-Finish Good |  | Spares | Local | Dental Equiment | Main Location | 90330000 |  | FIFO | Indian Product | [8 empty] | 0 | 0 | 0 | 1 | 0 | [7 empty] | NOS | 1 |  | LP/SP/SERIAL CABLE
IM05551 | Spares-Local-Socket O Ring |  |  | A Class | NOS | NOS | I-Inventory | FG-Finish Good |  | Spares | Local | Dental Equiment | Main Location | 90330000 |  | FIFO | Indian Product | [8 empty] | 0 | 0 | 0 | 1 | 0 | [7 empty] | NOS | 1 |  | LP/SP/SOCKET O RING
IM05552 | Spares-Local-Spitoon |  |  | A Class | NOS | NOS | I-Inventory | FG-Finish Good |  | Spares | Local | Dental Equiment | Main Location | 90330000 |  | FIFO | Indian Product | [8 empty] | 0 | 0 | 0 | 1 | 0 | [7 empty] | NOS | 1 |  | Lp/Sp/Spitoon
IM05553 | Spares-Local-Stool Wheel |  |  | A Class | NOS | NOS | I-Inventory | FG-Finish Good |  | Spares | Local | Dental Equiment | Main Location | 90330000 |  | FIFO | Indian Product | [8 empty] | 0 | 0 | 0 | 1 | 0 | [7 empty] | NOS | 1 |  | Lp/Sp/Stool Wheel
IM05554 | Spares-Local-Straight Nrv |  |  | A Class | NOS | NOS | I-Inventory | FG-Finish Good |  | Spares | Local | Dental Equiment | Main Location | 90330000 |  | FIFO | Indian Product | [8 empty] | 0 | 0 | 0 | 1 | 0 | [7 empty] | NOS | 1 |  | LP/SP/STRAIGHT NRV
IM05555 | Spares-Local-Suction Switch |  |  | A Class | NOS | NOS | I-Inventory | FG-Finish Good |  | Spares | Local | Dental Equiment | Main Location | 90330000 |  | FIFO | Indian Product | [8 empty] | 0 | 0 | 0 | 1 | 0 | [7 empty] | NOS | 1 |  | LP/SP/SUCTION SWITCH
IM05556 | Spares-Local-Suction Switch O Ring |  |  | A Class | NOS | NOS | I-Inventory | FG-Finish Good |  | Spares | Local | Dental Equiment | Main Location | 90330000 |  | FIFO | Indian Product | [8 empty] | 0 | 0 | 0 | 1 | 0 | [7 empty] | NOS | 1 |  | LP/SP/SUCTION SWITCH O RING
IM05557 | Spares-Local-Super Gold Water Unit Base Clamp |  |  | A Class | NOS | NOS | I-Inventory | FG-Finish Good |  | Spares | Local | Dental Equiment | Main Location | 90330000 |  | FIFO | Indian Product | [8 empty] | 0 | 0 | 0 | 1 | 0 | [7 empty] | NOS | 1 |  | LP/SP/SUPER GOLD WATER UNIT BASE CLAMP
IM05558 | Spares-Local-Top 246 Yn Smps Regulator Ic |  |  | A Class | NOS | NOS | I-Inventory | FG-Finish Good |  | Spares | Local | Dental Equiment | Main Location | 90330000 |  | FIFO | Indian Product | [8 empty] | 0 | 0 | 0 | 1 | 0 | [7 empty] | NOS | 1 |  | LP/SP/TOP 246 YN SMPS REGULATOR IC
IM05559 | Spares-Local-Transformer For Bio Vac 12-0-12 Amp |  |  | A Class | NOS | NOS | I-Inventory | FG-Finish Good |  | Spares | Local | Dental Equiment | Main Location | 90330000 |  | FIFO | Indian Product | [8 empty] | 0 | 0 | 0 | 1 | 0 | [7 empty] | NOS | 1 |  | LP/SP/TRANSFORMER FOR BIO VAC 12-0-12 AMP
IM05560 | Spares-Local-Tripod Stand |  |  | A Class | NOS | NOS | I-Inventory | FG-Finish Good |  | Spares | Local | Dental Equiment | Main Location | 90330000 |  | FIFO | Indian Product | [8 empty] | 0 | 0 | 0 | 1 | 0 | [7 empty] | NOS | 1 |  | Lp/Sp/Tripod Stand
IM05561 | Spares-Local-U.V Chamber Small Tube 8W |  |  | A Class | NOS | NOS | I-Inventory | FG-Finish Good |  | Spares | Local | Dental Equiment | Main Location | 90330000 |  | FIFO | Indian Product | [8 empty] | 0 | 0 | 0 | 1 | 0 | [7 empty] | NOS | 1 |  | LP/SP/U.V CHAMBER SMALL TUBE 8W
IM05562 | Spares-Local-U.V Chamber Small Tube Chowk 8W |  |  | A Class | NOS | NOS | I-Inventory | FG-Finish Good |  | Spares | Local | Dental Equiment | Main Location | 90330000 |  | FIFO | Indian Product | [8 empty] | 0 | 0 | 0 | 1 | 0 | [7 empty] | NOS | 1 |  | LP/SP/U.V CHAMBER SMALL TUBE CHOWK 8W
IM05563 | Spares-Local-U.V Chamber Tray |  |  | A Class | NOS | NOS | I-Inventory | FG-Finish Good |  | Spares | Local | Dental Equiment | Main Location | 90330000 |  | FIFO | Indian Product | [8 empty] | 0 | 0 | 0 | 1 | 0 | [7 empty] | NOS | 1 |  | LP/SP/U.V CHAMBER TRAY
IM05564 | Spares-Local-U.V.Chamber Power Switch |  |  | A Class | NOS | NOS | I-Inventory | FG-Finish Good |  | Spares | Local | Dental Equiment | Main Location | 90330000 |  | FIFO | Indian Product | [8 empty] | 0 | 0 | 0 | 1 | 0 | [7 empty] | NOS | 1 |  | LP/SP/U.V.CHAMBER POWER SWITCH
IM05565 | Spares-Local-Up Down Motor Tafflon Bush |  |  | A Class | NOS | NOS | I-Inventory | FG-Finish Good |  | Spares | Local | Dental Equiment | Main Location | 90330000 |  | FIFO | Indian Product | [8 empty] | 0 | 0 | 0 | 1 | 0 | [7 empty] | NOS | 1 |  | LP/SP/UP DOWN MOTOR TAFFLON BUSH
IM05566 | Spares-Local-Updown Motor Bush |  |  | A Class | NOS | NOS | I-Inventory | FG-Finish Good |  | Spares | Local | Dental Equiment | Main Location | 90330000 |  | FIFO | Indian Product | [8 empty] | 0 | 0 | 0 | 1 | 0 | [7 empty] | NOS | 1 |  | LP/SP/UPDOWN MOTOR BUSH
IM05567 | Spares-Local-Uv Chamber On Off Switch |  |  | A Class | NOS | NOS | I-Inventory | FG-Finish Good |  | Spares | Local | Dental Equiment | Main Location | 90330000 |  | FIFO | Indian Product | [8 empty] | 0 | 0 | 0 | 1 | 0 | [7 empty] | NOS | 1 |  | LP/SP/UV CHAMBER ON OFF SWITCH
IM05568 | Spares-Local-Vhf Drilling Tool D.1.0 X16X35X3 |  |  | A Class | NOS | NOS | I-Inventory | FG-Finish Good |  | Spares | Local | Dental Equiment | Main Location | 90330000 |  | FIFO | Indian Product | [8 empty] | 0 | 0 | 0 | 1 | 0 | [7 empty] | NOS | 1 |  | LP/SP/VHF DRILLING TOOL D.1.0 X16X35X3
IM05569 | Spares-Local-Vhf Power Supply Relay |  |  | A Class | NOS | NOS | I-Inventory | FG-Finish Good |  | Spares | Local | Dental Equiment | Main Location | 90330000 |  | FIFO | Indian Product | [8 empty] | 0 | 0 | 0 | 1 | 0 | [7 empty] | NOS | 1 |  | LP/SP/VHF POWER SUPPLY RELAY
IM05570 | Spares-Local-Vhf Wax Blank(12Mm) |  |  | A Class | NOS | NOS | I-Inventory | FG-Finish Good |  | Spares | Local | Dental Equiment | Main Location | 90330000 |  | FIFO | Indian Product | [8 empty] | 0 | 0 | 0 | 1 | 0 | [7 empty] | NOS | 1 |  | LP/SP/VHF WAX BLANK(12MM)
IM05571 | Spares-Local-Vhf Wax Blank(16Mm) |  |  | A Class | NOS | NOS | I-Inventory | FG-Finish Good |  | Spares | Local | Dental Equiment | Main Location | 90330000 |  | FIFO | Indian Product | [8 empty] | 0 | 0 | 0 | 1 | 0 | [7 empty] | NOS | 1 |  | LP/SP/VHF WAX BLANK(16MM)
IM05572 | Spares-Local-Vibration Controller 5 K |  |  | A Class | NOS | NOS | I-Inventory | FG-Finish Good |  | Spares | Local | Dental Equiment | Main Location | 90330000 |  | FIFO | Indian Product | [8 empty] | 0 | 0 | 0 | 1 | 0 | [7 empty] | NOS | 1 |  | Lp/Sp/Vibration Controller 5 K
IM05573 | Spares-Local-Water Bottle All Chair |  |  | A Class | NOS | NOS | I-Inventory | FG-Finish Good |  | Spares | Local | Dental Equiment | Main Location | 90330000 |  | FIFO | Indian Product | [8 empty] | 0 | 0 | 0 | 1 | 0 | [7 empty] | NOS | 1 |  | LP/SP/WATER BOTTLE ALL CHAIR
IM05574 | Spares-Local-Wire Connector For Star Chair |  |  | A Class | NOS | NOS | I-Inventory | FG-Finish Good |  | Spares | Local | Dental Equiment | Main Location | 90330000 |  | FIFO | Indian Product | [8 empty] | 0 | 0 | 0 | 1 | 0 | [7 empty] | NOS | 1 |  | Lp/Sp/Wire Connector for Star Chair
IM05575 | Spares-Local-Zubler Suction Bag |  |  | A Class | NOS | NOS | I-Inventory | FG-Finish Good |  | Spares | Local | Dental Equiment | Main Location | 90330000 |  | FIFO | Indian Product | [8 empty] | 0 | 0 | 0 | 1 | 0 | [7 empty] | NOS | 1 |  | LP/SP/ZUBLER SUCTION BAG
IM05576 | Spares-Local-Heating Gun |  |  | A Class | NOS | NOS | I-Inventory | FG-Finish Good |  | Spares | Local | Dental Equiment | Main Location | 90330000 |  | FIFO | Indian Product | [8 empty] | 0 | 0 | 0 | 1 | 0 | [7 empty] | NOS | 1 |  | LP/TL/SP/HEATING GUN
IM05577 | Spares-Local-Mini Die Grinder Rotary |  |  | A Class | NOS | NOS | I-Inventory | FG-Finish Good |  | Spares | Local | Dental Equiment | Main Location | 90330000 |  | FIFO | Indian Product | [8 empty] | 0 | 0 | 0 | 1 | 0 | [7 empty] | NOS | 1 |  | LP/TL/SP/MINI DIE GRINDER ROTARY
IM05578 | Spares-Local-Tee Joint 4 X 6 |  |  | A Class | NOS | NOS | I-Inventory | FG-Finish Good |  | Spares | Local | Dental Equiment | Main Location | 90330000 |  | FIFO | Indian Product | [8 empty] | 0 | 0 | 0 | 1 | 0 | [7 empty] | NOS | 1 |  | Lp/Tl/Sp/Tee Joint 4 X 6
IM05579 | Lubrication Machine- Runyes Model LUB90B |  |  | A Class | NOS | NOS | I-Inventory | FG-Finish Good |  | Equipment | Lubrication Machine | Dental Equiment | Main Location | 84778090 |  | FIFO | Runyes | [8 empty] | 0 | 0 | 0 | 1 | 0 | [7 empty] | NOS | 1 |  | RN/LM/MC/DENTAL LUBRICATION MACHINE/MODEL LUB90B
IM05580 | Micromotor-NSK- Dental Viva Mate G5 Plus Micro Motor- Y1002987 |  |  | A Class | NOS | NOS | I-Inventory | FG-Finish Good |  | Equipment | Micromotor | Dental Equiment | Main Location | 90184900 |  | FIFO | NSK Nakanishi | [8 empty] | 0 | 0 | 0 | 1 | 0 | [7 empty] | NOS | 1 |  | NSK/DENTAL VIVA MATE G5 PLUS MICRO MOTOR Y1002987
IM05581 | Micromotor-NSK-Dental NLX Nano Motor-E1044051 |  |  | A Class | NOS | NOS | I-Inventory | FG-Finish Good |  | Equipment | Micromotor | Dental Equiment | Main Location | 90184900 |  | FIFO | NSK Nakanishi | [8 empty] | 0 | 0 | 0 | 1 | 0 | [7 empty] | NOS | 1 |  | NSK/HP/AC/DENTAL NLX NANO MOTOR/E1044051
IM05582 | Micromotor- NSK-Micromotor NBX Inbuilt Fiber Optic Micro Motor-01330188 |  |  | A Class | NOS | NOS | I-Inventory | FG-Finish Good |  | Equipment | Micromotor | Dental Equiment | Main Location | 90184900 |  | FIFO | NSK Nakanishi | [8 empty] | 0 | 0 | 0 | 1 | 0 | [7 empty] | NOS | 1 |  | NSK/MM/MC/MICROMOTOR NBX INBUILT FO MM 01330188
IM05583 | Micromotor- NSK-Micromotor NBX Inbuilt Fiber Optic Micro Motor-E1059001 |  |  | A Class | NOS | NOS | I-Inventory | FG-Finish Good |  | Equipment | Micromotor | Dental Equiment | Main Location | 90184900 |  | FIFO | NSK Nakanishi | [8 empty] | 0 | 0 | 0 | 1 | 0 | [7 empty] | NOS | 1 |  | NSK/MM/MC/MICROMOTOR NBX INBUILT FO MM E1059001
IM05584 | Micromotor-NSK NBX Inbuilt Non Optic Motor PCB U374004 |  |  | A Class | NOS | NOS | I-Inventory | FG-Finish Good |  | Equipment | Micromotor | Dental Equiment | Main Location | 90184900 |  | FIFO | NSK Nakanishi | [8 empty] | 0 | 0 | 0 | 1 | 0 | [7 empty] | NOS | 1 |  | NSK/MM/MC/NBX INBUILT NON OPTIC MOTOR PCB U374004
IM05585 | Micromotor-NSK NBX Inbuilt Non Optic Motor Set E1074001 |  |  | A Class | NOS | NOS | I-Inventory | FG-Finish Good |  | Equipment | Micromotor | Dental Equiment | Main Location | 90184900 |  | FIFO | NSK Nakanishi | [8 empty] | 0 | 0 | 0 | 1 | 0 | [7 empty] | NOS | 1 |  | NSK/MM/MC/NBX INBUILT NON OPTIC MOTOR SET E1074001
IM05586 | Micromotor-NSK-NLX Nano Micromotor S230 LED Optic-Y1001362 |  |  | A Class | NOS | NOS | I-Inventory | FG-Finish Good |  | Equipment | Micromotor | Dental Equiment | Main Location | 90184900 |  | FIFO | NSK Nakanishi | [8 empty] | 0 | 0 | 0 | 1 | 0 | [7 empty] | NOS | 1 |  | NSK/NLX NANO MICRO-MOTOR S230/LED OPTIC Y1001362
IM05587 | Micromotor-NSK-NLZ-E LED Micromotor-Endo Function-Y1004004 |  |  | A Class | NOS | NOS | I-Inventory | FG-Finish Good |  | Equipment | Micromotor | Dental Equiment | Main Location | 90184900 |  | FIFO | NSK Nakanishi | [8 empty] | 0 | 0 | 0 | 1 | 0 | [7 empty] | NOS | 1 |  | NSK/NLZ -E LED MICRO-MOTOR/ENDO FUNCTION/Y1004004
IM05588 | Micromotor- NSK-Micromotor NBX/MD Module Lux U374005 |  |  | A Class | NOS | NOS | I-Inventory | FG-Finish Good |  | Equipment | Micromotor | Dental Equiment | Main Location | 90184900 |  | FIFO | NSK Nakanishi | [8 empty] | 0 | 0 | 0 | 1 | 0 | [7 empty] | NOS | 1 |  | NSK/MM/AC/MICROMOTOR NBX/MD MODULE-LUX U374005
IM05589 | Micro Motor- Coxo Micro Motor Endodontics Tech |  |  | A Class | NOS | NOS | I-Inventory | FG-Finish Good |  | Equipment | Micromotor | Dental Equiment | Main Location | 90184900 |  | FIFO | Hongkong Coxo | [8 empty] | 0 | 0 | 0 | 1 | 0 | [7 empty] | NOS | 1 |  | CO/MM/MC/MICRO MOTOR COXO TECH. M.MOTOR ENDODONTICS
IM05590 | Micromotor Engine- Seashin- Lab Engine Model 105L |  |  | A Class | NOS | NOS | I-Inventory | FG-Finish Good |  | Equipment | Micromotor | Dental Equiment | Main Location | 90184900 |  | FIFO | Saeshin | [8 empty] | 0 | 0 | 0 | 1 | 0 | [7 empty] | NOS | 1 |  | ST/LE/AC/COIL LAB-MICRO MOTOR LAB ENGINE 105L
IM05591 | Dental Micromotor- Being Brushless Micro Motor with F/C Puma |  |  | A Class | NOS | NOS | I-Inventory | FG-Finish Good |  | Equipment | Micromotor | Dental Equiment | Main Location | 90184900 |  | FIFO | Being-Tornado | [8 empty] | 0 | 0 | 0 | 1 | 0 | [7 empty] | NOS | 1 |  | BE/MM/MC/BEING BRUSHLESS M/MOTOR WITH F/C PUMA
IM05592 | Micromotor Spares-NSK-Multipad AX Angle Plate |  |  | A Class | NOS | NOS | I-Inventory | FG-Finish Good |  | Spares | Micromotor-Spares | Dental Equiment | Main Location | 90184900 |  | FIFO | NSK Nakanishi | [8 empty] | 0 | 0 | 0 | 1 | 0 | [7 empty] | NOS | 1 |  | NSK/NBX/MULTIPAD AX ANGLE PLATE
IM05593 | Micromotor Spares-Indian-Foot Control Jack |  |  | A Class | NOS | NOS | I-Inventory | FG-Finish Good |  | Spares | Micromotor-Spares | Dental Equiment | Main Location | 90330000 |  | FIFO | Indian Product | [8 empty] | 0 | 0 | 0 | 1 | 0 | [7 empty] | NOS | 1 |  | IN/MM/SP/FOOT CONTROL JACK
IM05594 | Micromotor Spares-Indian-Micromotor Control Transformer |  |  | A Class | NOS | NOS | I-Inventory | FG-Finish Good |  | Spares | Micromotor-Spares | Dental Equiment | Main Location | 90330000 |  | FIFO | Indian Product | [8 empty] | 0 | 0 | 0 | 1 | 0 | [7 empty] | NOS | 1 |  | IN/MM/SP/MICROMOTOR CONTROL TRANSFORMER
IM05595 | Micromotor Spares-Indian-On Off Switch |  |  | A Class | NOS | NOS | I-Inventory | FG-Finish Good |  | Spares | Micromotor-Spares | Dental Equiment | Main Location | 90330000 |  | FIFO | Indian Product | [8 empty] | 0 | 0 | 0 | 1 | 0 | [7 empty] | NOS | 1 |  | IN/MM/SP/ON OFF SWITCH
IM05596 | Micromotor Spares-Indian-Reverse Forward Switch |  |  | A Class | NOS | NOS | I-Inventory | FG-Finish Good |  | Spares | Micromotor-Spares | Dental Equiment | Main Location | 90330000 |  | FIFO | Indian Product | [8 empty] | 0 | 0 | 0 | 1 | 0 | [7 empty] | NOS | 1 |  | IN/MM/SP/REVERSE FORWARD SWITCH
IM05597 | Micromotor Spares-Indian-Speed Controller |  |  | A Class | NOS | NOS | I-Inventory | FG-Finish Good |  | Spares | Micromotor-Spares | Dental Equiment | Main Location | 90330000 |  | FIFO | Indian Product | [8 empty] | 0 | 0 | 0 | 1 | 0 | [7 empty] | NOS | 1 |  | IN/MM/SP/SPEED CONTROLLER
IM05598 | Microscope-Labomed-Dental Magnification System Model Prima DNT 5-Ceiling Mount |  |  | A Class | NOS | NOS | I-Inventory | FG-Finish Good |  | Equipment | Microscope | Dental Equiment | Main Location | 90184900 |  | FIFO | Labomed | [8 empty] | 0 | 0 | 0 | 1 | 0 | [7 empty] | NOS | 1 |  | LM/MS/LABOMED/DENTAL MAGNIFICATION SYS./PRIMA DNT/5-CEILING
IM05599 | Microscope-Labomed-Dental Magnification System Model Prima DNT 5-Wall Mount |  |  | A Class | NOS | NOS | I-Inventory | FG-Finish Good |  | Equipment | Microscope | Dental Equiment | Main Location | 90184900 |  | FIFO | Labomed | [8 empty] | 0 | 0 | 0 | 1 | 0 | [7 empty] | NOS | 1 |  | LM/MS/LABOMED/DENTAL MAGNIFICATION SYS./PRIMA DNT/5-WALL
IM05600 | Microscope-Labomed-Dental Magnification System Model Prima MU 3-Ceiling Mount |  |  | A Class | NOS | NOS | I-Inventory | FG-Finish Good |  | Equipment | Microscope | Dental Equiment | Main Location | 90184900 |  | FIFO | Labomed | [8 empty] | 0 | 0 | 0 | 1 | 0 | [7 empty] | NOS | 1 |  | LM/MS/LABOMED/DENTAL MAGNIFICATION SYS./PRIMA MU/3-CEILING
IM05601 | Microscope-Labomed-Dental Magnification System Model Prima MU 3-Floor Mount |  |  | A Class | NOS | NOS | I-Inventory | FG-Finish Good |  | Equipment | Microscope | Dental Equiment | Main Location | 90184900 |  | FIFO | Labomed | [8 empty] | 0 | 0 | 0 | 1 | 0 | [7 empty] | NOS | 1 |  | LM/MS/LABOMED/DENTAL MAGNIFICATION SYS./PRIMA MU/3-FLOOR
IM05602 | Microscope-Labomed-Dental Magnification System Model Prima MU 3-Wall Mount |  |  | A Class | NOS | NOS | I-Inventory | FG-Finish Good |  | Equipment | Microscope | Dental Equiment | Main Location | 90184900 |  | FIFO | Labomed | [8 empty] | 0 | 0 | 0 | 1 | 0 | [7 empty] | NOS | 1 |  | LM/MS/LABOMED/DENTAL MAGNIFICATION SYS./PRIMA MU/3-WALL
IM05603 | Microscope-Labomed-Dental Magnification System Model-Prima DNT 5-Tablemount |  |  | A Class | NOS | NOS | I-Inventory | FG-Finish Good |  | Equipment | Microscope | Dental Equiment | Main Location | 90184900 |  | FIFO | Labomed | [8 empty] | 0 | 0 | 0 | 1 | 0 | [7 empty] | NOS | 1 |  | LM/MS/LABOMED/DENTAL MICROSCOPE STAND /PRIMA DNT/5-TABLEMOUNT
IM05604 | Microscope-Labomed-Medical Magnification System Prima ENT-Ceiling Mount |  |  | A Class | NOS | NOS | I-Inventory | FG-Finish Good |  | Equipment | Microscope | Dental Equiment | Main Location | 90184900 |  | FIFO | Labomed | [8 empty] | 0 | 0 | 0 | 1 | 0 | [7 empty] | NOS | 1 |  | LM/MS/LABOMED/MEDICAL MAGNIFICATION SYS./PRIMA ENT/CEILING MOUNT
IM05605 | Microscope-Labomed-Medical Magnification System Prima ENT-Floor Mount |  |  | A Class | NOS | NOS | I-Inventory | FG-Finish Good |  | Equipment | Microscope | Dental Equiment | Main Location | 90184900 |  | FIFO | Labomed | [8 empty] | 0 | 0 | 0 | 1 | 0 | [7 empty] | NOS | 1 |  | LM/MS/LABOMED/MEDICAL MAGNIFICATION SYS./PRIMA ENT/FLOOR MOUNT
IM05606 | Microscope-Labomed-Medical Magnification System Prima Ent-Wall Mount |  |  | A Class | NOS | NOS | I-Inventory | FG-Finish Good |  | Equipment | Microscope | Dental Equiment | Main Location | 90184900 |  | FIFO | Labomed | [8 empty] | 0 | 0 | 0 | 1 | 0 | [7 empty] | NOS | 1 |  | LM/MS/LABOMED/MEDICAL MAGNIFICATION SYS./PRIMA ENT/WALL MOUNT
IM05607 | Microscope-Labomed-Medical Magnification System -Model Prima Magna Ceiling Mount |  |  | A Class | NOS | NOS | I-Inventory | FG-Finish Good |  | Equipment | Microscope | Dental Equiment | Main Location | 90184900 |  | FIFO | Labomed | [8 empty] | 0 | 0 | 0 | 1 | 0 | [7 empty] | NOS | 1 |  | LM/MS/LABOMED/MICROSCOPE/MODEL PRIMA MAGNA CEILING
IM05608 | Microscope-Labomed-Magnification System Model-Prima Magna Ceiling Mount |  |  | A Class | NOS | NOS | I-Inventory | FG-Finish Good |  | Equipment | Microscope | Dental Equiment | Main Location | 90184900 |  | FIFO | Labomed | [8 empty] | 0 | 0 | 0 | 1 | 0 | [7 empty] | NOS | 1 |  | LM/MS/MC/LABOMED/MAGNIFICATION SYS/MODEL PRIMA MAGNA CEILING
IM05609 | Microscope-Labomed-Magnification System Model-Prima Magna Floor Mount |  |  | A Class | NOS | NOS | I-Inventory | FG-Finish Good |  | Equipment | Microscope | Dental Equiment | Main Location | 90184900 |  | FIFO | Labomed | [8 empty] | 0 | 0 | 0 | 1 | 0 | [7 empty] | NOS | 1 |  | LM/MS/MC/LABOMED/MAGNIFICATION SYS/MODEL PRIMA MAGNA FLOOR
IM05610 | Microscope-Labomed-Magnification System-Model Prima Magna Wall Mount |  |  | A Class | NOS | NOS | I-Inventory | FG-Finish Good |  | Equipment | Microscope | Dental Equiment | Main Location | 90184900 |  | FIFO | Labomed | [8 empty] | 0 | 0 | 0 | 1 | 0 | [7 empty] | NOS | 1 |  | LM/MS/MC/LABOMED/MAGNIFICATION SYS/MODEL PRIMA MAGNA W/M
IM05611 | Microscope Spares-Labomed-Implant Practice Module |  |  | A Class | NOS | NOS | I-Inventory | FG-Finish Good |  | Accessories | Microscope-Accessories | Dental Equiment | Main Location | 90184900 |  | FIFO | Labomed | [8 empty] | 0 | 0 | 0 | 1 | 0 | [7 empty] | NOS | 1 |  | LB/CM/IMPLANT PRACTICE MODULE
IM05612 | Microscope Accessories-Labmoed-Beam Splitter With Digital Camera Model IVUS5 |  |  | A Class | NOS | NOS | I-Inventory | FG-Finish Good |  | Accessories | Microscope-Accessories | Dental Equiment | Main Location | 90184900 |  | FIFO | Labomed | [8 empty] | 0 | 0 | 0 | 1 | 0 | [7 empty] | NOS | 1 |  | LM/AC/BEAM SPLITTER WITH DIGITAL CAMERA MODEL IVUS5
IM05613 | Microscope Accessories-Labmoed-Adaptor For DSLR Canon |  |  | A Class | NOS | NOS | I-Inventory | FG-Finish Good |  | Accessories | Microscope-Accessories | Dental Equiment | Main Location | 90189099 |  | FIFO | Labomed | [8 empty] | 0 | 0 | 0 | 1 | 0 | [7 empty] | NOS | 1 |  | LM/AC/CAM MOUNT/ADAPTOR FOR DSLR CANON
IM05614 | Microscope Accessories-Labmoed-Adaptor For DSLR Nikon |  |  | A Class | NOS | NOS | I-Inventory | FG-Finish Good |  | Accessories | Microscope-Accessories | Dental Equiment | Main Location | 90189099 |  | FIFO | Labomed | [8 empty] | 0 | 0 | 0 | 1 | 0 | [7 empty] | NOS | 1 |  | LM/AC/CAM MOUNT/ADAPTOR FOR DSLR NIKON
IM05615 | Microscope Accessories-Labmoed-Adaptor For DSLR Sony |  |  | A Class | NOS | NOS | I-Inventory | FG-Finish Good |  | Accessories | Microscope-Accessories | Dental Equiment | Main Location | 90189099 |  | FIFO | Labomed | [8 empty] | 0 | 0 | 0 | 1 | 0 | [7 empty] | NOS | 1 |  | LM/AC/CAM MOUNT/ADAPTOR FOR DSLR SONY
IM05616 | Microscope Accessories-Labmoed-Labomed Double Beam Splitter |  |  | A Class | NOS | NOS | I-Inventory | FG-Finish Good |  | Accessories | Microscope-Accessories | Dental Equiment | Main Location | 90184900 |  | FIFO | Labomed | [8 empty] | 0 | 0 | 0 | 1 | 0 | [7 empty] | NOS | 1 |  | LM/AC/LABOMED DOUBLE BEAM SPLITTER
IM05617 | Microscope Accessories-Labmoed-Nu Var Variable Focal Length From 300-400Mm |  |  | A Class | NOS | NOS | I-Inventory | FG-Finish Good |  | Accessories | Microscope-Accessories | Dental Equiment | Main Location | 90184900 |  | FIFO | Labomed | [8 empty] | 0 | 0 | 0 | 1 | 0 | [7 empty] | NOS | 1 |  | LM/AC/NU VAR VARIABLE FOCAL LENGTH FROM 300-400MM
IM05618 | Microscope Accessories-Labmoed-Roto Plate |  |  | A Class | NOS | NOS | I-Inventory | FG-Finish Good |  | Accessories | Microscope-Accessories | Dental Equiment | Main Location | 90189099 |  | FIFO | Labomed | [8 empty] | 0 | 0 | 0 | 1 | 0 | [7 empty] | NOS | 1 |  | LM/AC/ROTO PLATE
IM05619 | Microscope Accessories-Labmoed-Digital Camera Model Vega |  |  | A Class | NOS | NOS | I-Inventory | FG-Finish Good |  | Accessories | Microscope-Accessories | Dental Equiment | Main Location | 90189099 |  | FIFO | Labomed | [8 empty] | 0 | 0 | 0 | 1 | 0 | [7 empty] | NOS | 1 |  | LM/IOC/AC/LABOMED DIGITAL CAMERA MODEL VEGA
IM05620 | Microscope Accessories-Labmoed- Assistant Scope |  |  | A Class | NOS | NOS | I-Inventory | FG-Finish Good |  | Accessories | Microscope-Accessories | Dental Equiment | Main Location | 90184900 |  | FIFO | Labomed | [8 empty] | 0 | 0 | 0 | 1 | 0 | [7 empty] | NOS | 1 |  | LM/MS/AC/LABOMED ASSISTANT SCOPE
IM05621 | Microscope Accessories-Labmoed-Microscope Autoclavable Hand Grip |  |  | A Class | NOS | NOS | I-Inventory | FG-Finish Good |  | Accessories | Microscope-Accessories | Dental Equiment | Main Location | 90189099 |  | FIFO | Labomed | [8 empty] | 0 | 0 | 0 | 1 | 0 | [7 empty] | NOS | 1 |  | LM/MS/AC/MICROSCOPE AUTOCLAVABLE HAND GRIP
IM05622 | Microscope Accessories-Labmoed-Wall Mount Bracket |  |  | A Class | NOS | NOS | I-Inventory | FG-Finish Good |  | Accessories | Microscope-Accessories | Dental Equiment | Main Location | 90184900 |  | FIFO | Labomed | [8 empty] | 0 | 0 | 0 | 1 | 0 | [7 empty] | NOS | 1 |  | LM/MS/AC/WALL MOUNT BRACKET
IM05623 | Microscope Accessories-Labomed-Dental Magnification-Handpiece With Lense |  |  | A Class | NOS | NOS | I-Inventory | FG-Finish Good |  | Accessories | Microscope-Accessories | Dental Equiment | Main Location | 90184900 |  | FIFO | Labomed | [8 empty] | 0 | 0 | 0 | 1 | 0 | [7 empty] | NOS | 1 |  | LM/MS/LABOMED/DENTAL MAGNIFICATION/HANDPIECE WITH LENSE
IM05624 | Microscope Accessories-Labmoed-Microscope Knob With Potentiometer |  |  | A Class | NOS | NOS | I-Inventory | FG-Finish Good |  | Accessories | Microscope-Accessories | Dental Equiment | Main Location | 90330000 |  | FIFO | Labomed | [8 empty] | 0 | 0 | 0 | 1 | 0 | [7 empty] | NOS | 1 |  | LM/MS/AC/LABOMED MICROSCOPE KNOB WITH POTENTIOMETER
IM05625 | Microscope Accessories-Labmoed-Microscope Led |  |  | A Class | NOS | NOS | I-Inventory | FG-Finish Good |  | Accessories | Microscope-Accessories | Dental Equiment | Main Location | 90330000 |  | FIFO | Labomed | [8 empty] | 0 | 0 | 0 | 1 | 0 | [7 empty] | NOS | 1 |  | LM/MS/AC/LABOMED MICROSCOPE LED
IM05626 | Microscope Accessories-Labmoed-Microscope Power Supply |  |  | A Class | NOS | NOS | I-Inventory | FG-Finish Good |  | Accessories | Microscope-Accessories | Dental Equiment | Main Location | 90330000 |  | FIFO | Labomed | [8 empty] | 0 | 0 | 0 | 1 | 0 | [7 empty] | NOS | 1 |  | LM/MS/AC/LABOMED MICROSCOPE POWER SUPPLY
IM05627 | Microscope Accessories-Labmoed-Double Beam Splitter/Inclined |  |  | A Class | NOS | NOS | I-Inventory | FG-Finish Good |  | Accessories | Microscope-Accessories | Dental Equiment | Main Location | 90189099 |  | FIFO | Labomed | [8 empty] | 0 | 0 | 0 | 1 | 0 | [7 empty] | NOS | 1 |  | LM/AC/LABOMED DOUBLE BEAM SPLITTER/INCLINED
IM05628 | Microscope Accessories-Labmoed-Microscope/Inclined Extender |  |  | A Class | NOS | NOS | I-Inventory | FG-Finish Good |  | Accessories | Microscope-Accessories | Dental Equiment | Main Location | 90184900 |  | FIFO | Labomed | [8 empty] | 0 | 0 | 0 | 1 | 0 | [7 empty] | NOS | 1 |  | LM/AC/LABOMED MICROSCOPE/INCLINED EXTENDER
IM05629 | Microscope Accessories-Labmoed-Cam Mount/Adaptor For Ccd Cemara |  |  | A Class | NOS | NOS | I-Inventory | FG-Finish Good |  | Accessories | Microscope-Accessories | Dental Equiment | Main Location | 90189099 |  | FIFO | Labomed | [8 empty] | 0 | 0 | 0 | 1 | 0 | [7 empty] | NOS | 1 |  | LM/IOC/AC/CAM MOUNT/ADAPTOR FOR CCD CEMARA
IM05630 | Microscope Accessories-Labmoed- Magnification/Dual Iris |  |  | A Class | NOS | NOS | I-Inventory | FG-Finish Good |  | Accessories | Microscope-Accessories | Dental Equiment | Main Location | 90189099 |  | FIFO | Labomed | [8 empty] | 0 | 0 | 0 | 1 | 0 | [7 empty] | NOS | 1 |  | LM/MS/AC/LABOMED MAGNIFICATION/DUAL IRIS
IM05631 | Microscope Accessories-Labmoed-Microscope/Arm Bracket |  |  | A Class | NOS | NOS | I-Inventory | FG-Finish Good |  | Accessories | Microscope-Accessories | Dental Equiment | Main Location | 90330000 |  | FIFO | Labomed | [8 empty] | 0 | 0 | 0 | 1 | 0 | [7 empty] | NOS | 1 |  | LM/MS/AC/LABOMED MICROSCOPE/ARM BRACKET
IM05632 | Microscope Spares-Labmoed-Dental Allen Key Set |  |  | A Class | NOS | NOS | I-Inventory | FG-Finish Good |  | Spares | Microscope-Spares | Dental Equiment | Main Location | 90189099 |  | FIFO | Labomed | [8 empty] | 0 | 0 | 0 | 1 | 0 | [7 empty] | NOS | 1 |  | LM/MS/SP/LABOMED/DENTAL ALLEN KEY SET
IM05633 | Microscope Spares-Labmoed-Dental Dust Cover |  |  | A Class | NOS | NOS | I-Inventory | FG-Finish Good |  | Spares | Microscope-Spares | Dental Equiment | Main Location | 90189099 |  | FIFO | Labomed | [8 empty] | 0 | 0 | 0 | 1 | 0 | [7 empty] | NOS | 1 |  | LM/MS/SP/LABOMED/DENTAL DUST COVER
IM05634 | Microscope Spares-Labmoed-Dental Objective Lens 250 Mm |  |  | A Class | NOS | NOS | I-Inventory | FG-Finish Good |  | Spares | Microscope-Spares | Dental Equiment | Main Location | 90189099 |  | FIFO | Labomed | [8 empty] | 0 | 0 | 0 | 1 | 0 | [7 empty] | NOS | 1 |  | LM/MS/SP/LABOMED/DENTAL OBJECTIVE LENS 250 MM
IM05635 | Microscope Spares-Labmoed-Dental Power Cord |  |  | A Class | NOS | NOS | I-Inventory | FG-Finish Good |  | Spares | Microscope-Spares | Dental Equiment | Main Location | 90189099 |  | FIFO | Labomed | [8 empty] | 0 | 0 | 0 | 1 | 0 | [7 empty] | NOS | 1 |  | LM/MS/SP/LABOMED/DENTAL POWER CORD
IM05636 | Microscope Spares-Labmoed-Dental Sterlizable Set |  |  | A Class | NOS | NOS | I-Inventory | FG-Finish Good |  | Spares | Microscope-Spares | Dental Equiment | Main Location | 90189099 |  | FIFO | Labomed | [8 empty] | 0 | 0 | 0 | 1 | 0 | [7 empty] | NOS | 1 |  | LM/MS/SP/LABOMED/DENTAL STERLIZABLE SET
IM05637 | Milling Burr-Hangsang- Zirconia Milling Burr-2ODRB-006-082-450 |  |  | A Class | NOS | NOS | I-Inventory | O-Other |  | Consumables | Milling Burr | CAD CAM | Main Location | 82079090 |  | FIFO | Hangsang | [8 empty] | 0 | 0 | 0 | 1 | 0 | [7 empty] | NOS | 1 |  | HMT/AC/ZIRCONIA MILLING BURR/2ODRB-006-082-450
IM05638 | Milling Burr-Hangsang- Zirconia Milling Burr-2ODRB-010-200-450 |  |  | A Class | NOS | NOS | I-Inventory | O-Other |  | Consumables | Milling Burr | CAD CAM | Main Location | 82079090 |  | FIFO | Hangsang | [8 empty] | 0 | 0 | 0 | 1 | 0 | [7 empty] | NOS | 1 |  | HMT/AC/ZIRCONIA MILLING BURR/2ODRB-010-200-450
IM05639 | Milling Burr-Hangsang- Zirconia Milling Burr-2ODRB-020-200-450 |  |  | A Class | NOS | NOS | I-Inventory | O-Other |  | Consumables | Milling Burr | CAD CAM | Main Location | 82079090 |  | FIFO | Hangsang | [8 empty] | 0 | 0 | 0 | 1 | 0 | [7 empty] | NOS | 1 |  | HMT/AC/ZIRCONIA MILLING BURR/2ODRB-020-200-450
IM05640 | Milling Burr-Hangsang- Zirconia Milling Burr-2ONRB-006-060-450 |  |  | A Class | NOS | NOS | I-Inventory | O-Other |  | Consumables | Milling Burr | CAD CAM | Main Location | 82079090 |  | FIFO | Hangsang | [8 empty] | 0 | 0 | 0 | 1 | 0 | [7 empty] | NOS | 1 |  | HMT/AC/ZIRCONIA MILLING BURR/2ONRB-006-060-450
IM05641 | Milling Burr-Jj-Vhf-35Mm-2.0Mm |  |  | A Class | NOS | NOS | I-Inventory | O-Other |  | Consumables | Milling Burr | CAD CAM | Main Location | 90184900 |  | FIFO | JJ Tools | [8 empty] | 0 | 0 | 0 | 1 | 0 | [7 empty] | NOS | 1 |  | Milling Burr-JJ-VHF-35MM-2.0MM
IM05642 | Milling Burr-Jj-Vhf-35Mm-0.6Mm |  |  | A Class | NOS | NOS | I-Inventory | O-Other |  | Consumables | Milling Burr | CAD CAM | Main Location | 90184900 |  | FIFO | JJ Tools | [8 empty] | 0 | 0 | 0 | 1 | 0 | [7 empty] | NOS | 1 |  | Milling Burr-JJ-VHF-35MM-0.6MM
IM05643 | Milling Burr-Jj-Vhf-35Mm-1.0Mm |  |  | A Class | NOS | NOS | I-Inventory | O-Other |  | Consumables | Milling Burr | CAD CAM | Main Location | 90184900 |  | FIFO | JJ Tools | [8 empty] | 0 | 0 | 0 | 1 | 0 | [7 empty] | NOS | 1 |  | Milling Burr-JJ-VHF-35MM-1.0MM
IM05644 | Milling Burr-VHF-Zirconia 1.0 MM |  |  | A Class | NOS | NOS | I-Inventory | O-Other |  | Consumables | Milling Burr | CAD CAM | Main Location | 90184900 |  | FIFO | VHF | [8 empty] | 0 | 0 | 0 | 1 | 0 | [7 empty] | NOS | 1 |  | ZIRCONIA/AD/MILLING BURR 1.0 MM/VHF
IM05645 | Milling Burr-VHF-Zirconia 0.6 MM |  |  | A Class | NOS | NOS | I-Inventory | O-Other |  | Consumables | Milling Burr | CAD CAM | Main Location | 90184900 |  | FIFO | VHF | [8 empty] | 0 | 0 | 0 | 1 | 0 | [7 empty] | NOS | 1 |  | ZIRCONIA/AD/MILLING BURR/0.6 MM/VHF
IM05646 | Milling Burr-VHF-1.0Mm-Wax And Pmma -40Mm |  |  | A Class | NOS | NOS | I-Inventory | O-Other |  | Consumables | Milling Burr | CAD CAM | Main Location | 90184900 |  | FIFO | VHF | [8 empty] | 0 | 0 | 0 | 1 | 0 | [7 empty] | NOS | 1 |  | VHF/AC/MILLING BURR/1.0MM/WAX AND PMMA /40MM
IM05647 | Milling Burr-VHF-1.0Mm-Wax-Plastic(P100-R2-40) |  |  | A Class | NOS | NOS | I-Inventory | O-Other |  | Consumables | Milling Burr | CAD CAM | Main Location | 90184900 |  | FIFO | VHF | [8 empty] | 0 | 0 | 0 | 1 | 0 | [7 empty] | NOS | 1 |  | VHF/AC/MILLING BURR/1.0MM/WAX-PLASTIC(P100-R2-40)
IM05648 | Milling Burr-VHF-1.0Mm-Wax-Plastic(P100-R2-40) |  |  | A Class | NOS | NOS | I-Inventory | O-Other |  | Consumables | Milling Burr | CAD CAM | Main Location | 90184900 |  | FIFO | VHF | [8 empty] | 0 | 0 | 0 | 1 | 0 | [7 empty] | NOS | 1 |  | VHF/AC/MILLING BURR/1.0MM/WAX-PLASTIC(P100-R2-40)
IM05649 | Milling Burr-VHF-2.0Mm-Wax And Pmma -40Mm |  |  | A Class | NOS | NOS | I-Inventory | O-Other |  | Consumables | Milling Burr | CAD CAM | Main Location | 90184900 |  | FIFO | VHF | [8 empty] | 0 | 0 | 0 | 1 | 0 | [7 empty] | NOS | 1 |  | VHF/AC/MILLING BURR/2.0MM/WAX AND PMMA /40MM
IM05650 | Milling Burr-VHF-2.0Mm-Wax-Plastic(P200-R2-40) |  |  | A Class | NOS | NOS | I-Inventory | O-Other |  | Consumables | Milling Burr | CAD CAM | Main Location | 90184900 |  | FIFO | VHF | [8 empty] | 0 | 0 | 0 | 1 | 0 | [7 empty] | NOS | 1 |  | VHF/AC/MILLING BURR/2.0MM/WAX-PLASTIC(P200-R2-40)
IM05651 | Milling Burr-VHF-2.0Mm-Wax-Plastic(P200-R2-40) |  |  | A Class | NOS | NOS | I-Inventory | O-Other |  | Consumables | Milling Burr | CAD CAM | Main Location | 90184900 |  | FIFO | VHF | [8 empty] | 0 | 0 | 0 | 1 | 0 | [7 empty] | NOS | 1 |  | VHF/AC/MILLING BURR/2.0MM/WAX-PLASTIC(P200-R2-40)
IM05652 | Milling Burr-VHF-Wax-Plastic(P100-R2-40) |  |  | A Class | NOS | NOS | I-Inventory | O-Other |  | Consumables | Milling Burr | CAD CAM | Main Location | 90184900 |  | FIFO | VHF | [8 empty] | 0 | 0 | 0 | 1 | 0 | [7 empty] | NOS | 1 |  | VHF/AC/MILLING BURR/WAX-PLASTIC(P100-R2-40)
IM05653 | Milling Burr-VHF-Wax-Plastic(P200-R2-40) |  |  | A Class | NOS | NOS | I-Inventory | O-Other |  | Consumables | Milling Burr | CAD CAM | Main Location | 90184900 |  | FIFO | VHF | [8 empty] | 0 | 0 | 0 | 1 | 0 | [7 empty] | NOS | 1 |  | VHF/AC/MILLING BURR/WAX-PLASTIC(P200-R2-40)
IM05654 | Milling Burr-VHF-0.6MM-L-35Mm (U060-R2-35) |  |  | A Class | NOS | NOS | I-Inventory | O-Other |  | Consumables | Milling Burr | CAD CAM | Main Location | 90184900 |  | FIFO | VHF | [8 empty] | 0 | 0 | 0 | 1 | 0 | [7 empty] | NOS | 1 |  | VHF/ML/AC/MILLING BURR/0.6MM/L-35MM (U060-R2-35)
IM05655 | Milling Burr-VHF-2.0MM-L-35Mm (Z200-R3-35) |  |  | A Class | NOS | NOS | I-Inventory | O-Other |  | Consumables | Milling Burr | CAD CAM | Main Location | 90184900 |  | FIFO | VHF | [8 empty] | 0 | 0 | 0 | 1 | 0 | [7 empty] | NOS | 1 |  | VHF/ML/AC/MILLING BURR/2.0MM/L-35MM (Z200-R3-35)
IM05656 | Milling Burr-VHF-Zirconia 0.3 MM |  |  | A Class | NOS | NOS | I-Inventory | O-Other |  | Consumables | Milling Burr | CAD CAM | Main Location | 90330000 |  | FIFO | VHF | [8 empty] | 0 | 0 | 0 | 1 | 0 | [7 empty] | NOS | 1 |  | VHF/ZIRCONIA/MILLING BURR/0.3 MM
IM05657 | Milling Burr-VHF-Zirconia 2.0 MM |  |  | A Class | NOS | NOS | I-Inventory | O-Other |  | Consumables | Milling Burr | CAD CAM | Main Location | 90184900 |  | FIFO | VHF | [8 empty] | 0 | 0 | 0 | 1 | 0 | [7 empty] | NOS | 1 |  | ZIRCONIA/AD/MILLING BURR 2.0 MM/VHF
IM05658 | Milling Burr-VHF-32MM-Milling Burr-1.0MM |  |  | A Class | NOS | NOS | I-Inventory | O-Other |  | Consumables | Milling Burr | CAD CAM | Main Location | 90184900 |  | FIFO | VHF | [8 empty] | 0 | 0 | 0 | 1 | 0 | [7 empty] | NOS | 1 |  | VH/METAL/VHF/32MM/MILLING BURR/1.0MM
IM05659 | Milling Burr-VHF-32MM-Milling Burr-2.0MM |  |  | A Class | NOS | NOS | I-Inventory | O-Other |  | Consumables | Milling Burr | CAD CAM | Main Location | 90184900 |  | FIFO | VHF | [8 empty] | 0 | 0 | 0 | 1 | 0 | [7 empty] | NOS | 1 |  | VH/METAL/VHF/32MM/MILLING BURR/2.0MM
IM05660 | Milling Burr-Adite-Zirconia- Milling Burr 0.6 MM Roland |  |  | A Class | NOS | NOS | I-Inventory | O-Other |  | Consumables | Milling Burr | CAD CAM | Main Location | 90184900 |  | FIFO | Aidite | [8 empty] | 0 | 0 | 0 | 1 | 0 | [7 empty] | NOS | 1 |  | ZIRCONIA/AD/MILLING BURR/0.6 MM/ROLAND
IM05661 | Milling Burr-Adite-Zirconia- Milling Burr 1.0 MM Wieland |  |  | A Class | NOS | NOS | I-Inventory | O-Other |  | Consumables | Milling Burr | CAD CAM | Main Location | 90184900 |  | FIFO | Aidite | [8 empty] | 0 | 0 | 0 | 1 | 0 | [7 empty] | NOS | 1 |  | ZIRCONIA/AD/MILLING BURR/1.0 MM/WIELAND
IM05662 | Milling Burr-Adite-Zirconia- Milling Burr 1.0 MM Roland |  |  | A Class | NOS | NOS | I-Inventory | O-Other |  | Consumables | Milling Burr | CAD CAM | Main Location | 90184900 |  | FIFO | Aidite | [8 empty] | 0 | 0 | 0 | 1 | 0 | [7 empty] | NOS | 1 |  | ZIRCONIA/AD/MILLING BURR/1.0MM/ROLAND
IM05663 | Milling Burr-Adite-Zirconia- Milling Burr 2.0 MM Roland |  |  | A Class | NOS | NOS | I-Inventory | O-Other |  | Consumables | Milling Burr | CAD CAM | Main Location | 90184900 |  | FIFO | Aidite | [8 empty] | 0 | 0 | 0 | 1 | 0 | [7 empty] | NOS | 1 |  | ZIRCONIA/AD/MILLING BURR/2.0MM/ROLAND
IM05664 | Milling Burr-Adite-Zirconia- Milling Burr 2.5 MM Roland |  |  | A Class | NOS | NOS | I-Inventory | O-Other |  | Consumables | Milling Burr | CAD CAM | Main Location | 90184900 |  | FIFO | Aidite | [8 empty] | 0 | 0 | 0 | 1 | 0 | [7 empty] | NOS | 1 |  | ZIRCONIA/AD/MILLING BURR/2.5MM/WIELAND
IM05665 | Milling Machine-VHF- Dental Teeth Milling Unit-4 Axis Model-K4 Edition |  |  | A Class | NOS | NOS | I-Inventory | FG-Finish Good |  | Equipment | Milling Machine | CAD CAM | Main Location | 90184900 |  | FIFO | VHF | [8 empty] | 0 | 0 | 0 | 1 | 0 | [7 empty] | NOS | 1 |  | VHF/DENTAL TEETH MILLING UNIT/4 AXIS/K4 EDITION
IM05666 | Milling Machine-VHF- Dental Teeth Milling Unit-4-Axis Model-N4 Impression |  |  | A Class | NOS | NOS | I-Inventory | FG-Finish Good |  | Equipment | Milling Machine | CAD CAM | Main Location | 90184900 |  | FIFO | VHF | [8 empty] | 0 | 0 | 0 | 1 | 0 | [7 empty] | NOS | 1 |  | VHF/DENTAL TEETH MILLING UNIT/4-AXIS/N4 IMPRESSION
IM05667 | Milling Machine-VHF- Dental Teeth Milling Unit-5-Axis Model-K5 Impression |  |  | A Class | NOS | NOS | I-Inventory | FG-Finish Good |  | Equipment | Milling Machine | CAD CAM | Main Location | 90184900 |  | FIFO | VHF | [8 empty] | 0 | 0 | 0 | 1 | 0 | [7 empty] | NOS | 1 |  | VHF/DENTAL TEETH MILLING UNIT/5-AXIS/K5 IMPRESSION
IM05668 | Milling Machine-VHF- Dental Teeth Milling Unit-5-Axis Model-K5 Plus |  |  | A Class | NOS | NOS | I-Inventory | FG-Finish Good |  | Equipment | Milling Machine | CAD CAM | Main Location | 90184900 |  | FIFO | VHF | [8 empty] | 0 | 0 | 0 | 1 | 0 | [7 empty] | NOS | 1 |  | VHF/DENTAL TEETH MILLING UNIT/5-AXIS/K5 PLUS
IM05669 | Milling Machine-VHF- Dental Teeth Milling Unit-5-Axis Model-S1 Impression |  |  | A Class | NOS | NOS | I-Inventory | FG-Finish Good |  | Equipment | Milling Machine | CAD CAM | Main Location | 90184900 |  | FIFO | VHF | [8 empty] | 0 | 0 | 0 | 1 | 0 | [7 empty] | NOS | 1 |  | VHF/DENTAL TEETH MILLING UNIT/5-AXIS/S1 IMPRESSION
IM05670 | Milling Machine-VHF- Dental Teeth Milling Unit-5-Axis Model-S2 Impression |  |  | A Class | NOS | NOS | I-Inventory | FG-Finish Good |  | Equipment | Milling Machine | CAD CAM | Main Location | 90184900 |  | FIFO | VHF | [8 empty] | 0 | 0 | 0 | 1 | 0 | [7 empty] | NOS | 1 |  | VHF/DENTAL TEETH MILLING UNIT/5-AXIS/S2 IMPRESSION
IM05671 | Milling Machine-DG Shape-Dental Teeth Milling Unit Roland-5 Axis-DWX 52D |  |  | A Class | NOS | NOS | I-Inventory | FG-Finish Good |  | Equipment | Milling Machine | CAD CAM | Main Location | 90184900 |  | FIFO | DG Shape | [8 empty] | 0 | 0 | 0 | 1 | 0 | [7 empty] | NOS | 1 |  | DG/ML/MC/DENTAL TEETH MILLING UNIT/ROLAND/5-AXIS/DWX-52D
IM05672 | Milling Machine-Robot ND-Model Chairman |  |  | A Class | NOS | NOS | I-Inventory | FG-Finish Good |  | Equipment | Milling Machine | CAD CAM | Main Location | 90184900 |  | FIFO | Robot ND | [8 empty] | 0 | 0 | 0 | 1 | 0 | [7 empty] | NOS | 1 |  | RD/MC/MILLING MACHINE/MODEL CHAIRMAN
IM05673 | Milling Machine Spares-DG Shape-Base Tool Setter Dwx-4-1000010987 |  |  | A Class | NOS | NOS | I-Inventory | FG-Finish Good |  | Spares | Milling Machine-Spares | CAD CAM | Main Location | 90330000 |  | FIFO | DG Shape | [8 empty] | 0 | 0 | 0 | 1 | 0 | [7 empty] | NOS | 1 |  | DG/ML/SP/BASE TOOL SETTER DWX-4-1000010987
IM05674 | Milling Machine Spares-DG Shape-Cable Assy,Z0 Sw Dwx-4-1000010534 |  |  | A Class | NOS | NOS | I-Inventory | FG-Finish Good |  | Spares | Milling Machine-Spares | CAD CAM | Main Location | 90330000 |  | FIFO | DG Shape | [8 empty] | 0 | 0 | 0 | 1 | 0 | [7 empty] | NOS | 1 |  | DG/ML/SP/CABLE ASSY,Z0 SW DWX-4-1000010534
IM05675 | Milling Machine Spares-DG Shape-Cap Cover Grip Dwx-4X-1000013167 |  |  | A Class | NOS | NOS | I-Inventory | FG-Finish Good |  | Spares | Milling Machine-Spares | CAD CAM | Main Location | 90330000 |  | FIFO | DG Shape | [8 empty] | 0 | 0 | 0 | 1 | 0 | [7 empty] | NOS | 1 |  | DG/ML/SP/CAP COVER GRIP DWX-4X-1000013167
IM05676 | Milling Machine Spares-DG Shape-Cbl-Assy Usb2.0 3.0M Bk-1000010545 |  |  | A Class | NOS | NOS | I-Inventory | FG-Finish Good |  | Spares | Milling Machine-Spares | CAD CAM | Main Location | 90330000 |  | FIFO | DG Shape | [8 empty] | 0 | 0 | 0 | 1 | 0 | [7 empty] | NOS | 1 |  | DG/ML/SP/CBL-ASSY USB2.0 3.0M BK-1000010545
IM05677 | Milling Machine Spares-DG Shape-Cover Grip Lower Dwx-51D-1000013685 |  |  | A Class | NOS | NOS | I-Inventory | FG-Finish Good |  | Spares | Milling Machine-Spares | CAD CAM | Main Location | 90330000 |  | FIFO | DG Shape | [8 empty] | 0 | 0 | 0 | 1 | 0 | [7 empty] | NOS | 1 |  | DG/ML/SP/COVER GRIP LOWER DWX-51D-1000013685
IM05678 | Milling Machine Spares-DG Shape-Cover Grip Upper Dwx-51D-1000013666 |  |  | A Class | NOS | NOS | I-Inventory | FG-Finish Good |  | Spares | Milling Machine-Spares | CAD CAM | Main Location | 90330000 |  | FIFO | DG Shape | [8 empty] | 0 | 0 | 0 | 1 | 0 | [7 empty] | NOS | 1 |  | DG/ML/SP/COVER GRIP UPPER DWX-51D-1000013666
IM05679 | Milling Machine Spares-DG Shape-Grease Alvania S2 Srm20-10Ml-1000012433 |  |  | A Class | NOS | NOS | I-Inventory | FG-Finish Good |  | Spares | Milling Machine-Spares | CAD CAM | Main Location | 90330000 |  | FIFO | DG Shape | [8 empty] | 0 | 0 | 0 | 1 | 0 | [7 empty] | NOS | 1 |  | DG/ML/SP/GREASE ALVANIA S2 SRM20-10ML-1000012433
IM05680 | Milling Machine Spares-DG Shape-Grease Floil G-90210Ml02-6000004129 |  |  | A Class | NOS | NOS | I-Inventory | FG-Finish Good |  | Spares | Milling Machine-Spares | CAD CAM | Main Location | 90330000 |  | FIFO | DG Shape | [8 empty] | 0 | 0 | 0 | 1 | 0 | [7 empty] | NOS | 1 |  | DG/ML/SP/GREASE FLOIL G-90210ML02-6000004129
IM05681 | Milling Machine Spares-DG Shape-Lever Clamp 1 Cg2055-1000018454 |  |  | A Class | NOS | NOS | I-Inventory | FG-Finish Good |  | Spares | Milling Machine-Spares | CAD CAM | Main Location | 90330000 |  | FIFO | DG Shape | [8 empty] | 0 | 0 | 0 | 1 | 0 | [7 empty] | NOS | 1 |  | DG/ML/SP/LEVER CLAMP 1 CG2055-1000018454
IM05682 | Milling Machine Spares-DG Shape-Lever Clamp 2 Cg2055-1000018455 |  |  | A Class | NOS | NOS | I-Inventory | FG-Finish Good |  | Spares | Milling Machine-Spares | CAD CAM | Main Location | 90330000 |  | FIFO | DG Shape | [8 empty] | 0 | 0 | 0 | 1 | 0 | [7 empty] | NOS | 1 |  | DG/ML/SP/LEVER CLAMP 2 CG2055-1000018455
IM05683 | Milling Machine Spares-DG Shape-Mtr Ec-Max40 352181_01-1000008568 |  |  | A Class | NOS | NOS | I-Inventory | FG-Finish Good |  | Spares | Milling Machine-Spares | CAD CAM | Main Location | 90330000 |  | FIFO | DG Shape | [8 empty] | 0 | 0 | 0 | 1 | 0 | [7 empty] | NOS | 1 |  | DG/ML/SP/MTR EC-MAX40 352181_01-1000008568
IM05684 | Milling Machine Spares-DG Shape-Pin Fai4 Sensing Dwx-5002-1000009895 |  |  | A Class | NOS | NOS | I-Inventory | FG-Finish Good |  | Spares | Milling Machine-Spares | CAD CAM | Main Location | 90330000 |  | FIFO | DG Shape | [8 empty] | 0 | 0 | 0 | 1 | 0 | [7 empty] | NOS | 1 |  | DG/ML/SP/PIN FAI4 SENSING DWX-5002-1000009895
IM05685 | Milling Machine Spares-DG Shape-Pin Z0 Sen Jwx-30-1000004432 |  |  | A Class | NOS | NOS | I-Inventory | FG-Finish Good |  | Spares | Milling Machine-Spares | CAD CAM | Main Location | 90330000 |  | FIFO | DG Shape | [8 empty] | 0 | 0 | 0 | 1 | 0 | [7 empty] | NOS | 1 |  | DG/ML/SP/PIN Z0 SEN JWX-30-1000004432
IM05686 | Milling Machine Spares-DG Shape-Plate Control Pnl Dwx-51D-1000013654 |  |  | A Class | NOS | NOS | I-Inventory | FG-Finish Good |  | Spares | Milling Machine-Spares | CAD CAM | Main Location | 90330000 |  | FIFO | DG Shape | [8 empty] | 0 | 0 | 0 | 1 | 0 | [7 empty] | NOS | 1 |  | DG/ML/SP/PLATE CONTROL PNL DWX-51D-1000013654
IM05687 | Milling Machine Spares-DG Shape-Plate Cover Front Dwx-51D_01-1000017958 |  |  | A Class | NOS | NOS | I-Inventory | FG-Finish Good |  | Spares | Milling Machine-Spares | CAD CAM | Main Location | 90330000 |  | FIFO | DG Shape | [8 empty] | 0 | 0 | 0 | 1 | 0 | [7 empty] | NOS | 1 |  | DG/ML/SP/PLATE COVER FRONT DWX-51D_01-1000017958
IM05688 | Milling Machine Spares-DG Shape-Plate Tray Front Cg2055-1000018448 |  |  | A Class | NOS | NOS | I-Inventory | FG-Finish Good |  | Spares | Milling Machine-Spares | CAD CAM | Main Location | 90330000 |  | FIFO | DG Shape | [8 empty] | 0 | 0 | 0 | 1 | 0 | [7 empty] | NOS | 1 |  | DG/ML/SP/PLATE TRAY FRONT CG2055-1000018448
IM05689 | Milling Machine Spares-DG Shape-Plate Tray Front Cg2055-1000018448 |  |  | A Class | NOS | NOS | I-Inventory | FG-Finish Good |  | Spares | Milling Machine-Spares | CAD CAM | Main Location | 90330000 |  | FIFO | DG Shape | [8 empty] | 0 | 0 | 0 | 1 | 0 | [7 empty] | NOS | 1 |  | DG/ML/SP/PLATE TRAY FRONT CG2055-1000018448
IM05690 | Milling Machine Spares-DG Shape-Pulley Spindle Mtr Dwx-50-1000007434 |  |  | A Class | NOS | NOS | I-Inventory | FG-Finish Good |  | Spares | Milling Machine-Spares | CAD CAM | Main Location | 90330000 |  | FIFO | DG Shape | [8 empty] | 0 | 0 | 0 | 1 | 0 | [7 empty] | NOS | 1 |  | DG/ML/SP/PULLEY SPINDLE MTR DWX-50-1000007434
IM05691 | Milling Machine Spares-DG Shape-Set Cleaner Stock Tx712A-1000003138 |  |  | A Class | NOS | NOS | I-Inventory | FG-Finish Good |  | Spares | Milling Machine-Spares | CAD CAM | Main Location | 90330000 |  | FIFO | DG Shape | [8 empty] | 0 | 0 | 0 | 1 | 0 | [7 empty] | NOS | 1 |  | DG/ML/SP/SET CLEANER STOCK TX712A-1000003138
IM05692 | Milling Machine Spares-DG Shape-Spring Tool Sen Dwx-51D-1000013617 |  |  | A Class | NOS | NOS | I-Inventory | FG-Finish Good |  | Spares | Milling Machine-Spares | CAD CAM | Main Location | 90330000 |  | FIFO | DG Shape | [8 empty] | 0 | 0 | 0 | 1 | 0 | [7 empty] | NOS | 1 |  | DG/ML/SP/SPRING TOOL SEN DWX-51D-1000013617
IM05693 | Milling Machine Spares-DG Shape-Tape 3M Vhb Y-4950 10Mmx11M-3000000222 |  |  | A Class | NOS | NOS | I-Inventory | FG-Finish Good |  | Spares | Milling Machine-Spares | CAD CAM | Main Location | 90330000 |  | FIFO | DG Shape | [8 empty] | 0 | 0 | 0 | 1 | 0 | [7 empty] | NOS | 1 |  | DG/ML/SP/TAPE 3M VHB Y-4950 10MMX11M-3000000222
IM05694 | Milling Machine Spares-DG Shape-Tool Spanner Dwx-51D-1000015824 |  |  | A Class | NOS | NOS | I-Inventory | FG-Finish Good |  | Spares | Milling Machine-Spares | CAD CAM | Main Location | 90330000 |  | FIFO | DG Shape | [8 empty] | 0 | 0 | 0 | 1 | 0 | [7 empty] | NOS | 1 |  | DG/ML/SP/TOOL SPANNER DWX-51D-1000015824
IM05695 | Milling Machine Spares-DG Shape-Zbh-4D-Milling Bur Holder For Dwx-417037199 |  |  | A Class | NOS | NOS | I-Inventory | FG-Finish Good |  | Spares | Milling Machine-Spares | CAD CAM | Main Location | 90330000 |  | FIFO | DG Shape | [8 empty] | 0 | 0 | 0 | 1 | 0 | [7 empty] | NOS | 1 |  | DG/ML/SP/ZBH-4D-MILLING BUR HOLDER FOR DWX-417037199
IM05696 | Milling Machine Spares-DG Shape-Zc-4D-99 Collet For Dwx-1000016436 |  |  | A Class | NOS | NOS | I-Inventory | FG-Finish Good |  | Spares | Milling Machine-Spares | CAD CAM | Main Location | 90330000 |  | FIFO | DG Shape | [8 empty] | 0 | 0 | 0 | 1 | 0 | [7 empty] | NOS | 1 |  | DG/ML/SP/ZC-4D-99 COLLET FOR DWX-1000016436
IM05697 | Milling Machine Spares-DG Shape-Zc-4D-99 Collet For Dwx-417037099 |  |  | A Class | NOS | NOS | I-Inventory | FG-Finish Good |  | Spares | Milling Machine-Spares | CAD CAM | Main Location | 90330000 |  | FIFO | DG Shape | [8 empty] | 0 | 0 | 0 | 1 | 0 | [7 empty] | NOS | 1 |  | DG/ML/SP/ZC-4D-99 COLLET FOR DWX-417037099
IM05698 | Milling Machine Spares-DG Shape-Zma-52Dc-6-99 Material Adapter-417054599 |  |  | A Class | NOS | NOS | I-Inventory | FG-Finish Good |  | Spares | Milling Machine-Spares | CAD CAM | Main Location | 90330000 |  | FIFO | DG Shape | [8 empty] | 0 | 0 | 0 | 1 | 0 | [7 empty] | NOS | 1 |  | DG/ML/SP/ZMA-52DC-6-99 MATERIAL ADAPTER-417054599
IM05699 | Milling Machine Spares-DG Shape-Zs-4D-99 Spindle Unit-417026599 |  |  | A Class | NOS | NOS | I-Inventory | FG-Finish Good |  | Spares | Milling Machine-Spares | CAD CAM | Main Location | 90330000 |  | FIFO | DG Shape | [8 empty] | 0 | 0 | 0 | 1 | 0 | [7 empty] | NOS | 1 |  | DG/ML/SP/ZS-4D-99 SPINDLE UNIT-417026599
IM05700 | Milling Machine Spares-DG Shape-Zsb-170-99 Spindle Belt For Dwx-417036999 |  |  | A Class | NOS | NOS | I-Inventory | FG-Finish Good |  | Spares | Milling Machine-Spares | CAD CAM | Main Location | 90330000 |  | FIFO | DG Shape | [8 empty] | 0 | 0 | 0 | 1 | 0 | [7 empty] | NOS | 1 |  | DG/ML/SP/ZSB-170-99 SPINDLE BELT FOR DWX-417036999
IM05701 | Milling Machine Spares-VHF-Collect Chuck 3Mm Rust-Proof-232505 |  |  | A Class | NOS | NOS | I-Inventory | FG-Finish Good |  | Spares | Milling Machine-Spares | CAD CAM | Main Location | 90330000 |  | FIFO | VHF | [8 empty] | 0 | 0 | 0 | 1 | 0 | [7 empty] | NOS | 1 |  | CAD CAM/VHF/AC/COLLECT CHUCK 3MM RUST-PROOF-232505
IM05702 | Milling Machine Spares-VHF-Dial Indicator With Stand-227792 |  |  | A Class | NOS | NOS | I-Inventory | FG-Finish Good |  | Spares | Milling Machine-Spares | CAD CAM | Main Location | 90330000 |  | FIFO | VHF | [8 empty] | 0 | 0 | 0 | 1 | 0 | [7 empty] | NOS | 1 |  | CAD CAM/VHF/AC/DIAL INDICATOR WITH STAND-227792
IM05703 | Milling Machine Spares-VHF-Filter Bag For Renfert Ts-222090 |  |  | A Class | NOS | NOS | I-Inventory | FG-Finish Good |  | Spares | Milling Machine-Spares | CAD CAM | Main Location | 90330000 |  | FIFO | VHF | [8 empty] | 0 | 0 | 0 | 1 | 0 | [7 empty] | NOS | 1 |  | CAD CAM/VHF/AC/FILTER BAG FOR RENFERT TS-222090
IM05704 | Milling Machine Spares-VHF-Fixing Insert For Tool Charger K4 Edition(Rubber)-239880 |  |  | A Class | NOS | NOS | I-Inventory | FG-Finish Good |  | Spares | Milling Machine-Spares | CAD CAM | Main Location | 90330000 |  | FIFO | VHF | [8 empty] | 0 | 0 | 0 | 1 | 0 | [7 empty] | NOS | 1 |  | CAD CAM/VHF/AC/FIXING INSERT FOR TOOL CHARGER K4 EDITION(RUBBER)-239880
IM05705 | Milling Machine Spares-VHF-Motor Unit Renfert Ts-237647 |  |  | A Class | NOS | NOS | I-Inventory | FG-Finish Good |  | Spares | Milling Machine-Spares | CAD CAM | Main Location | 90330000 |  | FIFO | VHF | [8 empty] | 0 | 0 | 0 | 1 | 0 | [7 empty] | NOS | 1 |  | CAD CAM/VHF/AC/MOTOR UNIT RENFERT TS-237647
IM05706 | Milling Machine Spares-VHF-Spindle Cable For S Models-231355 |  |  | A Class | NOS | NOS | I-Inventory | FG-Finish Good |  | Spares | Milling Machine-Spares | CAD CAM | Main Location | 90330000 |  | FIFO | VHF | [8 empty] | 0 | 0 | 0 | 1 | 0 | [7 empty] | NOS | 1 |  | CAD CAM/VHF/AC/SPINDLE CABLE FOR S MODELS-231355
IM05707 | Milling Machine Spares-VHF-Spindle Cable K4 Edition-242227 |  |  | A Class | NOS | NOS | I-Inventory | FG-Finish Good |  | Spares | Milling Machine-Spares | CAD CAM | Main Location | 90330000 |  | FIFO | VHF | [8 empty] | 0 | 0 | 0 | 1 | 0 | [7 empty] | NOS | 1 |  | CAD CAM/VHF/AC/SPINDLE CABLE K4 EDITION-242227
IM05708 | Milling Machine Spares-VHF-Switching Mode Power Supply 500W48V-231329 |  |  | A Class | NOS | NOS | I-Inventory | FG-Finish Good |  | Spares | Milling Machine-Spares | CAD CAM | Main Location | 90330000 |  | FIFO | VHF | [8 empty] | 0 | 0 | 0 | 1 | 0 | [7 empty] | NOS | 1 |  | CAD CAM/VHF/AC/SWITCHING MODE POWER SUPPLY 500W48V-231329
IM05709 | Milling Machine Spares-VHF-K4 Edition Milling Conversion Kit Separate Compressed Air Sensor-240226 |  |  | A Class | NOS | NOS | I-Inventory | FG-Finish Good |  | Spares | Milling Machine-Spares | CAD CAM | Main Location | 90330000 |  | FIFO | VHF | [8 empty] | 0 | 0 | 0 | 1 | 0 | [7 empty] | NOS | 1 |  | VHF/ML/AC/K4 EDITION MILLING CONVERSION KIT SEPARATE COMPRESSED AIR SENSOR-240226
IM05710 | Milling Machine Spares-VHF-K4 Edition Milling Motor Y Axis-231330 |  |  | A Class | NOS | NOS | I-Inventory | FG-Finish Good |  | Spares | Milling Machine-Spares | CAD CAM | Main Location | 90330000 |  | FIFO | VHF | [8 empty] | 0 | 0 | 0 | 1 | 0 | [7 empty] | NOS | 1 |  | VHF/ML/AC/K4 EDITION MILLING MOTOR Y AXIS-231330
IM05711 | Milling Machine Spares-VHF-K4 Edition Milling Pressure Sensor Board-252525 |  |  | A Class | NOS | NOS | I-Inventory | FG-Finish Good |  | Spares | Milling Machine-Spares | CAD CAM | Main Location | 90330000 |  | FIFO | VHF | [8 empty] | 0 | 0 | 0 | 1 | 0 | [7 empty] | NOS | 1 |  | VHF/ML/AC/K4 EDITION MILLING PRESSURE SENSOR BOARD-252525
IM05712 | Milling Machine Spares-VHF-K4 Edition Solenoid Valve Mhe3-Ul-231285 |  |  | A Class | NOS | NOS | I-Inventory | FG-Finish Good |  | Spares | Milling Machine-Spares | CAD CAM | Main Location | 90330000 |  | FIFO | VHF | [8 empty] | 0 | 0 | 0 | 1 | 0 | [7 empty] | NOS | 1 |  | VHF/ML/AC/K4 EDITION SOLENOID VALVE MHE3-UL-231285
IM05713 | Milling Machine Spares-VHF-Renfert Suction Interface Cable Type G 6 Pin For K5Plus |  |  | A Class | NOS | NOS | I-Inventory | FG-Finish Good |  | Spares | Milling Machine-Spares | CAD CAM | Main Location | 90330000 |  | FIFO | VHF | [8 empty] | 0 | 0 | 0 | 1 | 0 | [7 empty] | NOS | 1 |  | VHF/ML/AC/RENFERT SUCTION INTERFACE CABLE TYPE G 6 PIN FOR K5PLUS
IM05714 | Milling Machine Spares-VHF-Spindle Service Kit-232512 |  |  | A Class | NOS | NOS | I-Inventory | FG-Finish Good |  | Spares | Milling Machine-Spares | CAD CAM | Main Location | 90330000 |  | FIFO | VHF | [8 empty] | 0 | 0 | 0 | 1 | 0 | [7 empty] | NOS | 1 |  | VHF/ML/AC/SPINDLE SERVICE KIT-232512
IM05715 | Milling Machine Spares-VHF-Conversion Kit Separate Compressed Air Sensor- 240226 |  |  | A Class | NOS | NOS | I-Inventory | FG-Finish Good |  | Spares | Milling Machine-Spares | CAD CAM | Main Location | 90330000 |  | FIFO | VHF | [8 empty] | 0 | 0 | 0 | 1 | 0 | [7 empty] | NOS | 1 |  | VHF/ML/CONVERSION KIT SEPARATE COMPRESSED AIR SENSOR- 240226
IM05716 | Milling Machine Spares-VHF-Ball Screw Drive Y-Axis-231232 |  |  | A Class | NOS | NOS | I-Inventory | FG-Finish Good |  | Spares | Milling Machine-Spares | CAD CAM | Main Location | 90330000 |  | FIFO | VHF | [8 empty] | 0 | 0 | 0 | 1 | 0 | [7 empty] | NOS | 1 |  | VHF/ML/SP/Ball Screw Drive Y-Axis-231232
IM05717 | Milling Machine Spares-VHF-B-Axis Cable S Model-231345 |  |  | A Class | NOS | NOS | I-Inventory | FG-Finish Good |  | Spares | Milling Machine-Spares | CAD CAM | Main Location | 90330000 |  | FIFO | VHF | [8 empty] | 0 | 0 | 0 | 1 | 0 | [7 empty] | NOS | 1 |  | VHF/ML/SP/B-Axis Cable S Model-231345
IM05718 | Milling Machine Spares-VHF-Calibration Blank N4-233787 |  |  | A Class | NOS | NOS | I-Inventory | FG-Finish Good |  | Spares | Milling Machine-Spares | CAD CAM | Main Location | 90330000 |  | FIFO | VHF | [8 empty] | 0 | 0 | 0 | 1 | 0 | [7 empty] | NOS | 1 |  | VHF/ML/SP/Calibration Blank N4-233787
IM05719 | Milling Machine Spares-VHF-Collect Chuck 3MM For Sf 170P-232503 |  |  | A Class | NOS | NOS | I-Inventory | FG-Finish Good |  | Spares | Milling Machine-Spares | CAD CAM | Main Location | 90330000 |  | FIFO | VHF | [8 empty] | 0 | 0 | 0 | 1 | 0 | [7 empty] | NOS | 1 |  | VHF/ML/SP/COLLECT CHUCK 3MM FOR SF 170P-232503
IM05720 | Milling Machine Spares-VHF-Dial Indicator With Stand-227792 |  |  | A Class | NOS | NOS | I-Inventory | FG-Finish Good |  | Spares | Milling Machine-Spares | CAD CAM | Main Location | 90330000 |  | FIFO | VHF | [8 empty] | 0 | 0 | 0 | 1 | 0 | [7 empty] | NOS | 1 |  | VHF/ML/SP/DIAL INDICATOR WITH STAND-227792
IM05721 | Milling Machine Spares-VHF-Digital Micrometer Screw Gauge-231489 |  |  | A Class | NOS | NOS | I-Inventory | FG-Finish Good |  | Spares | Milling Machine-Spares | CAD CAM | Main Location | 90330000 |  | FIFO | VHF | [8 empty] | 0 | 0 | 0 | 1 | 0 | [7 empty] | NOS | 1 |  | VHF/ML/SP/DIGITAL MICROMETER SCREW GAUGE-231489
IM05722 | Milling Machine Spares-VHF-Drill With 3Mm Shank-232513 |  |  | A Class | NOS | NOS | I-Inventory | FG-Finish Good |  | Spares | Milling Machine-Spares | CAD CAM | Main Location | 90330000 |  | FIFO | VHF | [8 empty] | 0 | 0 | 0 | 1 | 0 | [7 empty] | NOS | 1 |  | VHF/ML/SP/DRILL WITH 3MM SHANK-232513
IM05723 | Milling Machine Spares-VHF-Dust Protection Vacuum Sensor-237104 |  |  | A Class | NOS | NOS | I-Inventory | FG-Finish Good |  | Spares | Milling Machine-Spares | CAD CAM | Main Location | 90330000 |  | FIFO | VHF | [8 empty] | 0 | 0 | 0 | 1 | 0 | [7 empty] | NOS | 1 |  | VHF/ML/SP/DUST PROTECTION VACUUM SENSOR-237104
IM05724 | Milling Machine Spares-VHF-End Switch Y-Axis-239215 |  |  | A Class | NOS | NOS | I-Inventory | FG-Finish Good |  | Spares | Milling Machine-Spares | CAD CAM | Main Location | 90330000 |  | FIFO | VHF | [8 empty] | 0 | 0 | 0 | 1 | 0 | [7 empty] | NOS | 1 |  | VHF/ML/SP/END SWITCH Y-AXIS-239215
IM05725 | Milling Machine Spares-VHF-Fixation Calibration Blank N4-246682 |  |  | A Class | NOS | NOS | I-Inventory | FG-Finish Good |  | Spares | Milling Machine-Spares | CAD CAM | Main Location | 90330000 |  | FIFO | VHF | [8 empty] | 0 | 0 | 0 | 1 | 0 | [7 empty] | NOS | 1 |  | VHF/ML/SP/Fixation Calibration Blank N4-246682
IM05726 | Milling Machine Spares-VHF-Fixing Insert For Tool Changer K1-K4-246726 |  |  | A Class | NOS | NOS | I-Inventory | FG-Finish Good |  | Spares | Milling Machine-Spares | CAD CAM | Main Location | 90330000 |  | FIFO | VHF | [8 empty] | 0 | 0 | 0 | 1 | 0 | [7 empty] | NOS | 1 |  | VHF/ML/SP/FIXING INSERT FOR TOOL CHANGER K1-K4-246726
IM05727 | Milling Machine Spares-VHF-Gas Spring 100N-231253 |  |  | A Class | NOS | NOS | I-Inventory | FG-Finish Good |  | Spares | Milling Machine-Spares | CAD CAM | Main Location | 90330000 |  | FIFO | VHF | [8 empty] | 0 | 0 | 0 | 1 | 0 | [7 empty] | NOS | 1 |  | VHF/ML/SP/GAS SPRING 100N-231253
IM05728 | Milling Machine Spares-VHF-Including Roller Lever And Cable-230356 |  |  | A Class | NOS | NOS | I-Inventory | FG-Finish Good |  | Spares | Milling Machine-Spares | CAD CAM | Main Location | 90330000 |  | FIFO | VHF | [8 empty] | 0 | 0 | 0 | 1 | 0 | [7 empty] | NOS | 1 |  | VHF/ML/SP/INCLUDING ROLLER LEVER AND CABLE-230356
IM05729 | Milling Machine Spares-VHF-Line Filter-232655 |  |  | A Class | NOS | NOS | I-Inventory | FG-Finish Good |  | Spares | Milling Machine-Spares | CAD CAM | Main Location | 90330000 |  | FIFO | VHF | [8 empty] | 0 | 0 | 0 | 1 | 0 | [7 empty] | NOS | 1 |  | VHF/ML/SP/LINE FILTER-232655
IM05730 | Milling Machine Spares-VHF-Measuring Key End Switch-240225 |  |  | A Class | NOS | NOS | I-Inventory | FG-Finish Good |  | Spares | Milling Machine-Spares | CAD CAM | Main Location | 90330000 |  | FIFO | VHF | [8 empty] | 0 | 0 | 0 | 1 | 0 | [7 empty] | NOS | 1 |  | VHF/ML/SP/MEASURING KEY END SWITCH-240225
IM05731 | Milling Machine Spares-VHF-Measuring Key K4 Edition 239886 |  |  | A Class | NOS | NOS | I-Inventory | FG-Finish Good |  | Spares | Milling Machine-Spares | CAD CAM | Main Location | 90330000 |  | FIFO | VHF | [8 empty] | 0 | 0 | 0 | 1 | 0 | [7 empty] | NOS | 1 |  | VHF/ML/SP/MEASURING KEY K4 EDITION 239886
IM05732 | Milling Machine Spares-VHF-Measuring Key-237501 |  |  | A Class | NOS | NOS | I-Inventory | FG-Finish Good |  | Spares | Milling Machine-Spares | CAD CAM | Main Location | 90330000 |  | FIFO | VHF | [8 empty] | 0 | 0 | 0 | 1 | 0 | [7 empty] | NOS | 1 |  | VHF/ML/SP/MEASURING KEY-237501
IM05733 | Milling Machine Spares-VHF-Pneumatic Silencer 4Mm-231312 |  |  | A Class | NOS | NOS | I-Inventory | FG-Finish Good |  | Spares | Milling Machine-Spares | CAD CAM | Main Location | 90330000 |  | FIFO | VHF | [8 empty] | 0 | 0 | 0 | 1 | 0 | [7 empty] | NOS | 1 |  | VHF/ML/SP/PNEUMATIC SILENCER 4MM-231312
IM05734 | Milling Machine Spares-VHF-Pneumatic Silencer 6Mm-231311 |  |  | A Class | NOS | NOS | I-Inventory | FG-Finish Good |  | Spares | Milling Machine-Spares | CAD CAM | Main Location | 90330000 |  | FIFO | VHF | [8 empty] | 0 | 0 | 0 | 1 | 0 | [7 empty] | NOS | 1 |  | VHF/ML/SP/PNEUMATIC SILENCER 6MM-231311
IM05735 | Milling Machine Spares-VHF-Power Supply 24V Dc 60W |  |  | A Class | NOS | NOS | I-Inventory | FG-Finish Good |  | Spares | Milling Machine-Spares | CAD CAM | Main Location | 90330000 |  | FIFO | VHF | [8 empty] | 0 | 0 | 0 | 1 | 0 | [7 empty] | NOS | 1 |  | VHF/ML/SP/POWER SUPPLY 24V DC 60W
IM05736 | Milling Machine Spares-VHF-Proximity Switch-231335 |  |  | A Class | NOS | NOS | I-Inventory | FG-Finish Good |  | Spares | Milling Machine-Spares | CAD CAM | Main Location | 90330000 |  | FIFO | VHF | [8 empty] | 0 | 0 | 0 | 1 | 0 | [7 empty] | NOS | 1 |  | VHF/ML/SP/PROXIMITY SWITCH-231335
IM05737 | Milling Machine Spares-VHF-S1 A-Axis Cable 231344 |  |  | A Class | NOS | NOS | I-Inventory | FG-Finish Good |  | Spares | Milling Machine-Spares | CAD CAM | Main Location | 90330000 |  | FIFO | VHF | [8 empty] | 0 | 0 | 0 | 1 | 0 | [7 empty] | NOS | 1 |  | VHF/ML/SP/S1 A-AXIS CABLE 231344
IM05738 | Milling Machine Spares-VHF-S1 A-Axis Connection Board-234460 |  |  | A Class | NOS | NOS | I-Inventory | FG-Finish Good |  | Spares | Milling Machine-Spares | CAD CAM | Main Location | 90330000 |  | FIFO | VHF | [8 empty] | 0 | 0 | 0 | 1 | 0 | [7 empty] | NOS | 1 |  | VHF/ML/SP/S1 A-AXIS CONNECTION BOARD-234460
IM05739 | Milling Machine Spares-VHF-S1 Control Cable-231394 |  |  | A Class | NOS | NOS | I-Inventory | FG-Finish Good |  | Spares | Milling Machine-Spares | CAD CAM | Main Location | 90330000 |  | FIFO | VHF | [8 empty] | 0 | 0 | 0 | 1 | 0 | [7 empty] | NOS | 1 |  | VHF/ML/SP/S1 CONTROL CABLE-231394
IM05740 | Milling Machine Spares-VHF-S1 Control Unit Wet Grinding Module-232566 |  |  | A Class | NOS | NOS | I-Inventory | FG-Finish Good |  | Spares | Milling Machine-Spares | CAD CAM | Main Location | 90330000 |  | FIFO | VHF | [8 empty] | 0 | 0 | 0 | 1 | 0 | [7 empty] | NOS | 1 |  | VHF/ML/SP/S1 CONTROL UNIT WET GRINDING MODULE-232566
IM05741 | Milling Machine Spares-VHF-S1 Flow Sensor Conversion Kit S1-235435A |  |  | A Class | NOS | NOS | I-Inventory | FG-Finish Good |  | Spares | Milling Machine-Spares | CAD CAM | Main Location | 90330000 |  | FIFO | VHF | [8 empty] | 0 | 0 | 0 | 1 | 0 | [7 empty] | NOS | 1 |  | VHF/ML/SP/S1 FLOW SENSOR CONVERSION KIT S1-235435A
IM05742 | Milling Machine Spares-VHF-S1 Main Board Controller G12 -136127 |  |  | A Class | NOS | NOS | I-Inventory | FG-Finish Good |  | Spares | Milling Machine-Spares | CAD CAM | Main Location | 90330000 |  | FIFO | VHF | [8 empty] | 0 | 0 | 0 | 1 | 0 | [7 empty] | NOS | 1 |  | VHF/ML/SP/S1 MAIN BOARD CONTROLLER G12 -136127
IM05743 | Milling Machine Spares-VHF-Stepping Motor-231330 |  |  | A Class | NOS | NOS | I-Inventory | FG-Finish Good |  | Spares | Milling Machine-Spares | CAD CAM | Main Location | 90330000 |  | FIFO | VHF | [8 empty] | 0 | 0 | 0 | 1 | 0 | [7 empty] | NOS | 1 |  | VHF/ML/SP/STEPPING MOTOR-231330
IM05744 | Milling Machine Spares-VHF-Ultrasonic Sensor-230771 |  |  | A Class | NOS | NOS | I-Inventory | FG-Finish Good |  | Spares | Milling Machine-Spares | CAD CAM | Main Location | 90330000 |  | FIFO | VHF | [8 empty] | 0 | 0 | 0 | 1 | 0 | [7 empty] | NOS | 1 |  | VHF/ML/SP/ULTRASONIC SENSOR-230771
IM05745 | Milling Machine Spares-VHF-Usb Cable-231360 |  |  | A Class | NOS | NOS | I-Inventory | FG-Finish Good |  | Spares | Milling Machine-Spares | CAD CAM | Main Location | 90330000 |  | FIFO | VHF | [8 empty] | 0 | 0 | 0 | 1 | 0 | [7 empty] | NOS | 1 |  | VHF/ML/SP/USB CABLE-231360
IM05746 | Milling Machine Spares-VHF-Wet Grinding Module Pcb 232566 |  |  | A Class | NOS | NOS | I-Inventory | FG-Finish Good |  | Spares | Milling Machine-Spares | CAD CAM | Main Location | 90330000 |  | FIFO | VHF | [8 empty] | 0 | 0 | 0 | 1 | 0 | [7 empty] | NOS | 1 |  | VHF/ML/SP/WET GRINDING MODULE PCB 232566
IM05747 | Milling Machine Spares-VHF-X-Axis Cable K1-K4-231346 |  |  | A Class | NOS | NOS | I-Inventory | FG-Finish Good |  | Spares | Milling Machine-Spares | CAD CAM | Main Location | 90330000 |  | FIFO | VHF | [8 empty] | 0 | 0 | 0 | 1 | 0 | [7 empty] | NOS | 1 |  | VHF/ML/SP/X-AXIS CABLE K1-K4-231346
IM05748 | Milling Machine Spares-VHF-Controller K4 Edition-236865/247060 |  |  | A Class | NOS | NOS | I-Inventory | FG-Finish Good |  | Spares | Milling Machine-Spares | CAD CAM | Main Location | 90330000 |  | FIFO | VHF | [8 empty] | 0 | 0 | 0 | 1 | 0 | [7 empty] | NOS | 1 |  | CAD CAM/VHF/AC/CONTROLLER K4 EDITION-236865/247060
IM05749 | Milling Machine Spares-VHF-Switching Mode Power Supply 100W/24V 231328 |  |  | A Class | NOS | NOS | I-Inventory | FG-Finish Good |  | Spares | Milling Machine-Spares | CAD CAM | Main Location | 90330000 |  | FIFO | VHF | [8 empty] | 0 | 0 | 0 | 1 | 0 | [7 empty] | NOS | 1 |  | CAD CAM/VHF/AC/SWITCHING MODE POWER SUPPLY 100W/24V 231328
IM05750 | Milling Machine Spares-VHF-Switching Mode Power Supply K3/K4-134026 |  |  | A Class | NOS | NOS | I-Inventory | FG-Finish Good |  | Spares | Milling Machine-Spares | CAD CAM | Main Location | 90330000 |  | FIFO | VHF | [8 empty] | 0 | 0 | 0 | 1 | 0 | [7 empty] | NOS | 1 |  | CAD CAM/VHF/AC/SWITCHING MODE POWER SUPPLY K3/K4-134026
IM05751 | Milling Machine Spares-VHF-A-Axis Cable K3/K4/K4 Edition-231343 |  |  | A Class | NOS | NOS | I-Inventory | FG-Finish Good |  | Spares | Milling Machine-Spares | CAD CAM | Main Location | 90330000 |  | FIFO | VHF | [8 empty] | 0 | 0 | 0 | 1 | 0 | [7 empty] | NOS | 1 |  | VHF/ML/AC/A-AXIS CABLE K3/K4/K4 EDITION-231343
IM05752 | Milling Machine Spares-VHF-Milling Burr/2.0Mm/Wax And Pmma /35Mm(Calibration) |  |  | A Class | NOS | NOS | I-Inventory | FG-Finish Good |  | Spares | Milling Machine-Spares | CAD CAM | Main Location | 90330000 |  | FIFO | VHF | [8 empty] | 0 | 0 | 0 | 1 | 0 | [7 empty] | NOS | 1 |  | VHF/ML/AC/MILLING BURR/2.0MM/WAX AND PMMA /35MM(CALIBRATION)
IM05753 | Milling Machine Spares-VHF-Pump Including Contact Plug Mounting Material-233564 |  |  | A Class | NOS | NOS | I-Inventory | FG-Finish Good |  | Spares | Milling Machine-Spares | CAD CAM | Main Location | 90330000 |  | FIFO | VHF | [8 empty] | 0 | 0 | 0 | 1 | 0 | [7 empty] | NOS | 1 |  | VHF/AC/PUMP INCLUDING CONTACT PLUG MOUNTING MATERIAL-233564
IM05754 | Milling Machine Spares-VHF-Renfert Suction Interface Cable Type A 4 Pin For S1 |  |  | A Class | NOS | NOS | I-Inventory | FG-Finish Good |  | Spares | Milling Machine-Spares | CAD CAM | Main Location | 90330000 |  | FIFO | VHF | [8 empty] | 0 | 0 | 0 | 1 | 0 | [7 empty] | NOS | 1 |  | VHF/AC/RENFERT SUCTION INTERFACE CABLE TYPE A 4 PIN FOR S1
IM05755 | Milling Machine Spares-VHF-Switching Unit Psw 01-W |  |  | A Class | NOS | NOS | I-Inventory | FG-Finish Good |  | Spares | Milling Machine-Spares | CAD CAM | Main Location | 90330000 |  | FIFO | VHF | [8 empty] | 0 | 0 | 0 | 1 | 0 | [7 empty] | NOS | 1 |  | VHF/AC/SWITCHING UNIT PSW 01-W
IM05756 | Milling Machine Spares-VHF-Data Cable Renfert Silent Cam For K1-K4/K4 Edition S1/S2 243577 |  |  | A Class | NOS | NOS | I-Inventory | FG-Finish Good |  | Spares | Milling Machine-Spares | CAD CAM | Main Location | 90330000 |  | FIFO | VHF | [8 empty] | 0 | 0 | 0 | 1 | 0 | [7 empty] | NOS | 1 |  | VHF/ML/SP/DATA CABLE RENFERT SILENT CAM FOR K1-K4/K4 EDITION S1/S2 243577
IM05757 | Milling Machine Spares-VHF-Dental Consumable Tech Liquid |  |  | A Class | NOS | NOS | I-Inventory | FG-Finish Good |  | Spares | Milling Machine-Spares | CAD CAM | Main Location | 90330000 |  | FIFO | VHF | [8 empty] | 0 | 0 | 0 | 1 | 0 | [7 empty] | NOS | 1 |  | VHF/ML/CM/DENTAL CONSUMABLE TECH LIQUID
IM05758 | Milling Machine Spares-VHF-Block Holder S1/K5 |  |  | A Class | NOS | NOS | I-Inventory | FG-Finish Good |  | Spares | Milling Machine-Spares | CAD CAM | Main Location | 90330000 |  | FIFO | VHF | [8 empty] | 0 | 0 | 0 | 1 | 0 | [7 empty] | NOS | 1 |  | VHF/ML/AC/BLOCK HOLDER S1/K5
IM05759 | Motorized Suction- Durr Dental Central Combine Suction Model Tyscor VS 2 |  |  | A Class | NOS | NOS | I-Inventory | FG-Finish Good |  | Equipment | Motorized Suction | Dental Equiment | Main Location | 90184900 |  | FIFO | Durr Dental | [8 empty] | 0 | 0 | 0 | 1 | 0 | [7 empty] | NOS | 1 |  | DD/MS/MC/DENTAL CENTRAL COMB. SUCTION TYSCOR VS 2
IM05760 | Motorized Suction- Durr Dental Motorized Suction Model VS 1200 |  |  | A Class | NOS | NOS | I-Inventory | FG-Finish Good |  | Equipment | Motorized Suction | Dental Equiment | Main Location | 90184900 |  | FIFO | Durr Dental | [8 empty] | 0 | 0 | 0 | 1 | 0 | [7 empty] | NOS | 1 |  | DD/MS/MC/DENTAL MOTORISED SUCTION VS 1200
IM05761 | Motorized Suction- Durr Dental Motorized Suction Model VS 250S |  |  | A Class | NOS | NOS | I-Inventory | FG-Finish Good |  | Equipment | Motorized Suction | Dental Equiment | Main Location | 90184900 |  | FIFO | Durr Dental | [8 empty] | 0 | 0 | 0 | 1 | 0 | [7 empty] | NOS | 1 |  | DD/MS/MC/DENTAL MOTORISED SUCTION VS 250 S
IM05762 | Motorized Suction- Durr Dental Motorized Suction Model VS 300S |  |  | A Class | NOS | NOS | I-Inventory | FG-Finish Good |  | Equipment | Motorized Suction | Dental Equiment | Main Location | 90184900 |  | FIFO | Durr Dental | [8 empty] | 0 | 0 | 0 | 1 | 0 | [7 empty] | NOS | 1 |  | DD/MS/MC/DENTAL MOTORISED SUCTION VS 300 S
IM05763 | Motorized Suction- Durr Dental Motorized Suction Model VS 500S |  |  | A Class | NOS | NOS | I-Inventory | FG-Finish Good |  | Equipment | Motorized Suction | Dental Equiment | Main Location | 90184900 |  | FIFO | Durr Dental | [8 empty] | 0 | 0 | 0 | 1 | 0 | [7 empty] | NOS | 1 |  | DD/MS/MC/DENTAL MOTORISED SUCTION VS 600 S
IM05764 | Motorized Suction-Indian-Extra Oral Aerosol Suction-Us1400 |  |  | A Class | NOS | NOS | I-Inventory | FG-Finish Good |  | Equipment | Motorized Suction | Dental Equiment | Main Location | 90184900 |  | FIFO | Indian Product | [8 empty] | 0 | 0 | 0 | 1 | 0 | [7 empty] | NOS | 1 |  | IN/SU/MC/EXTRA ORAL AEROSOL SUCTION/US1400
IM05765 | Motorized Suction-V-Max-Suction/50Hz/Model V-Max-450 |  |  | A Class | NOS | NOS | I-Inventory | FG-Finish Good |  | Equipment | Motorized Suction | Dental Equiment | Main Location | 90184900 |  | FIFO | Suzhou | [8 empty] | 0 | 0 | 0 | 1 | 0 | [7 empty] | NOS | 1 |  | SJ/MS/AC/SUZHOU/SUCTION/50HZ/MODEL VMAX-450
IM05766 | Motorized Suction-V-Max-Suction/60Hz/Model V-Max-1250 |  |  | A Class | NOS | NOS | I-Inventory | FG-Finish Good |  | Equipment | Motorized Suction | Dental Equiment | Main Location | 90184900 |  | FIFO | Suzhou | [8 empty] | 0 | 0 | 0 | 1 | 0 | [7 empty] | NOS | 1 |  | SJ/MS/AC/SUZHOU/SUCTION/60HZ/MODEL VMAX-1250
IM05767 | Motorized Suction--V-Max-Suction/60Hz/Model V-Max-1450 |  |  | A Class | NOS | NOS | I-Inventory | FG-Finish Good |  | Equipment | Motorized Suction | Dental Equiment | Main Location | 90184900 |  | FIFO | Suzhou | [8 empty] | 0 | 0 | 0 | 1 | 0 | [7 empty] | NOS | 1 |  | SJ/MS/AC/SUZHOU/SUCTION/60HZ/MODEL VMAX-1450
IM05768 | Motorized Suction- Dynamic Dynair Suction Unit Model DS3701CS |  |  | A Class | NOS | NOS | I-Inventory | FG-Finish Good |  | Equipment | Motorized Suction | Dental Equiment | Main Location | 90184900 |  | FIFO | Dynamic | [8 empty] | 0 | 0 | 0 | 1 | 0 | [7 empty] | NOS | 1 |  | DA/SU/MC/DS3701-DYNAIR SUCTION UNIT DS3701CS
IM05769 | Motorized Suction- Dynamic Dynair Suction Unit Model DS3701M |  |  | A Class | NOS | NOS | I-Inventory | FG-Finish Good |  | Equipment | Motorized Suction | Dental Equiment | Main Location | 90184900 |  | FIFO | Dynamic | [8 empty] | 0 | 0 | 0 | 1 | 0 | [7 empty] | NOS | 1 |  | DA/SU/MC/DS3701-DYNAIR SUCTION UNIT DS3701M
IM05770 | Motorized Suction- Dynamic Dynair Extraoral Suction Model DS1000EOS |  |  | A Class | NOS | NOS | I-Inventory | FG-Finish Good |  | Equipment | Motorized Suction | Dental Equiment | Main Location | 90184900 |  | FIFO | Dynamic | [8 empty] | 0 | 0 | 0 | 1 | 0 | [7 empty] | NOS | 1 |  | DA/SU/MC/DYNAIR/EXTRAORAL SUCTION/DS1000EOS
IM05771 | Suction-Gnatus Motorized Suction BIO-VAC-II |  |  | A Class | NOS | NOS | I-Inventory | FG-Finish Good |  | Equipment | Motorized Suction | Dental Equiment | Main Location | 90184900 |  | FIFO | Gnatus | [8 empty] | 0 | 0 | 0 | 1 | 0 | [7 empty] | NOS | 1 |  | GN/MS/MC/BIO-VAC-II-GNATUS,M/SUCTION,BIO-VAC-II
IM05772 | Motorized Suction Spares-Dynamic- Motorise Suction Fan |  |  | A Class | NOS | NOS | I-Inventory | FG-Finish Good |  | Spares | Motorized Suction-Spares | Dental Equiment | Main Location | 90330000 |  | FIFO | Dynamic | [8 empty] | 0 | 0 | 0 | 1 | 0 | [7 empty] | NOS | 1 |  | Da/Bv/Sp/Motorise Suction Fan
IM05773 | Motorized Suction Spares- Dyanir Ds-1000 Black Ring (Suction Arm Applied)-Ps2202 |  |  | A Class | NOS | NOS | I-Inventory | FG-Finish Good |  | Spares | Motorized Suction-Spares | Dental Equiment | Main Location | 90330000 |  | FIFO | Dynamic | [8 empty] | 0 | 0 | 0 | 1 | 0 | [7 empty] | NOS | 1 |  | DA/SU/SP/DS-1000 BLACK RING (SUCTION ARM APPLIED)-PS2202
IM05774 | Motorized Suction Spares- Dyanir Ds-1000 Filter Set (Filter Hepa) Ds-102 Ds-103 |  |  | A Class | NOS | NOS | I-Inventory | FG-Finish Good |  | Spares | Motorized Suction-Spares | Dental Equiment | Main Location | 90330000 |  | FIFO | Dynamic | [8 empty] | 0 | 0 | 0 | 1 | 0 | [7 empty] | NOS | 1 |  | DA/SU/SP/DS-1000 FILTER SET (FILTER HEPA) DS-102 DS-103
IM05775 | Motorized Suction Spares- Dyanir Ds-1000 Hepa Filter (Carbon Hepa) Ds-101 |  |  | A Class | NOS | NOS | I-Inventory | FG-Finish Good |  | Spares | Motorized Suction-Spares | Dental Equiment | Main Location | 90330000 |  | FIFO | Dynamic | [8 empty] | 0 | 0 | 0 | 1 | 0 | [7 empty] | NOS | 1 |  | DA/SU/SP/DS-1000 HEPA FILTER (CARBON HEPA) DS-101
IM05776 | Motorized Suction Spares- Dyanir Ds-1000 Main PCB-Pd3031-1 |  |  | A Class | NOS | NOS | I-Inventory | FG-Finish Good |  | Spares | Motorized Suction-Spares | Dental Equiment | Main Location | 90330000 |  | FIFO | Dynamic | [8 empty] | 0 | 0 | 0 | 1 | 0 | [7 empty] | NOS | 1 |  | DA/SU/SP/DS-1000 MAIN PCB-PD3031-1
IM05777 | Motorized Suction Spares- Dyanir Ds-1000 Plastic Potentiometer-Pd3034 |  |  | A Class | NOS | NOS | I-Inventory | FG-Finish Good |  | Spares | Motorized Suction-Spares | Dental Equiment | Main Location | 90330000 |  | FIFO | Dynamic | [8 empty] | 0 | 0 | 0 | 1 | 0 | [7 empty] | NOS | 1 |  | DA/SU/SP/DS-1000 PLASTIC POTENTIOMETER-PD3034
IM05778 | Motorized Suction Spares- Dyanir Ds-1000 Suction Arm |  |  | A Class | NOS | NOS | I-Inventory | FG-Finish Good |  | Spares | Motorized Suction-Spares | Dental Equiment | Main Location | 90330000 |  | FIFO | Dynamic | [8 empty] | 0 | 0 | 0 | 1 | 0 | [7 empty] | NOS | 1 |  | DA/SU/SP/DS-1000 SUCTION ARM
IM05779 | Motorized Suction Spares- Dyanir Ds-1000 Suction Arm Funnel Big Full Curve |  |  | A Class | NOS | NOS | I-Inventory | FG-Finish Good |  | Spares | Motorized Suction-Spares | Dental Equiment | Main Location | 90330000 |  | FIFO | Dynamic | [8 empty] | 0 | 0 | 0 | 1 | 0 | [7 empty] | NOS | 1 |  | DA/SU/SP/DS-1000 SUCTION ARM FUNNEL BIG FULL CURVE
IM05780 | Motorized Suction Spares- Dyanir Ds-1000 Suction Arm Funnel Small Half Curve |  |  | A Class | NOS | NOS | I-Inventory | FG-Finish Good |  | Spares | Motorized Suction-Spares | Dental Equiment | Main Location | 90330000 |  | FIFO | Dynamic | [8 empty] | 0 | 0 | 0 | 1 | 0 | [7 empty] | NOS | 1 |  | DA/SU/SP/DS-1000 SUCTION ARM FUNNEL SMALL HALF CURVE
IM05781 | Motorized Suction Spares- Dyanir Ds-1000 Suction Arm Holder |  |  | A Class | NOS | NOS | I-Inventory | FG-Finish Good |  | Spares | Motorized Suction-Spares | Dental Equiment | Main Location | 90330000 |  | FIFO | Dynamic | [8 empty] | 0 | 0 | 0 | 1 | 0 | [7 empty] | NOS | 1 |  | DA/SU/SP/DS-1000 SUCTION ARM HOLDER
IM05782 | Motorized Suction Spares- Dyanir Ds-1000 Suction Arm Shaft |  |  | A Class | NOS | NOS | I-Inventory | FG-Finish Good |  | Spares | Motorized Suction-Spares | Dental Equiment | Main Location | 90330000 |  | FIFO | Dynamic | [8 empty] | 0 | 0 | 0 | 1 | 0 | [7 empty] | NOS | 1 |  | DA/SU/SP/DS-1000 SUCTION ARM SHAFT
IM05783 | Motorized Suction Spares- Dyanir Ds-1000 Suction Motor-Ds-125 |  |  | A Class | NOS | NOS | I-Inventory | FG-Finish Good |  | Spares | Motorized Suction-Spares | Dental Equiment | Main Location | 90330000 |  | FIFO | Dynamic | [8 empty] | 0 | 0 | 0 | 1 | 0 | [7 empty] | NOS | 1 |  | DA/SU/SP/DS-1000 SUCTION MOTOR-DS-125
IM05784 | Motorized Suction Spares- Dyanir Ds-1000 Universal Wheel-Ps2179 |  |  | A Class | NOS | NOS | I-Inventory | FG-Finish Good |  | Spares | Motorized Suction-Spares | Dental Equiment | Main Location | 90330000 |  | FIFO | Dynamic | [8 empty] | 0 | 0 | 0 | 1 | 0 | [7 empty] | NOS | 1 |  | DA/SU/SP/DS-1000 UNIVERSAL WHEEL-PS2179
IM05785 | Motorized Suction Spares- Dyanir Ds-1000 Uvc Light-Ds-108 |  |  | A Class | NOS | NOS | I-Inventory | FG-Finish Good |  | Spares | Motorized Suction-Spares | Dental Equiment | Main Location | 90330000 |  | FIFO | Dynamic | [8 empty] | 0 | 0 | 0 | 1 | 0 | [7 empty] | NOS | 1 |  | DA/SU/SP/DS-1000 UVC LIGHT-DS-108
IM05786 | Motorized Suction Spares- Dyanir Ds-1000-Handle Nut (Suction Arm Applied) Ps2201 |  |  | A Class | NOS | NOS | I-Inventory | FG-Finish Good |  | Spares | Motorized Suction-Spares | Dental Equiment | Main Location | 90330000 |  | FIFO | Dynamic | [8 empty] | 0 | 0 | 0 | 1 | 0 | [7 empty] | NOS | 1 |  | DA/SU/SP/DS-1000-HANDLE NUT (SUCTION ARM APPLIED) PS2201
IM05787 | Motorized Suction Spares- Dyanir Ds-1000-Ptfe Ring (Suction Arm Applied) |  |  | A Class | NOS | NOS | I-Inventory | FG-Finish Good |  | Spares | Motorized Suction-Spares | Dental Equiment | Main Location | 90330000 |  | FIFO | Dynamic | [8 empty] | 0 | 0 | 0 | 1 | 0 | [7 empty] | NOS | 1 |  | DA/SU/SP/DS-1000-PTFE RING (SUCTION ARM APPLIED)
IM05788 | Motorized Suction Spares-Durr-Cut Off Valve R1/4 |  |  | A Class | NOS | NOS | I-Inventory | FG-Finish Good |  | Spares | Motorized Suction-Spares | Dental Equiment | Main Location | 90330000 |  | FIFO | Durr Dental | [8 empty] | 0 | 0 | 0 | 1 | 0 | [7 empty] | NOS | 1 |  | DURR/SP/CUT OFF VALVE R1/4
IM05789 | Motorized Suction Spares-Durr-Safety Valve R1/4 0-10 Bar 9000-326-11 |  |  | A Class | NOS | NOS | I-Inventory | FG-Finish Good |  | Spares | Motorized Suction-Spares | Dental Equiment | Main Location | 90330000 |  | FIFO | Durr Dental | [8 empty] | 0 | 0 | 0 | 1 | 0 | [7 empty] | NOS | 1 |  | DURR/SP/SAFETY VALVE R1/4 0-10 BAR 9000-326-11
IM05790 | Motorized Suction Spares-Durr-Bracket Tank 5350-200-02E |  |  | A Class | NOS | NOS | I-Inventory | FG-Finish Good |  | Spares | Motorized Suction-Spares | Dental Equiment | Main Location | 90330000 |  | FIFO | Durr Dental | [8 empty] | 0 | 0 | 0 | 1 | 0 | [7 empty] | NOS | 1 |  | Durr/Sp/Bracket Tank 5350-200-02E
IM05791 | Motorized Suction Spares-Durr-Bridge Rectifier |  |  | A Class | NOS | NOS | I-Inventory | FG-Finish Good |  | Spares | Motorized Suction-Spares | Dental Equiment | Main Location | 90330000 |  | FIFO | Durr Dental | [8 empty] | 0 | 0 | 0 | 1 | 0 | [7 empty] | NOS | 1 |  | Durr/Sp/Bridge Rectifier
IM05792 | Motorized Suction Spares-Durr-Capacitor 25 Uf-5280-1000-11 |  |  | A Class | NOS | NOS | I-Inventory | FG-Finish Good |  | Spares | Motorized Suction-Spares | Dental Equiment | Main Location | 85322500 |  | FIFO | Durr Dental | [8 empty] | 0 | 0 | 0 | 1 | 0 | [7 empty] | NOS | 1 |  | DURR/SP/CAPACITOR 25 UF-5280-1000-11
IM05793 | Motorized Suction Spares-Durr-Compressor Unit Tonardo 1230V 5180-100-50E |  |  | A Class | NOS | NOS | I-Inventory | FG-Finish Good |  | Spares | Motorized Suction-Spares | Dental Equiment | Main Location | 90330000 |  | FIFO | Durr Dental | [8 empty] | 0 | 0 | 0 | 1 | 0 | [7 empty] | NOS | 1 |  | DURR/SP/COMPRESSOR UNIT TONARDO 1230V 5180-100-50E
IM05794 | Motorized Suction Spares-Durr-Condensate Drain 1650-982-00 |  |  | A Class | NOS | NOS | I-Inventory | FG-Finish Good |  | Spares | Motorized Suction-Spares | Dental Equiment | Main Location | 90330000 |  | FIFO | Durr Dental | [8 empty] | 0 | 0 | 0 | 1 | 0 | [7 empty] | NOS | 1 |  | Durr/Sp/Condensate Drain 1650-982-00
IM05795 | Motorized Suction Spares-Durr-Cooling Element Membrane Drier |  |  | A Class | NOS | NOS | I-Inventory | FG-Finish Good |  | Spares | Motorized Suction-Spares | Dental Equiment | Main Location | 90330000 |  | FIFO | Durr Dental | [8 empty] | 0 | 0 | 0 | 1 | 0 | [7 empty] | NOS | 1 |  | DURR/SP/COOLING ELEMENT MEMBRANE DRIER
IM05796 | Motorized Suction Spares-Durr-Cylinder 5180-110-00E |  |  | A Class | NOS | NOS | I-Inventory | FG-Finish Good |  | Spares | Motorized Suction-Spares | Dental Equiment | Main Location | 90330000 |  | FIFO | Durr Dental | [8 empty] | 0 | 0 | 0 | 1 | 0 | [7 empty] | NOS | 1 |  | Durr/Sp/Cylinder 5180-110-00E
IM05797 | Motorized Suction Spares-Durr-Durr Compressor Pressure Guage |  |  | A Class | NOS | NOS | I-Inventory | FG-Finish Good |  | Spares | Motorized Suction-Spares | Dental Equiment | Main Location | 90330000 |  | FIFO | Durr Dental | [8 empty] | 0 | 0 | 0 | 1 | 0 | [7 empty] | NOS | 1 |  | Durr/Sp/Durr Compressor Pressure Guage
IM05798 | Motorized Suction Spares-Durr-Durr Connect 20 Connector Sleeve W Non Return0700-700-43E |  |  | A Class | NOS | NOS | I-Inventory | FG-Finish Good |  | Spares | Motorized Suction-Spares | Dental Equiment | Main Location | 90330000 |  | FIFO | Durr Dental | [8 empty] | 0 | 0 | 0 | 1 | 0 | [7 empty] | NOS | 1 |  | DURR/SP/DURR CONNECT 20 CONNECTOR SLEEVE W NON RETURN0700-700-43E
IM05799 | Motorized Suction Spares-Durr-Durr Connect 20 Hose Connector 0700-710-20E |  |  | A Class | NOS | NOS | I-Inventory | FG-Finish Good |  | Spares | Motorized Suction-Spares | Dental Equiment | Main Location | 90330000 |  | FIFO | Durr Dental | [8 empty] | 0 | 0 | 0 | 1 | 0 | [7 empty] | NOS | 1 |  | DURR/SP/DURR CONNECT 20 HOSE CONNECTOR 0700-710-20E
IM05800 | Motorized Suction Spares-Durr-Durr Connect 20 Vent Nozzle 0700-702-00 |  |  | A Class | NOS | NOS | I-Inventory | FG-Finish Good |  | Spares | Motorized Suction-Spares | Dental Equiment | Main Location | 90330000 |  | FIFO | Durr Dental | [8 empty] | 0 | 0 | 0 | 1 | 0 | [7 empty] | NOS | 1 |  | Durr/Sp/Durr Connect 20 Vent Nozzle 0700-702-00
IM05801 | Motorized Suction Spares-Durr-Durr Shan Satnam Quarto Compressor |  |  | A Class | NOS | NOS | I-Inventory | FG-Finish Good |  | Spares | Motorized Suction-Spares | Dental Equiment | Main Location | 90330000 |  | FIFO | Durr Dental | [8 empty] | 0 | 0 | 0 | 1 | 0 | [7 empty] | NOS | 1 |  | DURR/SP/DURR Shan Satnam Quarto Compressor
IM05802 | Motorized Suction Spares-Durr-Durr Tornado 1 Cpmpressor Motor-5180-100-53 |  |  | A Class | NOS | NOS | I-Inventory | FG-Finish Good |  | Spares | Motorized Suction-Spares | Dental Equiment | Main Location | 90330000 |  | FIFO | Durr Dental | [8 empty] | 0 | 0 | 0 | 1 | 0 | [7 empty] | NOS | 1 |  | DURR/SP/DURR TORNADO 1 CPMPRESSOR MOTOR-5180-100-53
IM05803 | Motorized Suction Spares-Durr-Fan 5280-120-06 |  |  | A Class | NOS | NOS | I-Inventory | FG-Finish Good |  | Spares | Motorized Suction-Spares | Dental Equiment | Main Location | 90330000 |  | FIFO | Durr Dental | [8 empty] | 0 | 0 | 0 | 1 | 0 | [7 empty] | NOS | 1 |  | Durr/Sp/Fan 5280-120-06
IM05804 | Motorized Suction Spares-Durr-Fan Cover 5280-120-07 |  |  | A Class | NOS | NOS | I-Inventory | FG-Finish Good |  | Spares | Motorized Suction-Spares | Dental Equiment | Main Location | 90330000 |  | FIFO | Durr Dental | [8 empty] | 0 | 0 | 0 | 1 | 0 | [7 empty] | NOS | 1 |  | Durr/Sp/Fan Cover 5280-120-07
IM05805 | Motorized Suction Spares-Durr-Filter Cover 5180-100-07E |  |  | A Class | NOS | NOS | I-Inventory | FG-Finish Good |  | Spares | Motorized Suction-Spares | Dental Equiment | Main Location | 90330000 |  | FIFO | Durr Dental | [8 empty] | 0 | 0 | 0 | 1 | 0 | [7 empty] | NOS | 1 |  | Durr/Sp/Filter Cover 5180-100-07E
IM05806 | Motorized Suction Spares-Durr-Foam Piece 7118-100-25 |  |  | A Class | NOS | NOS | I-Inventory | FG-Finish Good |  | Spares | Motorized Suction-Spares | Dental Equiment | Main Location | 90330000 |  | FIFO | Durr Dental | [8 empty] | 0 | 0 | 0 | 1 | 0 | [7 empty] | NOS | 1 |  | Durr/Sp/Foam Piece 7118-100-25
IM05807 | Motorized Suction Spares-Durr-Fuse 15Amp |  |  | A Class | NOS | NOS | I-Inventory | FG-Finish Good |  | Spares | Motorized Suction-Spares | Dental Equiment | Main Location | 90330000 |  | FIFO | Durr Dental | [8 empty] | 0 | 0 | 0 | 1 | 0 | [7 empty] | NOS | 1 |  | Durr/Sp/Fuse 15Amp
IM05808 | Motorized Suction Spares-Durr-Hose 6X2X10 9000-317-25 |  |  | A Class | NOS | NOS | I-Inventory | FG-Finish Good |  | Spares | Motorized Suction-Spares | Dental Equiment | Main Location | 40094100 |  | FIFO | Durr Dental | [8 empty] | 0 | 0 | 0 | 1 | 0 | [7 empty] | NOS | 1 |  | DURR/SP/HOSE 6X2X10 9000-317-25
IM05809 | Motorized Suction Spares-Durr-Hose 8X2X12 9000-317-47 |  |  | A Class | NOS | NOS | I-Inventory | FG-Finish Good |  | Spares | Motorized Suction-Spares | Dental Equiment | Main Location | 40094100 |  | FIFO | Durr Dental | [8 empty] | 0 | 0 | 0 | 1 | 0 | [7 empty] | NOS | 1 |  | DURR/SP/HOSE 8X2X12 9000-317-47
IM05810 | Motorized Suction Spares-Durr-Hose 9000-317-34 |  |  | A Class | NOS | NOS | I-Inventory | FG-Finish Good |  | Spares | Motorized Suction-Spares | Dental Equiment | Main Location | 90330000 |  | FIFO | Durr Dental | [8 empty] | 0 | 0 | 0 | 1 | 0 | [7 empty] | NOS | 1 |  | Durr/Sp/Hose 9000-317-34
IM05811 | Motorized Suction Spares-Durr-Hose Connector Dia 25 Set Of 5 0700-710-25E |  |  | A Class | NOS | NOS | I-Inventory | FG-Finish Good |  | Spares | Motorized Suction-Spares | Dental Equiment | Main Location | 90330000 |  | FIFO | Durr Dental | [8 empty] | 0 | 0 | 0 | 1 | 0 | [7 empty] | NOS | 1 |  | Durr/Sp/Hose Connector Dia 25 Set of 5 0700-710-25E
IM05812 | Motorized Suction Spares-Durr-House 5351-002-00 |  |  | A Class | NOS | NOS | I-Inventory | FG-Finish Good |  | Spares | Motorized Suction-Spares | Dental Equiment | Main Location | 90330000 |  | FIFO | Durr Dental | [8 empty] | 0 | 0 | 0 | 1 | 0 | [7 empty] | NOS | 1 |  | Durr/Sp/House 5351-002-00
IM05813 | Motorized Suction Spares-Durr-Insert For Intake Filter 5180-982-00 |  |  | A Class | NOS | NOS | I-Inventory | FG-Finish Good |  | Spares | Motorized Suction-Spares | Dental Equiment | Main Location | 90330000 |  | FIFO | Durr Dental | [8 empty] | 0 | 0 | 0 | 1 | 0 | [7 empty] | NOS | 1 |  | Durr/Sp/Insert for Intake Filter 5180-982-00
IM05814 | Motorized Suction Spares-Durr-Jet Set 1650-981-00 |  |  | A Class | NOS | NOS | I-Inventory | FG-Finish Good |  | Spares | Motorized Suction-Spares | Dental Equiment | Main Location | 90330000 |  | FIFO | Durr Dental | [8 empty] | 0 | 0 | 0 | 1 | 0 | [7 empty] | NOS | 1 |  | Durr/Sp/Jet Set 1650-981-00
IM05815 | Motorized Suction Spares-Durr-Lagersatz Fur Rotor 7130-982-51 |  |  | A Class | NOS | NOS | I-Inventory | FG-Finish Good |  | Spares | Motorized Suction-Spares | Dental Equiment | Main Location | 90330000 |  | FIFO | Durr Dental | [8 empty] | 0 | 0 | 0 | 1 | 0 | [7 empty] | NOS | 1 |  | DURR/SP/LAGERSATZ FUR ROTOR 7130-982-51
IM05816 | Motorized Suction Spares-Durr-Light Protection Covers For Images 2130-080-00 |  |  | A Class | NOS | NOS | I-Inventory | FG-Finish Good |  | Spares | Motorized Suction-Spares | Dental Equiment | Main Location | 90330000 |  | FIFO | Durr Dental | [8 empty] | 0 | 0 | 0 | 1 | 0 | [7 empty] | NOS | 1 |  | DURR/SP/LIGHT PROTECTION COVERS FOR IMAGES 2130-080-00
IM05817 | Motorized Suction Spares-Durr-Light Protection Covers For Images 2130-081-00 |  |  | A Class | NOS | NOS | I-Inventory | FG-Finish Good |  | Spares | Motorized Suction-Spares | Dental Equiment | Main Location | 90330000 |  | FIFO | Durr Dental | [8 empty] | 0 | 0 | 0 | 1 | 0 | [7 empty] | NOS | 1 |  | DURR/SP/LIGHT PROTECTION COVERS FOR IMAGES 2130-081-00
IM05818 | Motorized Suction Spares-Durr-Light Protection Covers For Images 2130-082-00 |  |  | A Class | NOS | NOS | I-Inventory | FG-Finish Good |  | Spares | Motorized Suction-Spares | Dental Equiment | Main Location | 90330000 |  | FIFO | Durr Dental | [8 empty] | 0 | 0 | 0 | 1 | 0 | [7 empty] | NOS | 1 |  | DURR/SP/LIGHT PROTECTION COVERS FOR IMAGES 2130-082-00
IM05819 | Motorized Suction Spares-Durr-Noise Damper 7136-984-50 |  |  | A Class | NOS | NOS | I-Inventory | FG-Finish Good |  | Spares | Motorized Suction-Spares | Dental Equiment | Main Location | 90330000 |  | FIFO | Durr Dental | [8 empty] | 0 | 0 | 0 | 1 | 0 | [7 empty] | NOS | 1 |  | Durr/Sp/Noise Damper 7136-984-50
IM05820 | Motorized Suction Spares-Durr-Non Return Valve 5150-040-02 |  |  | A Class | NOS | NOS | I-Inventory | FG-Finish Good |  | Spares | Motorized Suction-Spares | Dental Equiment | Main Location | 90330000 |  | FIFO | Durr Dental | [8 empty] | 0 | 0 | 0 | 1 | 0 | [7 empty] | NOS | 1 |  | Durr/Sp/Non Return Valve 5150-040-02
IM05821 | Motorized Suction Spares-Durr-Non Return Valve 5150-041-00 |  |  | A Class | NOS | NOS | I-Inventory | FG-Finish Good |  | Spares | Motorized Suction-Spares | Dental Equiment | Main Location | 90330000 |  | FIFO | Durr Dental | [8 empty] | 0 | 0 | 0 | 1 | 0 | [7 empty] | NOS | 1 |  | Durr/Sp/Non Return Valve 5150-041-00
IM05822 | Motorized Suction Spares-Durr-O Ring 38 X 2.5 9000-401-21 |  |  | A Class | NOS | NOS | I-Inventory | FG-Finish Good |  | Spares | Motorized Suction-Spares | Dental Equiment | Main Location | 90330000 |  | FIFO | Durr Dental | [8 empty] | 0 | 0 | 0 | 1 | 0 | [7 empty] | NOS | 1 |  | Durr/Sp/O Ring 38 x 2.5 9000-401-21
IM05823 | Motorized Suction Spares-Durr-Oring Pack Of 5 9000-402-54E |  |  | A Class | NOS | NOS | I-Inventory | FG-Finish Good |  | Spares | Motorized Suction-Spares | Dental Equiment | Main Location | 90330000 |  | FIFO | Durr Dental | [8 empty] | 0 | 0 | 0 | 1 | 0 | [7 empty] | NOS | 1 |  | DURR/SP/ORING PACK OF 5 9000-402-54E
IM05824 | Motorized Suction Spares-Durr-Periomat Pls Main Drive Motor 1307-984-00 |  |  | A Class | NOS | NOS | I-Inventory | FG-Finish Good |  | Spares | Motorized Suction-Spares | Dental Equiment | Main Location | 90330000 |  | FIFO | Durr Dental | [8 empty] | 0 | 0 | 0 | 1 | 0 | [7 empty] | NOS | 1 |  | DURR/SP/PERIOMAT PLS MAIN DRIVE MOTOR 1307-984-00
IM05825 | Motorized Suction Spares-Durr-Piston 5180-140-00E |  |  | A Class | NOS | NOS | I-Inventory | FG-Finish Good |  | Spares | Motorized Suction-Spares | Dental Equiment | Main Location | 90330000 |  | FIFO | Durr Dental | [8 empty] | 0 | 0 | 0 | 1 | 0 | [7 empty] | NOS | 1 |  | Durr/Sp/Piston 5180-140-00E
IM05826 | Motorized Suction Spares-Durr-Pressure Hose 390 Mm D 4252-001-00 |  |  | A Class | NOS | NOS | I-Inventory | FG-Finish Good |  | Spares | Motorized Suction-Spares | Dental Equiment | Main Location | 40094100 |  | FIFO | Durr Dental | [8 empty] | 0 | 0 | 0 | 1 | 0 | [7 empty] | NOS | 1 |  | DURR/SP/PRESSURE HOSE 390 MM D 4252-001-00
IM05827 | Motorized Suction Spares-Durr-Pressure Hose 460Mm Spare 5272-001-00 |  |  | A Class | NOS | NOS | I-Inventory | FG-Finish Good |  | Spares | Motorized Suction-Spares | Dental Equiment | Main Location | 40094100 |  | FIFO | Durr Dental | [8 empty] | 0 | 0 | 0 | 1 | 0 | [7 empty] | NOS | 1 |  | DURR/SP/PRESSURE HOSE 460MM SPARE 5272-001-00
IM05828 | Motorized Suction Spares-Durr-Pressure Hose 5150-001-00 |  |  | A Class | NOS | NOS | I-Inventory | FG-Finish Good |  | Spares | Motorized Suction-Spares | Dental Equiment | Main Location | 90330000 |  | FIFO | Durr Dental | [8 empty] | 0 | 0 | 0 | 1 | 0 | [7 empty] | NOS | 1 |  | Durr/Sp/Pressure Hose 5150-001-00
IM05829 | Motorized Suction Spares-Durr-Pressure Switch 5180-011-00E |  |  | A Class | NOS | NOS | I-Inventory | FG-Finish Good |  | Spares | Motorized Suction-Spares | Dental Equiment | Main Location | 90330000 |  | FIFO | Durr Dental | [8 empty] | 0 | 0 | 0 | 1 | 0 | [7 empty] | NOS | 1 |  | Durr/Sp/Pressure Switch 5180-011-00E
IM05830 | Motorized Suction Spares-Durr-Quick Coupling 9000-312-03 |  |  | A Class | NOS | NOS | I-Inventory | FG-Finish Good |  | Spares | Motorized Suction-Spares | Dental Equiment | Main Location | 90330000 |  | FIFO | Durr Dental | [8 empty] | 0 | 0 | 0 | 1 | 0 | [7 empty] | NOS | 1 |  | Durr/Sp/Quick Coupling 9000-312-03
IM05831 | Motorized Suction Spares-Durr-Schaumstoffring Set 7136983-55 |  |  | A Class | NOS | NOS | I-Inventory | FG-Finish Good |  | Spares | Motorized Suction-Spares | Dental Equiment | Main Location | 90330000 |  | FIFO | Durr Dental | [8 empty] | 0 | 0 | 0 | 1 | 0 | [7 empty] | NOS | 1 |  | DURR/SP/SCHAUMSTOFFRING SET 7136983-55
IM05832 | Motorized Suction Spares-Durr-Scheiben 7130-982-52 |  |  | A Class | NOS | NOS | I-Inventory | FG-Finish Good |  | Spares | Motorized Suction-Spares | Dental Equiment | Main Location | 90330000 |  | FIFO | Durr Dental | [8 empty] | 0 | 0 | 0 | 1 | 0 | [7 empty] | NOS | 1 |  | DURR/SP/SCHEIBEN 7130-982-52
IM05833 | Motorized Suction Spares-Durr-Securing Ring 20 Pcs Set 0700-700-01E |  |  | A Class | NOS | NOS | I-Inventory | FG-Finish Good |  | Spares | Motorized Suction-Spares | Dental Equiment | Main Location | 90330000 |  | FIFO | Durr Dental | [8 empty] | 0 | 0 | 0 | 1 | 0 | [7 empty] | NOS | 1 |  | Durr/Sp/Securing Ring 20 Pcs Set 0700-700-01E
IM05834 | Motorized Suction Spares-Durr-Seperator Housing 7151-983-50 |  |  | A Class | NOS | NOS | I-Inventory | FG-Finish Good |  | Spares | Motorized Suction-Spares | Dental Equiment | Main Location | 90330000 |  | FIFO | Durr Dental | [8 empty] | 0 | 0 | 0 | 1 | 0 | [7 empty] | NOS | 1 |  | Durr/Sp/Seperator Housing 7151-983-50
IM05835 | Motorized Suction Spares-Durr-Shaped Joint 10Mm Double Plug 9000-313-01 |  |  | A Class | NOS | NOS | I-Inventory | FG-Finish Good |  | Spares | Motorized Suction-Spares | Dental Equiment | Main Location | 90330000 |  | FIFO | Durr Dental | [8 empty] | 0 | 0 | 0 | 1 | 0 | [7 empty] | NOS | 1 |  | Durr/Sp/Shaped Joint 10mm Double Plug 9000-313-01
IM05836 | Motorized Suction Spares-Durr-Shock Absorber Set 5180-982-50 |  |  | A Class | NOS | NOS | I-Inventory | FG-Finish Good |  | Spares | Motorized Suction-Spares | Dental Equiment | Main Location | 90330000 |  | FIFO | Durr Dental | [8 empty] | 0 | 0 | 0 | 1 | 0 | [7 empty] | NOS | 1 |  | Durr/Sp/Shock Absorber Set 5180-982-50
IM05837 | Motorized Suction Spares-Durr-Sleeve 5180-981-00 |  |  | A Class | NOS | NOS | I-Inventory | FG-Finish Good |  | Spares | Motorized Suction-Spares | Dental Equiment | Main Location | 90330000 |  | FIFO | Durr Dental | [8 empty] | 0 | 0 | 0 | 1 | 0 | [7 empty] | NOS | 1 |  | Durr/Sp/Sleeve 5180-981-00
IM05838 | Motorized Suction Spares-Durr-Solenoid Valve 9000-303-87 |  |  | A Class | NOS | NOS | I-Inventory | FG-Finish Good |  | Spares | Motorized Suction-Spares | Dental Equiment | Main Location | 90330000 |  | FIFO | Durr Dental | [8 empty] | 0 | 0 | 0 | 1 | 0 | [7 empty] | NOS | 1 |  | Durr/Sp/Solenoid Valve 9000-303-87
IM05839 | Motorized Suction Spares-Durr-Suction Pcb Transformer |  |  | A Class | NOS | NOS | I-Inventory | FG-Finish Good |  | Spares | Motorized Suction-Spares | Dental Equiment | Main Location | 90330000 |  | FIFO | Durr Dental | [8 empty] | 0 | 0 | 0 | 1 | 0 | [7 empty] | NOS | 1 |  | Durr/Sp/Suction Pcb Transformer
IM05840 | Motorized Suction Spares-Durr-Suction Valve 7560-500-60 |  |  | A Class | NOS | NOS | I-Inventory | FG-Finish Good |  | Spares | Motorized Suction-Spares | Dental Equiment | Main Location | 90330000 |  | FIFO | Durr Dental | [8 empty] | 0 | 0 | 0 | 1 | 0 | [7 empty] | NOS | 1 |  | Durr/Sp/Suction Valve 7560-500-60
IM05841 | Motorized Suction Spares-Durr-Suction Valve 7560-500-77 |  |  | A Class | NOS | NOS | I-Inventory | FG-Finish Good |  | Spares | Motorized Suction-Spares | Dental Equiment | Main Location | 90330000 |  | FIFO | Durr Dental | [8 empty] | 0 | 0 | 0 | 1 | 0 | [7 empty] | NOS | 1 |  | Durr/Sp/Suction Valve 7560-500-77
IM05842 | Motorized Suction Spares-Durr-Surr Connect 20 Filtre Connector 0700-700-18E |  |  | A Class | NOS | NOS | I-Inventory | FG-Finish Good |  | Spares | Motorized Suction-Spares | Dental Equiment | Main Location | 90330000 |  | FIFO | Durr Dental | [8 empty] | 0 | 0 | 0 | 1 | 0 | [7 empty] | NOS | 1 |  | DURR/SP/SURR CONNECT 20 FILTRE CONNECTOR 0700-700-18E
IM05843 | Motorized Suction Spares-Durr-Tank Sockel 5180-200-02 |  |  | A Class | NOS | NOS | I-Inventory | FG-Finish Good |  | Spares | Motorized Suction-Spares | Dental Equiment | Main Location | 90330000 |  | FIFO | Durr Dental | [8 empty] | 0 | 0 | 0 | 1 | 0 | [7 empty] | NOS | 1 |  | DURR/SP/TANK SOCKEL 5180-200-02
IM05844 | Motorized Suction Spares-Durr-Tanksocel Spare Part |  |  | A Class | NOS | NOS | I-Inventory | FG-Finish Good |  | Spares | Motorized Suction-Spares | Dental Equiment | Main Location | 90330000 |  | FIFO | Durr Dental | [8 empty] | 0 | 0 | 0 | 1 | 0 | [7 empty] | NOS | 1 |  | DURR/SP/TANKSOCEL SPARE PART
IM05845 | Motorized Suction Spares-Durr-Upper Part Membrane Cover 1650-983-00 |  |  | A Class | NOS | NOS | I-Inventory | FG-Finish Good |  | Spares | Motorized Suction-Spares | Dental Equiment | Main Location | 90330000 |  | FIFO | Durr Dental | [8 empty] | 0 | 0 | 0 | 1 | 0 | [7 empty] | NOS | 1 |  | Durr/Sp/Upper Part Membrane Cover 1650-983-00
IM05846 | Motorized Suction Spares-Durr-Vs600 Suction Plastic Base |  |  | A Class | NOS | NOS | I-Inventory | FG-Finish Good |  | Spares | Motorized Suction-Spares | Dental Equiment | Main Location | 90330000 |  | FIFO | Durr Dental | [8 empty] | 0 | 0 | 0 | 1 | 0 | [7 empty] | NOS | 1 |  | Durr/Sp/VS600 Suction Plastic Base
IM05847 | Motorized Suction Spares-Durr-Vs-1200 Suction Main PCB 0732 -100- 61 |  |  | A Class | NOS | NOS | I-Inventory | FG-Finish Good |  | Spares | Motorized Suction-Spares | Dental Equiment | Main Location | 90330000 |  | FIFO | Durr Dental | [8 empty] | 0 | 0 | 0 | 1 | 0 | [7 empty] | NOS | 1 |  | DURR/SU/SP/VS-1200 SUCTION MAIN PCB 0732 -100- 61
IM05848 | Motorized Suction Spares-Durr-Erasure PCB-2141-410-00E |  |  | A Class | NOS | NOS | I-Inventory | FG-Finish Good |  | Spares | Motorized Suction-Spares | Dental Equiment | Main Location | 90330000 |  | FIFO | Durr Dental | [8 empty] | 0 | 0 | 0 | 1 | 0 | [7 empty] | NOS | 1 |  | DURR/VS/SP/ERASURE PCB-2141-410-00E
IM05849 | Motorized Suction Spares-Durr-Inserting Cover For Size 0 Image Plate 2143-100-20 |  |  | A Class | NOS | NOS | I-Inventory | FG-Finish Good |  | Spares | Motorized Suction-Spares | Dental Equiment | Main Location | 90330000 |  | FIFO | Durr Dental | [8 empty] | 0 | 0 | 0 | 1 | 0 | [7 empty] | NOS | 1 |  | DURR/VS/SP/INSERTING COVER FOR SIZE 0 IMAGE PLATE 2143-100-20
IM05850 | Motorized Suction Spares-Durr- Connect 20 Hose Connector D 25 Pack Of 5 0700-720-25 |  |  | A Class | NOS | NOS | I-Inventory | FG-Finish Good |  | Spares | Motorized Suction-Spares | Dental Equiment | Main Location | 90330000 |  | FIFO | Durr Dental | [8 empty] | 0 | 0 | 0 | 1 | 0 | [7 empty] | NOS | 1 |  | DURR/SU/SP/DURR CONNECT 20 HOSE CONNECTOR D 25 PACK OF 5 0700-720-25
IM05851 | Motorized Suction Spares-Durr-Spittoon Bowl Valve 24V-7560-7000-52 |  |  | A Class | NOS | NOS | I-Inventory | FG-Finish Good |  | Spares | Motorized Suction-Spares | Dental Equiment | Main Location | 90330000 |  | FIFO | Durr Dental | [8 empty] | 0 | 0 | 0 | 1 | 0 | [7 empty] | NOS | 1 |  | DURR/SU/SP/SPITTOON BOWL VALVE 24V-7560-7000-52
IM05852 | Dental Compressor Spares- Durr Suction VS 250 Motor |  |  | A Class | NOS | NOS | I-Inventory | FG-Finish Good |  | Spares | Motorized Suction-Spares | Dental Equiment | Main Location | 90330000 |  | FIFO | Durr Dental | [8 empty] | 0 | 0 | 0 | 1 | 0 | [7 empty] | NOS | 1 |  | Durr Dental Durr Suction VS-250-Motor
IM05853 | Motorized Suction Spares- Motorized Suction PCB |  |  | A Class | NOS | NOS | I-Inventory | FG-Finish Good |  | Spares | Motorized Suction-Spares | Dental Equiment | Main Location | 90330000 |  | FIFO | Dynamic | [8 empty] | 0 | 0 | 0 | 1 | 0 | [7 empty] | NOS | 1 |  | Dynair Suction Pcb
IM05854 | Motorized Suction Spares-Gnatus-Bio Sec Filter 30365004774 |  |  | A Class | NOS | NOS | I-Inventory | FG-Finish Good |  | Spares | Motorized Suction-Spares | Dental Equiment | Main Location | 90330000 |  | FIFO | Gnatus | [8 empty] | 0 | 0 | 0 | 1 | 0 | [7 empty] | NOS | 1 |  | GN/SP/BV SEC FILTER 30365004774
IM05855 | Motorized Suction Spares-Gnatus-Bio Sec Resrvoi Set 997001465 |  |  | A Class | NOS | NOS | I-Inventory | FG-Finish Good |  | Spares | Motorized Suction-Spares | Dental Equiment | Main Location | 90330000 |  | FIFO | Gnatus | [8 empty] | 0 | 0 | 0 | 1 | 0 | [7 empty] | NOS | 1 |  | GN/BV/SP/BV SEC RESRVOI SET 997001465
IM05856 | Motorized Suction Spares-Gnatus-Bio Vac Motor 901006120 |  |  | A Class | NOS | NOS | I-Inventory | FG-Finish Good |  | Spares | Motorized Suction-Spares | Dental Equiment | Main Location | 90330000 |  | FIFO | Gnatus | [8 empty] | 0 | 0 | 0 | 1 | 0 | [7 empty] | NOS | 1 |  | Gn/Bv/Sp/Bio Vac Motor 901006120
IM05857 | Motorized Suction Spares-Gnatus-Biovac Ii Suction Holder 902002690 |  |  | A Class | NOS | NOS | I-Inventory | FG-Finish Good |  | Spares | Motorized Suction-Spares | Dental Equiment | Main Location | 90330000 |  | FIFO | Gnatus | [8 empty] | 0 | 0 | 0 | 1 | 0 | [7 empty] | NOS | 1 |  | GN/BV/SP/BIOVAC II SUCTION HOLDER 902002690
IM05858 | Motorized Suction Spares-Gnatus-Biovac Suction Main PCB 607002687 |  |  | A Class | NOS | NOS | I-Inventory | FG-Finish Good |  | Spares | Motorized Suction-Spares | Dental Equiment | Main Location | 90330000 |  | FIFO | Gnatus | [8 empty] | 0 | 0 | 0 | 1 | 0 | [7 empty] | NOS | 1 |  | Gn/Bv/Biovac Suction Main Pcb 607002687
IM05859 | Motorized Suction Spares-Gnatus-Biovac Suction Plastic Jar 997001464 |  |  | A Class | NOS | NOS | I-Inventory | FG-Finish Good |  | Spares | Motorized Suction-Spares | Dental Equiment | Main Location | 90330000 |  | FIFO | Gnatus | [8 empty] | 0 | 0 | 0 | 1 | 0 | [7 empty] | NOS | 1 |  | Gn/Bv/Sp/Biovac Suction Plastic Jar 997001464
IM05860 | Motorized Suction Spares-Gnatus-Body Bv Sec Reservoir Set 40907002032 |  |  | A Class | NOS | NOS | I-Inventory | FG-Finish Good |  | Spares | Motorized Suction-Spares | Dental Equiment | Main Location | 90330000 |  | FIFO | Gnatus | [8 empty] | 0 | 0 | 0 | 1 | 0 | [7 empty] | NOS | 1 |  | GN/SP/BODY BV SEC RESERVOIR SET 40907002032
IM05861 | Motorized Suction Spares-Gnatus-Electrode Harness Bv Sec Reservoir 30300054904 |  |  | A Class | NOS | NOS | I-Inventory | FG-Finish Good |  | Spares | Motorized Suction-Spares | Dental Equiment | Main Location | 90330000 |  | FIFO | Gnatus | [8 empty] | 0 | 0 | 0 | 1 | 0 | [7 empty] | NOS | 1 |  | GN/SP/ELECTRODE HARNESS BV SEC RESERVOIR 30300054904
IM05862 | Motorized Suction Spares-Gnatus-Lid-Brass Cap Bio Vac Ii Cover 300051347 |  |  | A Class | NOS | NOS | I-Inventory | FG-Finish Good |  | Spares | Motorized Suction-Spares | Dental Equiment | Main Location | 90330000 |  | FIFO | Gnatus | [8 empty] | 0 | 0 | 0 | 1 | 0 | [7 empty] | NOS | 1 |  | Gn/Bv/Sp/Lid/Brass Cap Bio Vac Ii Cover 300051347
IM05863 | Motorized Suction Spares-Gnatus-Motorise Suction PCB 300030710 |  |  | A Class | NOS | NOS | I-Inventory | FG-Finish Good |  | Spares | Motorized Suction-Spares | Dental Equiment | Main Location | 90330000 |  | FIFO | Gnatus | [8 empty] | 0 | 0 | 0 | 1 | 0 | [7 empty] | NOS | 1 |  | Gn/Ms/Sp/Motorise Suction Pcb 300030710
IM05864 | Motorized Suction Spares-Gnatus-Motorised Suction Cover 607001870 |  |  | A Class | NOS | NOS | I-Inventory | FG-Finish Good |  | Spares | Motorized Suction-Spares | Dental Equiment | Main Location | 90330000 |  | FIFO | Gnatus | [8 empty] | 0 | 0 | 0 | 1 | 0 | [7 empty] | NOS | 1 |  | Gn/Ms/Sp/Motorised Suction Cover 607001870
IM05865 | Motorized Suction Spares-Gnatus-Motorised Suction Filter 907000510 |  |  | A Class | NOS | NOS | I-Inventory | FG-Finish Good |  | Spares | Motorized Suction-Spares | Dental Equiment | Main Location | 90330000 |  | FIFO | Gnatus | [8 empty] | 0 | 0 | 0 | 1 | 0 | [7 empty] | NOS | 1 |  | Gn/Ms/Sp/Motorised Suction Filter 907000510
IM05866 | Motorized Suction Spares-Gnatus-Motorised Suction Motor 300030480 |  |  | A Class | NOS | NOS | I-Inventory | FG-Finish Good |  | Spares | Motorized Suction-Spares | Dental Equiment | Main Location | 90330000 |  | FIFO | Gnatus | [8 empty] | 0 | 0 | 0 | 1 | 0 | [7 empty] | NOS | 1 |  | Gn/Ms/Sp/Motorised Suction Motor 300030480
IM05867 | Motorized Suction Spares-Gnatus-Motorised Suction Motor Without Capacitor |  |  | A Class | NOS | NOS | I-Inventory | FG-Finish Good |  | Spares | Motorized Suction-Spares | Dental Equiment | Main Location | 90330000 |  | FIFO | Gnatus | [8 empty] | 0 | 0 | 0 | 1 | 0 | [7 empty] | NOS | 1 |  | GN/MS/SP/MOTORISED SUCTION MOTOR WITHOUT CAPACITOR
IM05868 | Motorized Suction Spares-Gnatus-Motorised Suction Transformer 302001940 |  |  | A Class | NOS | NOS | I-Inventory | FG-Finish Good |  | Spares | Motorized Suction-Spares | Dental Equiment | Main Location | 90330000 |  | FIFO | Gnatus | [8 empty] | 0 | 0 | 0 | 1 | 0 | [7 empty] | NOS | 1 |  | Gn/Ms/Sp/Motorised Suction Transformer 302001940
IM05869 | Motorized Suction Spares-Gnatus-New Suction Cannula Rubber Tip 365004673 |  |  | A Class | NOS | NOS | I-Inventory | FG-Finish Good |  | Spares | Motorized Suction-Spares | Dental Equiment | Main Location | 90330000 |  | FIFO | Gnatus | [8 empty] | 0 | 0 | 0 | 1 | 0 | [7 empty] | NOS | 1 |  | Gnatus New Suction Cannula Rubber Tip 365004673
IM05870 | Motorized Suction Spares-Gnatus-Solenoid Valve 907001770 |  |  | A Class | NOS | NOS | I-Inventory | FG-Finish Good |  | Spares | Motorized Suction-Spares | Dental Equiment | Main Location | 90330000 |  | FIFO | Gnatus | [8 empty] | 0 | 0 | 0 | 1 | 0 | [7 empty] | NOS | 1 |  | GN/BV/SP/SOLENOID VALVE 907001770
IM05871 | Motorized Suction Spares-Gnatus-Sp-Hax Nozzle 300050470 |  |  | A Class | NOS | NOS | I-Inventory | FG-Finish Good |  | Spares | Motorized Suction-Spares | Dental Equiment | Main Location | 90330000 |  | FIFO | Gnatus | [8 empty] | 0 | 0 | 0 | 1 | 0 | [7 empty] | NOS | 1 |  | Gn/Bv/Sp/Hax Nozzle 300050470
IM05872 | Motorized Suction Spares-Gnatus-Top Motorised Suction Holder 902003194 |  |  | A Class | NOS | NOS | I-Inventory | FG-Finish Good |  | Spares | Motorized Suction-Spares | Dental Equiment | Main Location | 90330000 |  | FIFO | Gnatus | [8 empty] | 0 | 0 | 0 | 1 | 0 | [7 empty] | NOS | 1 |  | Gn/Sh/Sp/Top Motorised Suction Holder 902003194
IM05873 | Motorized Suction Spares-Gnatus-Biovac Suction W/O Plastic Jar |  |  | A Class | NOS | NOS | I-Inventory | FG-Finish Good |  | Spares | Motorized Suction-Spares | Dental Equiment | Main Location | 90330000 |  | FIFO | Gnatus | [8 empty] | 0 | 0 | 0 | 1 | 0 | [7 empty] | NOS | 1 |  | Gn/Bv/Sp/Biovac Suction w/o Plastic Jar
IM05874 | Motorized Suction Spares-Gnatus-Suction Nozzel Assembly 11 Mm 365003560/902003296 |  |  | A Class | NOS | NOS | I-Inventory | FG-Finish Good |  | Spares | Motorized Suction-Spares | Dental Equiment | Main Location | 90330000 |  | FIFO | Gnatus | [8 empty] | 0 | 0 | 0 | 1 | 0 | [7 empty] | NOS | 1 |  | Gnatus Suction Nozzel Assembly 11 mm 365003560/902003296
IM05875 | Motorized Suction-Spares-Local-Dental Suction Control Pcb |  |  | A Class | NOS | NOS | I-Inventory | FG-Finish Good |  | Spares | Motorized Suction-Spares | Dental Equiment | Main Location | 90330000 |  | FIFO | Indian Product | [8 empty] | 0 | 0 | 0 | 1 | 0 | [7 empty] | NOS | 1 |  | IN/AC/DENTAL SUCTION CONTROL PCB
IM05876 | Motorized Suction Spares-Indian-US-1400-SC-SP- -Extra Oral Aerosol Suction Arm SPring |  |  | A Class | NOS | NOS | I-Inventory | FG-Finish Good |  | Spares | Motorized Suction-Spares | Dental Equiment | Main Location | 90330000 |  | FIFO | Indian Product | [8 empty] | 0 | 0 | 0 | 1 | 0 | [7 empty] | NOS | 1 |  | IN/SU/SP/US-1400/SC/SP/ /EXTRA ORAL AEROSOL SUCTION ARM SPRING
IM05877 | Motorized Suction Spares-Indian-US-1400-SC-SP-Extra Oral Aerosol Suction Trolley Wheel |  |  | A Class | NOS | NOS | I-Inventory | FG-Finish Good |  | Spares | Motorized Suction-Spares | Dental Equiment | Main Location | 90330000 |  | FIFO | Indian Product | [8 empty] | 0 | 0 | 0 | 1 | 0 | [7 empty] | NOS | 1 |  | IN/SU/SP/US-1400/SC/SP/EXTRA ORAL AEROSOL SUCTION TROLLEY WHEEL
IM05878 | Motorized Suction Spares-Indian-US-1400-SC-SP-Extra Oral Suction Arm |  |  | A Class | NOS | NOS | I-Inventory | FG-Finish Good |  | Spares | Motorized Suction-Spares | Dental Equiment | Main Location | 90330000 |  | FIFO | Indian Product | [8 empty] | 0 | 0 | 0 | 1 | 0 | [7 empty] | NOS | 1 |  | IN/SU/SP/US-1400/SC/SP/EXTRA ORAL SUCTION ARM
IM05879 | Motorized Suction Spares-Indian-US-1400-SC-SP-Extra Oral Suction U.V Tube |  |  | A Class | NOS | NOS | I-Inventory | FG-Finish Good |  | Spares | Motorized Suction-Spares | Dental Equiment | Main Location | 90330000 |  | FIFO | Indian Product | [8 empty] | 0 | 0 | 0 | 1 | 0 | [7 empty] | NOS | 1 |  | IN/SU/SP/US-1400/SC/SP/EXTRA ORAL SUCTION U.V TUBE
IM05880 | Motorized Suction Spares-Indian-US-1400-SC-SP-Suction Arm Funnel |  |  | A Class | NOS | NOS | I-Inventory | FG-Finish Good |  | Spares | Motorized Suction-Spares | Dental Equiment | Main Location | 90330000 |  | FIFO | Indian Product | [8 empty] | 0 | 0 | 0 | 1 | 0 | [7 empty] | NOS | 1 |  | IN/SU/SP/US-1400/SC/SP/SUCTION ARM FUNNEL
IM05881 | Motorized Suction Spares-Indian-US-1400-SC-SP-Suction Arm Knobe |  |  | A Class | NOS | NOS | I-Inventory | FG-Finish Good |  | Spares | Motorized Suction-Spares | Dental Equiment | Main Location | 90330000 |  | FIFO | Indian Product | [8 empty] | 0 | 0 | 0 | 1 | 0 | [7 empty] | NOS | 1 |  | IN/SU/SP/US-1400/SC/SP/SUCTION ARM KNOBE
IM05882 | Motorized Suction Spares-Indian-US-1400-SC-SP-Suction Funnel Black O-Ring |  |  | A Class | NOS | NOS | I-Inventory | FG-Finish Good |  | Spares | Motorized Suction-Spares | Dental Equiment | Main Location | 90330000 |  | FIFO | Indian Product | [8 empty] | 0 | 0 | 0 | 1 | 0 | [7 empty] | NOS | 1 |  | IN/SU/SP/US-1400/SC/SP/SUCTION FUNNEL BLACK O-RING
IM05883 | Motorized Suction Spares-Indian-US-1400-SC-SP-Suction Funnel Oring |  |  | A Class | NOS | NOS | I-Inventory | FG-Finish Good |  | Spares | Motorized Suction-Spares | Dental Equiment | Main Location | 90330000 |  | FIFO | Indian Product | [8 empty] | 0 | 0 | 0 | 1 | 0 | [7 empty] | NOS | 1 |  | IN/SU/SP/US-1400/SC/SP/SUCTION FUNNEL ORING
IM05884 | Motorized Suction Spares-Indian-US-1400-SC-SP-Suction FUSe |  |  | A Class | NOS | NOS | I-Inventory | FG-Finish Good |  | Spares | Motorized Suction-Spares | Dental Equiment | Main Location | 90330000 |  | FIFO | Indian Product | [8 empty] | 0 | 0 | 0 | 1 | 0 | [7 empty] | NOS | 1 |  | IN/SU/SP/US-1400/SC/SP/SUCTION FUSE
IM05885 | Motorized Suction Spares-Indian-US-1400-SC-SP-Suction Hepa Filter Big |  |  | A Class | NOS | NOS | I-Inventory | FG-Finish Good |  | Spares | Motorized Suction-Spares | Dental Equiment | Main Location | 90330000 |  | FIFO | Indian Product | [8 empty] | 0 | 0 | 0 | 1 | 0 | [7 empty] | NOS | 1 |  | IN/SU/SP/US-1400/SC/SP/SUCTION HEPA FILTER BIG
IM05886 | Motorized Suction Spares-Indian-US-1400-SC-SP-Suction Hepa Filter Small |  |  | A Class | NOS | NOS | I-Inventory | FG-Finish Good |  | Spares | Motorized Suction-Spares | Dental Equiment | Main Location | 90330000 |  | FIFO | Indian Product | [8 empty] | 0 | 0 | 0 | 1 | 0 | [7 empty] | NOS | 1 |  | IN/SU/SP/US-1400/SC/SP/SUCTION HEPA FILTER SMALL
IM05887 | Motorized Suction Spares-Indian-US-1400-SC-SP-Suction Knobe Ripped |  |  | A Class | NOS | NOS | I-Inventory | FG-Finish Good |  | Spares | Motorized Suction-Spares | Dental Equiment | Main Location | 90330000 |  | FIFO | Indian Product | [8 empty] | 0 | 0 | 0 | 1 | 0 | [7 empty] | NOS | 1 |  | IN/SU/SP/US-1400/SC/SP/SUCTION KNOBE RIPPED
IM05888 | Motorized Suction Spares-Indian-US-1400-SC-SP-Suction Motor 1200V |  |  | A Class | NOS | NOS | I-Inventory | FG-Finish Good |  | Spares | Motorized Suction-Spares | Dental Equiment | Main Location | 90330000 |  | FIFO | Indian Product | [8 empty] | 0 | 0 | 0 | 1 | 0 | [7 empty] | NOS | 1 |  | IN/SU/SP/US-1400/SC/SP/SUCTION MOTOR 1200V
IM05889 | Motorized Suction Spares-Indian-US-1400-SC-SP-Suction Pcb |  |  | A Class | NOS | NOS | I-Inventory | FG-Finish Good |  | Spares | Motorized Suction-Spares | Dental Equiment | Main Location | 90330000 |  | FIFO | Indian Product | [8 empty] | 0 | 0 | 0 | 1 | 0 | [7 empty] | NOS | 1 |  | IN/SU/SP/US-1400/SC/SP/SUCTION PCB
IM05890 | Motorized Suction Spares-Indian-US-1400-SC-SP-Suction Plasma Ion Generator |  |  | A Class | NOS | NOS | I-Inventory | FG-Finish Good |  | Spares | Motorized Suction-Spares | Dental Equiment | Main Location | 90330000 |  | FIFO | Indian Product | [8 empty] | 0 | 0 | 0 | 1 | 0 | [7 empty] | NOS | 1 |  | IN/SU/SP/US-1400/SC/SP/SUCTION PLASMA ION GENERATOR
IM05891 | Motorized Suction Spares-Indian-US-1400-SC-SP-Suction SPeed Controller |  |  | A Class | NOS | NOS | I-Inventory | FG-Finish Good |  | Spares | Motorized Suction-Spares | Dental Equiment | Main Location | 90330000 |  | FIFO | Indian Product | [8 empty] | 0 | 0 | 0 | 1 | 0 | [7 empty] | NOS | 1 |  | IN/SU/SP/US-1400/SC/SP/SUCTION SPEED CONTROLLER
IM05892 | Motorized Suction Spares-V-Max-Suction On/Off Button |  |  | A Class | NOS | NOS | I-Inventory | FG-Finish Good |  | Spares | Motorized Suction-Spares | Dental Equiment | Main Location | 90330000 |  | FIFO | Suzhou | [8 empty] | 0 | 0 | 0 | 1 | 0 | [7 empty] | NOS | 1 |  | SUZHOU/MC/SP/SUCTION ON/OFF BUTTON
IM05893 | Motorized Suction Spares-V-Max-Pressure Transmeter Valve |  |  | A Class | NOS | NOS | I-Inventory | FG-Finish Good |  | Spares | Motorized Suction-Spares | Dental Equiment | Main Location | 90330000 |  | FIFO | Suzhou | [8 empty] | 0 | 0 | 0 | 1 | 0 | [7 empty] | NOS | 1 |  | SUZHOU/MC/SP/PRESSURE TRANSMETER VALVE
IM05894 | Motorized Suction Spares-V-Max-Suction Air Inlet Port-Eb4021-03 |  |  | A Class | NOS | NOS | I-Inventory | FG-Finish Good |  | Spares | Motorized Suction-Spares | Dental Equiment | Main Location | 90330000 |  | FIFO | Suzhou | [8 empty] | 0 | 0 | 0 | 1 | 0 | [7 empty] | NOS | 1 |  | SUZHOU/MC/SP/SUCTION AIR INLET PORT-EB4021-03
IM05895 | Motorized Suction Spares-V-Max-Suction Hose Drain Pipe 0.8Mm-Ep5391 |  |  | A Class | NOS | NOS | I-Inventory | FG-Finish Good |  | Spares | Motorized Suction-Spares | Dental Equiment | Main Location | 90330000 |  | FIFO | Suzhou | [8 empty] | 0 | 0 | 0 | 1 | 0 | [7 empty] | NOS | 1 |  | SUZHOU/MC/SP/SUCTION HOSE DRAIN PIPE 0.8MM-EP5391
IM05896 | Motorized Suction Spares-V-Max-Suction Hose Pipe Black 2.4Mm-Ep4401 |  |  | A Class | NOS | NOS | I-Inventory | FG-Finish Good |  | Spares | Motorized Suction-Spares | Dental Equiment | Main Location | 90330000 |  | FIFO | Suzhou | [8 empty] | 0 | 0 | 0 | 1 | 0 | [7 empty] | NOS | 1 |  | SUZHOU/MC/SP/SUCTION HOSE PIPE BLACK 2.4MM-EP4401
IM05897 | Motorized Suction Spares-V-Max-Suction Hose Pipe Gray 1.5Mm-Ep5381 |  |  | A Class | NOS | NOS | I-Inventory | FG-Finish Good |  | Spares | Motorized Suction-Spares | Dental Equiment | Main Location | 90330000 |  | FIFO | Suzhou | [8 empty] | 0 | 0 | 0 | 1 | 0 | [7 empty] | NOS | 1 |  | SUZHOU/MC/SP/SUCTION HOSE PIPE GRAY 1.5MM-EP5381
IM05898 | Motorized Suction Spares-V-Max-Suction Joint Tube 0.13Mm-Ep1082 |  |  | A Class | NOS | NOS | I-Inventory | FG-Finish Good |  | Spares | Motorized Suction-Spares | Dental Equiment | Main Location | 90330000 |  | FIFO | Suzhou | [8 empty] | 0 | 0 | 0 | 1 | 0 | [7 empty] | NOS | 1 |  | SUZHOU/MC/SP/SUCTION JOINT TUBE 0.13MM-EP1082
IM05899 | Motorized Suction Spares-V-Max-Suction Pcb Fuse-Br2101 |  |  | A Class | NOS | NOS | I-Inventory | FG-Finish Good |  | Spares | Motorized Suction-Spares | Dental Equiment | Main Location | 90330000 |  | FIFO | Suzhou | [8 empty] | 0 | 0 | 0 | 1 | 0 | [7 empty] | NOS | 1 |  | SUZHOU/MC/SP/SUCTION PCB FUSE-BR2101
IM05900 | Motorized Suction Spares-V-Max-Suction Pcb Version 2 |  |  | A Class | NOS | NOS | I-Inventory | FG-Finish Good |  | Spares | Motorized Suction-Spares | Dental Equiment | Main Location | 90330000 |  | FIFO | Suzhou | [8 empty] | 0 | 0 | 0 | 1 | 0 | [7 empty] | NOS | 1 |  | SUZHOU/MC/SP/SUCTION PCB VERSION 2
IM05901 | Motorized Suction Spares-V-Max-Suction Pcb-Bl1401 |  |  | A Class | NOS | NOS | I-Inventory | FG-Finish Good |  | Spares | Motorized Suction-Spares | Dental Equiment | Main Location | 90330000 |  | FIFO | Suzhou | [8 empty] | 0 | 0 | 0 | 1 | 0 | [7 empty] | NOS | 1 |  | SUZHOU/MC/SP/SUCTION PCB-BL1401
IM05902 | Motorized Suction Spares-V-Max-Suction Power Cord Socket With Fuse Holder |  |  | A Class | NOS | NOS | I-Inventory | FG-Finish Good |  | Spares | Motorized Suction-Spares | Dental Equiment | Main Location | 90330000 |  | FIFO | Suzhou | [8 empty] | 0 | 0 | 0 | 1 | 0 | [7 empty] | NOS | 1 |  | SUZHOU/MC/SP/SUCTION POWER CORD SOCKET WITH FUSE HOLDER
IM05903 | Motorized Suction Spares-V-Max-Suction Right Angle Interface Joint-El7121 |  |  | A Class | NOS | NOS | I-Inventory | FG-Finish Good |  | Spares | Motorized Suction-Spares | Dental Equiment | Main Location | 90330000 |  | FIFO | Suzhou | [8 empty] | 0 | 0 | 0 | 1 | 0 | [7 empty] | NOS | 1 |  | SUZHOU/MC/SP/SUCTION RIGHT ANGLE INTERFACE JOINT-EL7121
IM05904 | Motorized Suction Spares-V-Max-Suction Small White Gaskit-Eb4021-22 |  |  | A Class | NOS | NOS | I-Inventory | FG-Finish Good |  | Spares | Motorized Suction-Spares | Dental Equiment | Main Location | 90330000 |  | FIFO | Suzhou | [8 empty] | 0 | 0 | 0 | 1 | 0 | [7 empty] | NOS | 1 |  | SUZHOU/MC/SP/SUCTION SMALL WHITE GASKIT-EB4021-22
IM05905 | Motorized Suction Spares-V-Max-Suction Straight Interface Joint-El1121 |  |  | A Class | NOS | NOS | I-Inventory | FG-Finish Good |  | Spares | Motorized Suction-Spares | Dental Equiment | Main Location | 90330000 |  | FIFO | Suzhou | [8 empty] | 0 | 0 | 0 | 1 | 0 | [7 empty] | NOS | 1 |  | SUZHOU/MC/SP/SUCTION STRAIGHT INTERFACE JOINT-EL1121
IM05906 | Motorized Suction Spares-V-Max-Suction Yellow Connecting Rod-Eb4021-07 |  |  | A Class | NOS | NOS | I-Inventory | FG-Finish Good |  | Spares | Motorized Suction-Spares | Dental Equiment | Main Location | 90330000 |  | FIFO | Suzhou | [8 empty] | 0 | 0 | 0 | 1 | 0 | [7 empty] | NOS | 1 |  | SUZHOU/MC/SP/SUCTION YELLOW CONNECTING ROD-EB4021-07
IM05907 | Motorized Suction Spares-V-Max-Suction Yellow Filter Cap-Eb4021-08 |  |  | A Class | NOS | NOS | I-Inventory | FG-Finish Good |  | Spares | Motorized Suction-Spares | Dental Equiment | Main Location | 90330000 |  | FIFO | Suzhou | [8 empty] | 0 | 0 | 0 | 1 | 0 | [7 empty] | NOS | 1 |  | SUZHOU/MC/SP/SUCTION YELLOW FILTER CAP-EB4021-08
IM05908 | Motorized Suction Spares-V-Max-Suction Yellow Filter-Eb4021-06 |  |  | A Class | NOS | NOS | I-Inventory | FG-Finish Good |  | Spares | Motorized Suction-Spares | Dental Equiment | Main Location | 90330000 |  | FIFO | Suzhou | [8 empty] | 0 | 0 | 0 | 1 | 0 | [7 empty] | NOS | 1 |  | SUZHOU/MC/SP/SUCTION YELLOW FILTER-EB4021-06
IM05909 | Motorized Suction Spares-V-Max-Yellow Suction Filter Assembly Cover |  |  | A Class | NOS | NOS | I-Inventory | FG-Finish Good |  | Spares | Motorized Suction-Spares | Dental Equiment | Main Location | 90330000 |  | FIFO | Suzhou | [8 empty] | 0 | 0 | 0 | 1 | 0 | [7 empty] | NOS | 1 |  | SUZHOU/MS/MC/SP/YELLOW SUCTION FILTER ASSEMBLY COVER
IM05910 | Motorized Suction Spares-V-Max-Selection Valve With Potentiometer J06-0107 |  |  | A Class | NOS | NOS | I-Inventory | FG-Finish Good |  | Spares | Motorized Suction-Spares | Dental Equiment | Main Location | 90330000 |  | FIFO | Suzhou | [8 empty] | 0 | 0 | 0 | 1 | 0 | [7 empty] | NOS | 1 |  | SUZHOU/MS/SP/SELECTION VALVE WITH POTENTIOMETER J06-0107
IM05911 | Motorized Suction Spares-V-Max- 400 Suction Motor |  |  | A Class | NOS | NOS | I-Inventory | FG-Finish Good |  | Spares | Motorized Suction-Spares | Dental Equiment | Main Location | 90330000 |  | FIFO | Suzhou | [8 empty] | 0 | 0 | 0 | 1 | 0 | [7 empty] | NOS | 1 |  | SUZHOU/MS/SP/V-MAX 400 SUCTION MOTOR
IM05912 | Motorized Suction Spares-V-Max- 400 Suction Motor Metal Outer Body |  |  | A Class | NOS | NOS | I-Inventory | FG-Finish Good |  | Spares | Motorized Suction-Spares | Dental Equiment | Main Location | 90330000 |  | FIFO | Suzhou | [8 empty] | 0 | 0 | 0 | 1 | 0 | [7 empty] | NOS | 1 |  | SUZHOU/MS/SP/V-MAX 400 SUCTION MOTOR METAL OUTER BODY
IM05913 | Motorized Suction Spares-V-Max- 400 Suction Motor Overload Switch |  |  | A Class | NOS | NOS | I-Inventory | FG-Finish Good |  | Spares | Motorized Suction-Spares | Dental Equiment | Main Location | 90330000 |  | FIFO | Suzhou | [8 empty] | 0 | 0 | 0 | 1 | 0 | [7 empty] | NOS | 1 |  | SUZHOU/MS/SP/V-MAX 400 SUCTION MOTOR OVERLOAD SWITCH
IM05914 | Motorized Suction Spares-V-Max- 400 Suction Motor Power Shocket |  |  | A Class | NOS | NOS | I-Inventory | FG-Finish Good |  | Spares | Motorized Suction-Spares | Dental Equiment | Main Location | 90330000 |  | FIFO | Suzhou | [8 empty] | 0 | 0 | 0 | 1 | 0 | [7 empty] | NOS | 1 |  | SUZHOU/MS/SP/V-MAX 400 SUCTION MOTOR POWER SHOCKET
IM05915 | Motorized Suction Spares-V-Max- 400 Suction Power Cable |  |  | A Class | NOS | NOS | I-Inventory | FG-Finish Good |  | Spares | Motorized Suction-Spares | Dental Equiment | Main Location | 90330000 |  | FIFO | Suzhou | [8 empty] | 0 | 0 | 0 | 1 | 0 | [7 empty] | NOS | 1 |  | SUZHOU/MS/SP/V-MAX 400 SUCTION POWER CABLE
IM05916 | MTA-Dental Avenue-MTA Grey 824 |  |  | A Class | NOS | NOS | I-Inventory | O-Other |  | Consumables | MTA | Dental Equiment | Main Location | 30064000 |  | FIFO | Dental Avenue | [8 empty] | 0 | 0 | 0 | 1 | 0 | [7 empty] | NOS | 1 |  | DV/MTA/CM/MTA GREY 824
IM05917 | MTA-Dental Avenue-MTAW White 824 |  |  | A Class | NOS | NOS | I-Inventory | O-Other |  | Consumables | MTA | Dental Equiment | Main Location | 30064000 |  | FIFO | Dental Avenue | [8 empty] | 0 | 0 | 0 | 1 | 0 | [7 empty] | NOS | 1 |  | DV/MTA/CM/MTA W WHITE 824
IM05918 | Obturation System-Meta Biomed-Full Kit Mod.-Genesys |  |  | A Class | NOS | NOS | I-Inventory | FG-Finish Good |  | Equipment | Obturation System | Dental Equiment | Main Location | 90184900 |  | FIFO | Meto Biomed | [8 empty] | 0 | 0 | 0 | 1 | 0 | [7 empty] | NOS | 1 |  | MB/OS/MC/META BIOMED/OBTURATION SYS/FULL KIT MOD.-GENESYS
IM05919 | Obturation System-Accessories-Meta Biomed- Pack Tip/Fm08 |  |  | A Class | NOS | NOS | I-Inventory | FG-Finish Good |  | Accessories | Obturation System-Accessories | Dental Equiment | Main Location | 90330000 |  | FIFO | Meto Biomed | [8 empty] | 0 | 0 | 0 | 1 | 0 | [7 empty] | NOS | 1 |  | MB/AC/META BIOMED/OBTURATION SYS/ PACK TIP/FM08
IM05920 | Obturation System Spares-Meta Biomed- Handpiece Battery Lid |  |  | A Class | NOS | NOS | I-Inventory | FG-Finish Good |  | Spares | Obturation System-Spares | Dental Equiment | Main Location | 90330000 |  | FIFO | Meto Biomed | [8 empty] | 0 | 0 | 0 | 1 | 0 | [7 empty] | NOS | 1 |  | MB/HP/SP/GENESYS META BIOMED HANDPIECE BATTERY LID
IM05921 | Obturation System Spares-Meta Biomed- Handpiece Top Head Cap Size-1 |  |  | A Class | NOS | NOS | I-Inventory | FG-Finish Good |  | Spares | Obturation System-Spares | Dental Equiment | Main Location | 90330000 |  | FIFO | Meto Biomed | [8 empty] | 0 | 0 | 0 | 1 | 0 | [7 empty] | NOS | 1 |  | MB/HP/SP/GENESYS META BIOMED HANDPIECE TOP HEAD CAP SIZE-1
IM05922 | Obturation System Spares-Meta Biomed- Handpiece Top Head Cap Size-2 |  |  | A Class | NOS | NOS | I-Inventory | FG-Finish Good |  | Spares | Obturation System-Spares | Dental Equiment | Main Location | 90330000 |  | FIFO | Meto Biomed | [8 empty] | 0 | 0 | 0 | 1 | 0 | [7 empty] | NOS | 1 |  | MB/HP/SP/GENESYS META BIOMED HANDPIECE TOP HEAD CAP SIZE-2
IM05923 | Obturation System Spares-Meta Biomed- Handpiece Screw |  |  | A Class | NOS | NOS | I-Inventory | FG-Finish Good |  | Spares | Obturation System-Spares | Dental Equiment | Main Location | 90330000 |  | FIFO | Meto Biomed | [8 empty] | 0 | 0 | 0 | 1 | 0 | [7 empty] | NOS | 1 |  | MB/HP/SPGENESYS/META BIOMED HANDPIECE SCREW
IM05924 | Obturation System Spares-Meta Biomed-Charging Stand |  |  | A Class | NOS | NOS | I-Inventory | FG-Finish Good |  | Spares | Obturation System-Spares | Dental Equiment | Main Location | 90330000 |  | FIFO | Meto Biomed | [8 empty] | 0 | 0 | 0 | 1 | 0 | [7 empty] | NOS | 1 |  | MB/OS/SP/GENESYS META BIOMED CHARGING STAND
IM05925 | Obturation System Spares-Meta Biomed-Eq.V Cleaning And Tool Kit |  |  | A Class | NOS | NOS | I-Inventory | FG-Finish Good |  | Spares | Obturation System-Spares | Dental Equiment | Main Location | 90330000 |  | FIFO | Meto Biomed | [8 empty] | 0 | 0 | 0 | 1 | 0 | [7 empty] | NOS | 1 |  | MB/OS/SP/GENESYS META BIOMED EQ.V CLEANING AND TOOL KIT
IM05926 | Obturation System Spares-Meta Biomed-GS005 Genesys Twin Chrger |  |  | A Class | NOS | NOS | I-Inventory | FG-Finish Good |  | Spares | Obturation System-Spares | Dental Equiment | Main Location | 90330000 |  | FIFO | Meto Biomed | [8 empty] | 0 | 0 | 0 | 1 | 0 | [7 empty] | NOS | 1 |  | MB/OS/SP/GENESYS META BIOMED GS005 GENESYS TWIN CHRGER
IM05927 | Obturation System Spares-Meta Biomed-GS100 Genesys Gp Bar |  |  | A Class | NOS | NOS | I-Inventory | FG-Finish Good |  | Spares | Obturation System-Spares | Dental Equiment | Main Location | 90330000 |  | FIFO | Meto Biomed | [8 empty] | 0 | 0 | 0 | 1 | 0 | [7 empty] | NOS | 1 |  | MB/OS/SP/GENESYS META BIOMED GS100 GENESYS GP BAR
IM05928 | Obturation System Spares-Meta Biomed-Silicone Cover -2EA |  |  | A Class | NOS | NOS | I-Inventory | FG-Finish Good |  | Spares | Obturation System-Spares | Dental Equiment | Main Location | 90330000 |  | FIFO | Meto Biomed | [8 empty] | 0 | 0 | 0 | 1 | 0 | [7 empty] | NOS | 1 |  | MB/OS/SP/GENESYS META BIOMED SILICONE COVER -2EA
IM05929 | Obturation System Spares-Meta Biomed-Handpiece Battery Cover |  |  | A Class | NOS | NOS | I-Inventory | FG-Finish Good |  | Spares | Obturation System-Spares | Dental Equiment | Main Location | 90330000 |  | FIFO | Meto Biomed | [8 empty] | 0 | 0 | 0 | 1 | 0 | [7 empty] | NOS | 1 |  | MBOS//SP/GENESYS META BIOMED HANDPIECE BATTERY COVER
IM05930 | Oil Bottle - Chang Ming Handpiece Lubrication Spray- Hi Clean Spray |  |  | A Class | NOS | NOS | I-Inventory | O-Other |  | Consumables | Oil Bottle | Dental Equiment | Main Location | 34039900 |  | FIFO | Chang Ming | [8 empty] | 0 | 0 | 0 | 1 | 0 | [7 empty] | NOS | 1 |  | Oil Bottle - Chang Ming Handpiece Lubrication Spray- HI Clean Spray
IM05931 | OPG-Genoray Medical Diagnostic System-Papaya Without Accessories |  |  | A Class | NOS | NOS | I-Inventory | FG-Finish Good |  | Equipment | OPG | Radiogoloy Product | Main Location | 90184900 |  | FIFO | Genoray | [8 empty] | 0 | 0 | 0 | 1 | 0 | [7 empty] | NOS | 1 |  | GE/OPG/MC/GENEROY/DENTAL IMAGING SYSTEM PAPAYA WITH OUT ACCESSORIES
IM05932 | OPG-Genoray Medical Diagnostic System-Papaya |  |  | A Class | NOS | NOS | I-Inventory | FG-Finish Good |  | Equipment | OPG | Radiogoloy Product | Main Location | 90229090 |  | FIFO | Genoray | [8 empty] | 0 | 0 | 0 | 1 | 0 | [7 empty] | NOS | 1 |  | GE/OPG/MC/GENEROY/MED. DIAGNOSTIC/PAPAYA
IM05933 | OPG-Genoray Medical Diagnostic System-Papaya Plus |  |  | A Class | NOS | NOS | I-Inventory | FG-Finish Good |  | Equipment | OPG | Radiogoloy Product | Main Location | 90229090 |  | FIFO | Genoray | [8 empty] | 0 | 0 | 0 | 1 | 0 | [7 empty] | NOS | 1 |  | GE/OPG/MC/GENEROY/MED. DIAGNOSTIC/PAPAYA PLUS
IM05934 | OPG-Genoray Medical Diagnostic System-Papaya Premium Plus |  |  | A Class | NOS | NOS | I-Inventory | FG-Finish Good |  | Equipment | OPG | Radiogoloy Product | Main Location | 90221300 |  | FIFO | Genoray | [8 empty] | 0 | 0 | 0 | 1 | 0 | [7 empty] | NOS | 1 |  | GE/OPG/MC/GENEROY/MED. DIAGNOSTIC/PAPAYA PREMIUM PLUS
IM05935 | OPG-Genoray Medical Diagnostic System-CBCT-Papaya 3D Plus |  |  | A Class | NOS | NOS | I-Inventory | FG-Finish Good |  | Equipment | OPG | Radiogoloy Product | Main Location | 90229090 |  | FIFO | Genoray | [8 empty] | 0 | 0 | 0 | 1 | 0 | [7 empty] | NOS | 1 |  | GE/OPG/MC/GENORAY/MED. DIAGNOSTIC/CBCT/PAPAYA 3D PLUS
IM05936 | OPG-Genoray Medical Diagnostic System-CBCT-Papaya 3D Premium Plus |  |  | A Class | NOS | NOS | I-Inventory | FG-Finish Good |  | Equipment | OPG | Radiogoloy Product | Main Location | 90221200 |  | FIFO | Genoray | [8 empty] | 0 | 0 | 0 | 1 | 0 | [7 empty] | NOS | 1 |  | GE/OPG/MC/GENORAY/MED. DIAGNOSTIC/CBCT/PAPAYA 3D PREMIUM PLUS
IM05937 | OPG-Genoray Medical Diagnostic System-CBCT Papaya 3D Without CEPH |  |  | A Class | NOS | NOS | I-Inventory | FG-Finish Good |  | Equipment | OPG | Radiogoloy Product | Main Location | 90221200 |  | FIFO | Genoray | [8 empty] | 0 | 0 | 0 | 1 | 0 | [7 empty] | NOS | 1 |  | GE/OPG/MC/GENORAYMED DIAG/CBCT/PAPAYA3D W/O CEPH
IM05938 | OPG-Genoray Medical Diagnostic System-CBCT-Papaya 3D |  |  | A Class | NOS | NOS | I-Inventory | FG-Finish Good |  | Equipment | OPG | Radiogoloy Product | Main Location | 90229090 |  | FIFO | Genoray | [8 empty] | 0 | 0 | 0 | 1 | 0 | [7 empty] | NOS | 1 |  | GE/OPG/MC/GENORAYMED DIAGNOSTIC/CBCT/PAPAYA3D
IM05939 | Dental OPG- Fona Diagnostic XPAN DG |  |  | A Class | NOS | NOS | I-Inventory | FG-Finish Good |  | Equipment | OPG | Radiogoloy Product | Main Location | 90229090 |  | FIFO | Fona | [8 empty] | 0 | 0 | 0 | 1 | 0 | [7 empty] | NOS | 1 |  | FN/OPG/MC/MEDICAL FONA DIAGNOSTIC OPG XPAN DG
IM05940 | OPG- Genoray HP Computer System i7 CPU |  |  | A Class | NOS | NOS | I-Inventory | FG-Finish Good |  | Accessories | OPG-Accessories | Radiogoloy Product | Main Location | 84713010 |  | FIFO | Genoray | [8 empty] | 0 | 0 | 0 | 1 | 0 | [7 empty] | NOS | 1 |  | GE/OPG/AC/GENORAY/HP COMPUTER SYSTEM i7 CPU
IM05941 | OPG-Genoray Medical Diagnostic System-Papaya-Accessories Only |  |  | A Class | NOS | NOS | I-Inventory | FG-Finish Good |  | Accessories | OPG-Accessories | Radiogoloy Product | Main Location | 90184900 |  | FIFO | Genoray | [8 empty] | 0 | 0 | 0 | 1 | 0 | [7 empty] | NOS | 1 |  | GE/OPG/MC/GENEROY/DENTAL IMAGING SYSTEM PAPAYA - ACCESSORIES ONLY
IM05942 | OPG-Genoray Medical Diagnostic System-Papaya Plus CEPH Only |  |  | A Class | NOS | NOS | I-Inventory | FG-Finish Good |  | Accessories | OPG-Accessories | Radiogoloy Product | Main Location | 90229090 |  | FIFO | Genoray | [8 empty] | 0 | 0 | 0 | 1 | 0 | [7 empty] | NOS | 1 |  | GE/OPG/MC/GENORAY/MED. DIAGNOSTIC/PAPAYA PLUS CEPH ONLY
IM05943 | OPG-Genoray Medical Diagnostic System-CBCT Papaya 3D CEPH Only |  |  | A Class | NOS | NOS | I-Inventory | FG-Finish Good |  | Accessories | OPG-Accessories | Radiogoloy Product | Main Location | 90221200 |  | FIFO | Genoray | [8 empty] | 0 | 0 | 0 | 1 | 0 | [7 empty] | NOS | 1 |  | GE/OPG/MC/GENORAYMED DIAG/CBCT/PAPAYA3D CEPH ONLY
IM05944 | OPG Spares-Local-Dental Imaging Sheets For Opg |  |  | A Class | NOS | NOS | I-Inventory | FG-Finish Good |  | Accessories | OPG-Accessories | Radiogoloy Product | Main Location | 90229090 |  | FIFO | Indian Product | [8 empty] | 0 | 0 | 0 | 1 | 0 | [7 empty] | NOS | 1 |  | IN/AC/DENTAL IMAGING SHEETS FOR OPG
IM05945 | OPG Spares-Genoray- Papaya 2D And 3D Board Control Chinrest Jp01B033 |  |  | A Class | NOS | NOS | I-Inventory | FG-Finish Good |  | Spares | OPG-Spares | Radiogoloy Product | Main Location | 90330000 |  | FIFO | Genoray | [8 empty] | 0 | 0 | 0 | 1 | 0 | [7 empty] | NOS | 1 |  | GE/CBCT PAPAYA 2D AND 3D BOARD CONTROL CHINREST JP01B033
IM05946 | OPG Spares-Genoray- Papaya 2D And 3D Encoder Rotary Cg12A002 |  |  | A Class | NOS | NOS | I-Inventory | FG-Finish Good |  | Spares | OPG-Spares | Radiogoloy Product | Main Location | 90330000 |  | FIFO | Genoray | [8 empty] | 0 | 0 | 0 | 1 | 0 | [7 empty] | NOS | 1 |  | GE/CBCT PAPAYA 2D AND 3D ENCODER ROTARY CG12A002
IM05947 | OPG Spares-Genoray- Papaya 2D And 3D Switch Emergency Cg04K005 |  |  | A Class | NOS | NOS | I-Inventory | FG-Finish Good |  | Spares | OPG-Spares | Radiogoloy Product | Main Location | 90330000 |  | FIFO | Genoray | [8 empty] | 0 | 0 | 0 | 1 | 0 | [7 empty] | NOS | 1 |  | GE/CBCT PAPAYA 2D AND 3D SWITCH EMERGENCY CG04K005
IM05948 | OPG Spares-Genoray- Papaya Slim Board Driver Collimator Jp01C019 |  |  | A Class | NOS | NOS | I-Inventory | FG-Finish Good |  | Spares | OPG-Spares | Radiogoloy Product | Main Location | 90330000 |  | FIFO | Genoray | [8 empty] | 0 | 0 | 0 | 1 | 0 | [7 empty] | NOS | 1 |  | GE/CBCT PAPAYA SLIM BOARD DRIVER COLLIMATOR JP01C019
IM05949 | OPG Spares-Genoray- Papaya Slim Board Interface Led Board Jp01D019A |  |  | A Class | NOS | NOS | I-Inventory | FG-Finish Good |  | Spares | OPG-Spares | Radiogoloy Product | Main Location | 90330000 |  | FIFO | Genoray | [8 empty] | 0 | 0 | 0 | 1 | 0 | [7 empty] | NOS | 1 |  | GE/CBCT PAPAYA SLIM BOARD INTERFACE LED BOARD JP01D019A
IM05950 | OPG Spares-Genoray- Papaya Slim Fm03D001 Collimater-(Mp02A219A-Block Collimater Base) |  |  | A Class | NOS | NOS | I-Inventory | FG-Finish Good |  | Spares | OPG-Spares | Radiogoloy Product | Main Location | 90330000 |  | FIFO | Genoray | [8 empty] | 0 | 0 | 0 | 1 | 0 | [7 empty] | NOS | 1 |  | GE/CBCT PAPAYA SLIM FM03D001 COLLIMATER-(MP02A219A-BLOCK COLLIMATER BASE)
IM05951 | OPG Spares-Genoray- Papaya Slim Motor Stepping 16Hs Cg01C005 |  |  | A Class | NOS | NOS | I-Inventory | FG-Finish Good |  | Spares | OPG-Spares | Radiogoloy Product | Main Location | 90330000 |  | FIFO | Genoray | [8 empty] | 0 | 0 | 0 | 1 | 0 | [7 empty] | NOS | 1 |  | GE/CBCT PAPAYA SLIM MOTOR STEPPING 16HS CG01C005
IM05952 | OPG Spares-Genoray- Papaya Slim Motor Stepping 17Hd 6005-03N-Cg01C003 |  |  | A Class | NOS | NOS | I-Inventory | FG-Finish Good |  | Spares | OPG-Spares | Radiogoloy Product | Main Location | 90330000 |  | FIFO | Genoray | [8 empty] | 0 | 0 | 0 | 1 | 0 | [7 empty] | NOS | 1 |  | GE/CBCT PAPAYA SLIM MOTOR STEPPING 17HD 6005-03N-CG01C003
IM05953 | OPG Spares-Genoray- Papaya Slim Motor Stepping 23Hs Cg01C004 |  |  | A Class | NOS | NOS | I-Inventory | FG-Finish Good |  | Spares | OPG-Spares | Radiogoloy Product | Main Location | 90330000 |  | FIFO | Genoray | [8 empty] | 0 | 0 | 0 | 1 | 0 | [7 empty] | NOS | 1 |  | GE/CBCT PAPAYA SLIM MOTOR STEPPING 23HS CG01C004
IM05954 | OPG Spares-Genoray-Papaya 2D And 3D Bite Mp07C058 |  |  | A Class | NOS | NOS | I-Inventory | FG-Finish Good |  | Spares | OPG-Spares | Radiogoloy Product | Main Location | 90330000 |  | FIFO | Genoray | [8 empty] | 0 | 0 | 0 | 1 | 0 | [7 empty] | NOS | 1 |  | GE/CBCT/PAPAYA 2D AND 3D BITE MP07C058
IM05955 | OPG Spares-Genoray-Papaya 2D And 3D Board Control Sencond Colimator Jp01B035 |  |  | A Class | NOS | NOS | I-Inventory | FG-Finish Good |  | Spares | OPG-Spares | Radiogoloy Product | Main Location | 90330000 |  | FIFO | Genoray | [8 empty] | 0 | 0 | 0 | 1 | 0 | [7 empty] | NOS | 1 |  | GE/CBCT/PAPAYA 2D AND 3D BOARD CONTROL SENCOND COLIMATOR JP01B035
IM05956 | OPG Spares-Genoray-Papaya 2D And 3D Chinrest Handle Mp07C053A |  |  | A Class | NOS | NOS | I-Inventory | FG-Finish Good |  | Spares | OPG-Spares | Radiogoloy Product | Main Location | 90330000 |  | FIFO | Genoray | [8 empty] | 0 | 0 | 0 | 1 | 0 | [7 empty] | NOS | 1 |  | GE/CBCT/PAPAYA 2D AND 3D CHINREST HANDLE MP07C053A
IM05957 | OPG Spares-Genoray-Papaya 2D And 3D Chinrest Mp07C054 |  |  | A Class | NOS | NOS | I-Inventory | FG-Finish Good |  | Spares | OPG-Spares | Radiogoloy Product | Main Location | 90330000 |  | FIFO | Genoray | [8 empty] | 0 | 0 | 0 | 1 | 0 | [7 empty] | NOS | 1 |  | GE/CBCT/PAPAYA 2D AND 3D CHINREST MP07C054
IM05958 | OPG Spares-Genoray-Papaya 2D And 3D Drive Board |  |  | A Class | NOS | NOS | I-Inventory | FG-Finish Good |  | Spares | OPG-Spares | Radiogoloy Product | Main Location | 90330000 |  | FIFO | Genoray | [8 empty] | 0 | 0 | 0 | 1 | 0 | [7 empty] | NOS | 1 |  | GE/CBCT/PAPAYA 2D AND 3D DRIVE BOARD
IM05959 | OPG Spares-Genoray-Papaya 2D And 3D Drive Board Fm02D009 Version 2 |  |  | A Class | NOS | NOS | I-Inventory | FG-Finish Good |  | Spares | OPG-Spares | Radiogoloy Product | Main Location | 90330000 |  | FIFO | Genoray | [8 empty] | 0 | 0 | 0 | 1 | 0 | [7 empty] | NOS | 1 |  | GE/CBCT/PAPAYA 2D AND 3D DRIVE BOARD FM02D009 VERSION 2
IM05960 | OPG Spares-Genoray-Papaya 2D And 3D Hube |  |  | A Class | NOS | NOS | I-Inventory | FG-Finish Good |  | Spares | OPG-Spares | Radiogoloy Product | Main Location | 90330000 |  | FIFO | Genoray | [8 empty] | 0 | 0 | 0 | 1 | 0 | [7 empty] | NOS | 1 |  | GE/CBCT/PAPAYA 2D AND 3D HUBE
IM05961 | OPG Spares-Genoray-Papaya 2D And 3D Plus Chincup Support Mp07C060 |  |  | A Class | NOS | NOS | I-Inventory | FG-Finish Good |  | Spares | OPG-Spares | Radiogoloy Product | Main Location | 90330000 |  | FIFO | Genoray | [8 empty] | 0 | 0 | 0 | 1 | 0 | [7 empty] | NOS | 1 |  | GE/CBCT/PAPAYA 2D AND 3D PLUS CHINCUP SUPPORT MP07C060
IM05962 | OPG Spares-Genoray-Papaya 2D And 3D Slim Belt Timing 110 Mxl W6.4 Mg12C002 |  |  | A Class | NOS | NOS | I-Inventory | FG-Finish Good |  | Spares | OPG-Spares | Radiogoloy Product | Main Location | 90330000 |  | FIFO | Genoray | [8 empty] | 0 | 0 | 0 | 1 | 0 | [7 empty] | NOS | 1 |  | GE/CBCT/PAPAYA 2D AND 3D SLIM BELT TIMING 110 MXL W6.4 MG12C002
IM05963 | OPG Spares-Genoray-Papaya 2D And 3D Support Pc Mp07C060 |  |  | A Class | NOS | NOS | I-Inventory | FG-Finish Good |  | Spares | OPG-Spares | Radiogoloy Product | Main Location | 90330000 |  | FIFO | Genoray | [8 empty] | 0 | 0 | 0 | 1 | 0 | [7 empty] | NOS | 1 |  | GE/CBCT/PAPAYA 2D AND 3D SUPPORT PC MP07C060
IM05964 | OPG Spares-Genoray-Papaya 2D And 3D Support Tmj Mp07C059 |  |  | A Class | NOS | NOS | I-Inventory | FG-Finish Good |  | Spares | OPG-Spares | Radiogoloy Product | Main Location | 90330000 |  | FIFO | Genoray | [8 empty] | 0 | 0 | 0 | 1 | 0 | [7 empty] | NOS | 1 |  | GE/CBCT/PAPAYA 2D AND 3D SUPPORT TMJ MP07C059
IM05965 | OPG Spares-Genoray-Papaya 2D Board Interface Hanger Jp01D020A |  |  | A Class | NOS | NOS | I-Inventory | FG-Finish Good |  | Spares | OPG-Spares | Radiogoloy Product | Main Location | 90330000 |  | FIFO | Genoray | [8 empty] | 0 | 0 | 0 | 1 | 0 | [7 empty] | NOS | 1 |  | GE/CBCT/PAPAYA 2D BOARD INTERFACE HANGER JP01D020A
IM05966 | OPG Spares-Genoray-Papaya 2D Board Motor Stepping 23Hs 2603-06 Cg01C004 |  |  | A Class | NOS | NOS | I-Inventory | FG-Finish Good |  | Spares | OPG-Spares | Radiogoloy Product | Main Location | 90330000 |  | FIFO | Genoray | [8 empty] | 0 | 0 | 0 | 1 | 0 | [7 empty] | NOS | 1 |  | GE/CBCT/PAPAYA 2D BOARD MOTOR STEPPING 23HS 2603-06 CG01C004
IM05967 | OPG Spares-Genoray-Papaya 2D Plus And 2D Lift Tlg10-23700000-Cg06A002 |  |  | A Class | NOS | NOS | I-Inventory | FG-Finish Good |  | Spares | OPG-Spares | Radiogoloy Product | Main Location | 90330000 |  | FIFO | Genoray | [8 empty] | 0 | 0 | 0 | 1 | 0 | [7 empty] | NOS | 1 |  | GE/CBCT/PAPAYA 2D PLUS AND 2D LIFT TLG10-23700000-CG06A002
IM05968 | OPG Spares-Genoray-Papaya 2D Slim Belt Timing 212 Mxl W3.2 Mg12C004 |  |  | A Class | NOS | NOS | I-Inventory | FG-Finish Good |  | Spares | OPG-Spares | Radiogoloy Product | Main Location | 90330000 |  | FIFO | Genoray | [8 empty] | 0 | 0 | 0 | 1 | 0 | [7 empty] | NOS | 1 |  | GE/CBCT/PAPAYA 2D SLIM BELT TIMING 212 MXL W3.2 MG12C004
IM05969 | OPG Spares-Genoray-Papaya 3D Board Power Tank J01A014 |  |  | A Class | NOS | NOS | I-Inventory | FG-Finish Good |  | Spares | OPG-Spares | Radiogoloy Product | Main Location | 90330000 |  | FIFO | Genoray | [8 empty] | 0 | 0 | 0 | 1 | 0 | [7 empty] | NOS | 1 |  | GE/CBCT/PAPAYA 3D BOARD POWER TANK J01A014
IM05970 | OPG Spares-Genoray-Papaya 3D Board Switch Emergency Holder K16 G04N001 |  |  | A Class | NOS | NOS | I-Inventory | FG-Finish Good |  | Spares | OPG-Spares | Radiogoloy Product | Main Location | 90330000 |  | FIFO | Genoray | [8 empty] | 0 | 0 | 0 | 1 | 0 | [7 empty] | NOS | 1 |  | GE/CBCT/PAPAYA 3D BOARD SWITCH EMERGENCY HOLDER K16 G04N001
IM05971 | OPG Spares-Genoray-Papaya 3D Harness Assy Tube Cable Jp02A176A |  |  | A Class | NOS | NOS | I-Inventory | FG-Finish Good |  | Spares | OPG-Spares | Radiogoloy Product | Main Location | 90330000 |  | FIFO | Genoray | [8 empty] | 0 | 0 | 0 | 1 | 0 | [7 empty] | NOS | 1 |  | GE/CBCT/PAPAYA 3D HARNESS ASSY TUBE CABLE JP02A176A
IM05972 | OPG Spares-Genoray-Papaya 3D Harness Assy Tube Cable-Jp02A060 |  |  | A Class | NOS | NOS | I-Inventory | FG-Finish Good |  | Spares | OPG-Spares | Radiogoloy Product | Main Location | 90330000 |  | FIFO | Genoray | [8 empty] | 0 | 0 | 0 | 1 | 0 | [7 empty] | NOS | 1 |  | GE/CBCT/PAPAYA 3D HARNESS ASSY TUBE CABLE-JP02A060
IM05973 | OPG Spares-Genoray-Papaya 3D Lifter Column Tlg10 Cg06A002New |  |  | A Class | NOS | NOS | I-Inventory | FG-Finish Good |  | Spares | OPG-Spares | Radiogoloy Product | Main Location | 90330000 |  | FIFO | Genoray | [8 empty] | 0 | 0 | 0 | 1 | 0 | [7 empty] | NOS | 1 |  | GE/CBCT/PAPAYA 3D LIFTER COLUMN TLG10 CG06A002NEW
IM05974 | OPG Spares-Genoray-Papaya 3D Plus Board Interface Led Board Jp01D019A |  |  | A Class | NOS | NOS | I-Inventory | FG-Finish Good |  | Spares | OPG-Spares | Radiogoloy Product | Main Location | 90330000 |  | FIFO | Genoray | [8 empty] | 0 | 0 | 0 | 1 | 0 | [7 empty] | NOS | 1 |  | GE/CBCT/PAPAYA 3D PLUS BOARD INTERFACE LED BOARD JP01D019A
IM05975 | OPG Spares-Genoray-Papaya 3D Plus Board Motor Stepping 16Hs 2603-06 Cg01C008 |  |  | A Class | NOS | NOS | I-Inventory | FG-Finish Good |  | Spares | OPG-Spares | Radiogoloy Product | Main Location | 90330000 |  | FIFO | Genoray | [8 empty] | 0 | 0 | 0 | 1 | 0 | [7 empty] | NOS | 1 |  | GE/CBCT/PAPAYA 3D PLUS BOARD MOTOR STEPPING 16HS 2603-06 CG01C008
IM05976 | OPG Spares-Genoray-Papaya 3D Plus Board Vontrol Chinrest Jp01B004A |  |  | A Class | NOS | NOS | I-Inventory | FG-Finish Good |  | Spares | OPG-Spares | Radiogoloy Product | Main Location | 90330000 |  | FIFO | Genoray | [8 empty] | 0 | 0 | 0 | 1 | 0 | [7 empty] | NOS | 1 |  | GE/CBCT/PAPAYA 3D PLUS BOARD VONTROL CHINREST JP01B004A
IM05977 | OPG Spares-Genoray-Papaya 3D Plus Gmt 012 Fm02A012 Toshiba Tube |  |  | A Class | NOS | NOS | I-Inventory | FG-Finish Good |  | Spares | OPG-Spares | Radiogoloy Product | Main Location | 90330000 |  | FIFO | Genoray | [8 empty] | 0 | 0 | 0 | 1 | 0 | [7 empty] | NOS | 1 |  | GE/CBCT/PAPAYA 3D PLUS GMT 012 FM02A012 TOSHIBA TUBE
IM05978 | OPG Spares-Genoray-Papaya 3D Plus Gmt Toshiba Tube Head F02A022 Version 2 |  |  | A Class | NOS | NOS | I-Inventory | FG-Finish Good |  | Spares | OPG-Spares | Radiogoloy Product | Main Location | 90330000 |  | FIFO | Genoray | [8 empty] | 0 | 0 | 0 | 1 | 0 | [7 empty] | NOS | 1 |  | GE/CBCT/PAPAYA 3D PLUS GMT TOSHIBA TUBE HEAD F02A022 VERSION 2
IM05979 | OPG Spares-Genoray-Papaya 3D Slim Belt Timing 220 S2M W7-Mg12C022 |  |  | A Class | NOS | NOS | I-Inventory | FG-Finish Good |  | Spares | OPG-Spares | Radiogoloy Product | Main Location | 90330000 |  | FIFO | Genoray | [8 empty] | 0 | 0 | 0 | 1 | 0 | [7 empty] | NOS | 1 |  | GE/CBCT/PAPAYA 3D SLIM BELT TIMING 220 S2M W7-MG12C022
IM05980 | OPG Spares-Genoray-Papaya 3D Slim Belt Timing 226 S2M W7-Mg12C026 |  |  | A Class | NOS | NOS | I-Inventory | FG-Finish Good |  | Spares | OPG-Spares | Radiogoloy Product | Main Location | 90330000 |  | FIFO | Genoray | [8 empty] | 0 | 0 | 0 | 1 | 0 | [7 empty] | NOS | 1 |  | GE/CBCT/PAPAYA 3D SLIM BELT TIMING 226 S2M W7-MG12C026
IM05981 | OPG Spares-Genoray-Papaya 3D Slim Belt Timing 236 Mxl W3.2 Mg12C003 |  |  | A Class | NOS | NOS | I-Inventory | FG-Finish Good |  | Spares | OPG-Spares | Radiogoloy Product | Main Location | 90330000 |  | FIFO | Genoray | [8 empty] | 0 | 0 | 0 | 1 | 0 | [7 empty] | NOS | 1 |  | GE/CBCT/PAPAYA 3D SLIM BELT TIMING 236 MXL W3.2 MG12C003
IM05982 | OPG Spares-Genoray-Papaya 3D Slim Belt Timing 236 Mxl W9 Mg12C001 |  |  | A Class | NOS | NOS | I-Inventory | FG-Finish Good |  | Spares | OPG-Spares | Radiogoloy Product | Main Location | 90330000 |  | FIFO | Genoray | [8 empty] | 0 | 0 | 0 | 1 | 0 | [7 empty] | NOS | 1 |  | GE/CBCT/PAPAYA 3D SLIM BELT TIMING 236 MXL W9 MG12C001
IM05983 | OPG Spares-Genoray-Papaya 3D Slim Belt Timing 474 S2M W10-Mg12C023 |  |  | A Class | NOS | NOS | I-Inventory | FG-Finish Good |  | Spares | OPG-Spares | Radiogoloy Product | Main Location | 90330000 |  | FIFO | Genoray | [8 empty] | 0 | 0 | 0 | 1 | 0 | [7 empty] | NOS | 1 |  | GE/CBCT/PAPAYA 3D SLIM BELT TIMING 474 S2M W10-MG12C023
IM05984 | OPG Spares-Genoray-Papaya 3D Slim Belt Timing 476 S2M W4-Mg12C024 |  |  | A Class | NOS | NOS | I-Inventory | FG-Finish Good |  | Spares | OPG-Spares | Radiogoloy Product | Main Location | 90330000 |  | FIFO | Genoray | [8 empty] | 0 | 0 | 0 | 1 | 0 | [7 empty] | NOS | 1 |  | GE/CBCT/PAPAYA 3D SLIM BELT TIMING 476 S2M W4-MG12C024
IM05985 | OPG Spares-Genoray-Papaya 3D Slim Belt Timing 486 S2M W10-Mg12C025 |  |  | A Class | NOS | NOS | I-Inventory | FG-Finish Good |  | Spares | OPG-Spares | Radiogoloy Product | Main Location | 90330000 |  | FIFO | Genoray | [8 empty] | 0 | 0 | 0 | 1 | 0 | [7 empty] | NOS | 1 |  | GE/CBCT/PAPAYA 3D SLIM BELT TIMING 486 S2M W10-MG12C025
IM05986 | OPG Spares-Genoray-Papaya 3D Slim Belt Timing S3M255 |  |  | A Class | NOS | NOS | I-Inventory | FG-Finish Good |  | Spares | OPG-Spares | Radiogoloy Product | Main Location | 90330000 |  | FIFO | Genoray | [8 empty] | 0 | 0 | 0 | 1 | 0 | [7 empty] | NOS | 1 |  | GE/CBCT/PAPAYA 3D SLIM BELT TIMING S3M255
IM05987 | OPG Spares-Genoray-Papaya 3D Slim Belt Timing S3M501 |  |  | A Class | NOS | NOS | I-Inventory | FG-Finish Good |  | Spares | OPG-Spares | Radiogoloy Product | Main Location | 90330000 |  | FIFO | Genoray | [8 empty] | 0 | 0 | 0 | 1 | 0 | [7 empty] | NOS | 1 |  | GE/CBCT/PAPAYA 3D SLIM BELT TIMING S3M501
IM05988 | OPG Spares-Genoray-Papaya Slim Block Bite Mp07C058 |  |  | A Class | NOS | NOS | I-Inventory | FG-Finish Good |  | Spares | OPG-Spares | Radiogoloy Product | Main Location | 90330000 |  | FIFO | Genoray | [8 empty] | 0 | 0 | 0 | 1 | 0 | [7 empty] | NOS | 1 |  | GE/CBCT/PAPAYA SLIM BLOCK BITE MP07C058
IM05989 | OPG Spares-Genoray-Papaya Slim Lifter Column Tlg10 Cg06A002 |  |  | A Class | NOS | NOS | I-Inventory | FG-Finish Good |  | Spares | OPG-Spares | Radiogoloy Product | Main Location | 90330000 |  | FIFO | Genoray | [8 empty] | 0 | 0 | 0 | 1 | 0 | [7 empty] | NOS | 1 |  | GE/CBCT/PAPAYA SLIM LIFTER COLUMN TLG10 CG06A002
IM05990 | OPG Spares-Genoray-Papaya Slim Temple Support Mp04H015 |  |  | A Class | NOS | NOS | I-Inventory | FG-Finish Good |  | Spares | OPG-Spares | Radiogoloy Product | Main Location | 90330000 |  | FIFO | Genoray | [8 empty] | 0 | 0 | 0 | 1 | 0 | [7 empty] | NOS | 1 |  | GE/CBCT/PAPAYA SLIM TEMPLE SUPPORT MP04H015
IM05991 | OPG Spares-Genoray-Papaya Slim Temple Support Mp04H016 |  |  | A Class | NOS | NOS | I-Inventory | FG-Finish Good |  | Spares | OPG-Spares | Radiogoloy Product | Main Location | 90330000 |  | FIFO | Genoray | [8 empty] | 0 | 0 | 0 | 1 | 0 | [7 empty] | NOS | 1 |  | GE/CBCT/PAPAYA SLIM TEMPLE SUPPORT MP04H016
IM05992 | OPG Spares-Genoray-Board Control Collimator(3D)-Jp01B002A |  |  | A Class | NOS | NOS | I-Inventory | FG-Finish Good |  | Spares | OPG-Spares | Radiogoloy Product | Main Location | 90330000 |  | FIFO | Genoray | [8 empty] | 0 | 0 | 0 | 1 | 0 | [7 empty] | NOS | 1 |  | GE/CBCT/SP/BOARD CONTROL COLLIMATOR(3D)-JP01B002A
IM05993 | OPG Spares-Genoray-Board Interface Collimator Slim-Jp01D052 |  |  | A Class | NOS | NOS | I-Inventory | FG-Finish Good |  | Spares | OPG-Spares | Radiogoloy Product | Main Location | 90330000 |  | FIFO | Genoray | [8 empty] | 0 | 0 | 0 | 1 | 0 | [7 empty] | NOS | 1 |  | GE/CBCT/SP/BOARD INTERFACE COLLIMATOR SLIM-JP01D052
IM05994 | OPG Spares-Genoray-Chinrest Board |  |  | A Class | NOS | NOS | I-Inventory | FG-Finish Good |  | Spares | OPG-Spares | Radiogoloy Product | Main Location | 90330000 |  | FIFO | Genoray | [8 empty] | 0 | 0 | 0 | 1 | 0 | [7 empty] | NOS | 1 |  | GE/CBCT/SP/CHINREST BOARD
IM05995 | OPG Spares-Genoray-Ear Post Assy |  |  | A Class | NOS | NOS | I-Inventory | FG-Finish Good |  | Spares | OPG-Spares | Radiogoloy Product | Main Location | 90330000 |  | FIFO | Genoray | [8 empty] | 0 | 0 | 0 | 1 | 0 | [7 empty] | NOS | 1 |  | GE/CBCT/SP/EAR POST ASSY
IM05996 | OPG Spares-Genoray-Genoray Papaya 3D Calibration Kit |  |  | A Class | NOS | NOS | I-Inventory | FG-Finish Good |  | Spares | OPG-Spares | Radiogoloy Product | Main Location | 90330000 |  | FIFO | Genoray | [8 empty] | 0 | 0 | 0 | 1 | 0 | [7 empty] | NOS | 1 |  | GE/CBCT/SP/GENORAY PAPAYA 3D CALIBRATION KIT
IM05997 | OPG Spares-Genoray-Nasal Assy |  |  | A Class | NOS | NOS | I-Inventory | FG-Finish Good |  | Spares | OPG-Spares | Radiogoloy Product | Main Location | 90330000 |  | FIFO | Genoray | [8 empty] | 0 | 0 | 0 | 1 | 0 | [7 empty] | NOS | 1 |  | GE/CBCT/SP/NASAL ASSY
IM05998 | OPG Spares-Genoray-OP Board |  |  | A Class | NOS | NOS | I-Inventory | FG-Finish Good |  | Spares | OPG-Spares | Radiogoloy Product | Main Location | 90330000 |  | FIFO | Genoray | [8 empty] | 0 | 0 | 0 | 1 | 0 | [7 empty] | NOS | 1 |  | GE/CBCT/SP/OP BOARD
IM05999 | OPG Spares-Genoray-OP Cable |  |  | A Class | NOS | NOS | I-Inventory | FG-Finish Good |  | Spares | OPG-Spares | Radiogoloy Product | Main Location | 90330000 |  | FIFO | Genoray | [8 empty] | 0 | 0 | 0 | 1 | 0 | [7 empty] | NOS | 1 |  | GE/CBCT/SP/OP CABLE
IM06000 | OPG Spares-Genoray-Papaya 2D And 3D Harness Cable |  |  | A Class | NOS | NOS | I-Inventory | FG-Finish Good |  | Spares | OPG-Spares | Radiogoloy Product | Main Location | 90330000 |  | FIFO | Genoray | [8 empty] | 0 | 0 | 0 | 1 | 0 | [7 empty] | NOS | 1 |  | GE/OPG/PAPAYA 2D AND 3D HARNESS CABLE
IM06001 | OPG Spares-Genoray-Papaya 2D And 3D Harness Cable (Jb023-Cn405) |  |  | A Class | NOS | NOS | I-Inventory | FG-Finish Good |  | Spares | OPG-Spares | Radiogoloy Product | Main Location | 90330000 |  | FIFO | Genoray | [8 empty] | 0 | 0 | 0 | 1 | 0 | [7 empty] | NOS | 1 |  | GE/OPG/PAPAYA 2D AND 3D HARNESS CABLE (JB023-CN405)
IM06002 | OPG Spares-Genoray-Papaya Colum Arm Bottom Cover A P03Cp410 |  |  | A Class | NOS | NOS | I-Inventory | FG-Finish Good |  | Spares | OPG-Spares | Radiogoloy Product | Main Location | 90330000 |  | FIFO | Genoray | [8 empty] | 0 | 0 | 0 | 1 | 0 | [7 empty] | NOS | 1 |  | GE/OPG/PAPAYA COLUM ARM BOTTOM COVER A P03CP410
IM06003 | OPG Spares-Genoray-Papaya Colum Arm Bottom Cover B P03Cp411 |  |  | A Class | NOS | NOS | I-Inventory | FG-Finish Good |  | Spares | OPG-Spares | Radiogoloy Product | Main Location | 90330000 |  | FIFO | Genoray | [8 empty] | 0 | 0 | 0 | 1 | 0 | [7 empty] | NOS | 1 |  | GE/OPG/PAPAYA COLUM ARM BOTTOM COVER B P03CP411
IM06004 | OPG Spares-Genoray-Papaya Harness Signal Pc Lan Cable Jp022C084A) |  |  | A Class | NOS | NOS | I-Inventory | FG-Finish Good |  | Spares | OPG-Spares | Radiogoloy Product | Main Location | 90330000 |  | FIFO | Genoray | [8 empty] | 0 | 0 | 0 | 1 | 0 | [7 empty] | NOS | 1 |  | GE/OPG/PAPAYA HARNESS SIGNAL PC LAN CABLE JP022C084A)
IM06005 | OPG Spares-Genoray-Papaya- Board Control Lift (Jp01B034) |  |  | A Class | NOS | NOS | I-Inventory | FG-Finish Good |  | Spares | OPG-Spares | Radiogoloy Product | Main Location | 90330000 |  | FIFO | Genoray | [8 empty] | 0 | 0 | 0 | 1 | 0 | [7 empty] | NOS | 1 |  | GE/OPG/Papaya- BOARD CONTROL LIFT (JP01B034)
IM06006 | OPG Spares-Genoray-Papaya- Board Control Lift (Jp01B034)-Slim |  |  | A Class | NOS | NOS | I-Inventory | FG-Finish Good |  | Spares | OPG-Spares | Radiogoloy Product | Main Location | 90330000 |  | FIFO | Genoray | [8 empty] | 0 | 0 | 0 | 1 | 0 | [7 empty] | NOS | 1 |  | GE/OPG/Papaya- BOARD CONTROL LIFT (JP01B034)-SLIM
IM06007 | OPG Spares-Genoray-Papaya- Board Control Main PCB 3D Jp01B036 |  |  | A Class | NOS | NOS | I-Inventory | FG-Finish Good |  | Spares | OPG-Spares | Radiogoloy Product | Main Location | 90330000 |  | FIFO | Genoray | [8 empty] | 0 | 0 | 0 | 1 | 0 | [7 empty] | NOS | 1 |  | GE/OPG/Papaya- BOARD CONTROL MAIN PCB 3D JP01B036
IM06008 | OPG Spares-Genoray-Papaya- Board Control Main PCB Plus Jp01B036 |  |  | A Class | NOS | NOS | I-Inventory | FG-Finish Good |  | Spares | OPG-Spares | Radiogoloy Product | Main Location | 90330000 |  | FIFO | Genoray | [8 empty] | 0 | 0 | 0 | 1 | 0 | [7 empty] | NOS | 1 |  | GE/OPG/Papaya- BOARD CONTROL MAIN PCB PLUS JP01B036
IM06009 | OPG Spares-Genoray-Papaya- Board Control New Main Jp01B036 |  |  | A Class | NOS | NOS | I-Inventory | FG-Finish Good |  | Spares | OPG-Spares | Radiogoloy Product | Main Location | 90330000 |  | FIFO | Genoray | [8 empty] | 0 | 0 | 0 | 1 | 0 | [7 empty] | NOS | 1 |  | GE/OPG/Papaya- BOARD CONTROL NEW MAIN JP01B036
IM06010 | OPG Spares-Genoray-Papaya- Board Driver Cephalo (Jp01C018) |  |  | A Class | NOS | NOS | I-Inventory | FG-Finish Good |  | Spares | OPG-Spares | Radiogoloy Product | Main Location | 90330000 |  | FIFO | Genoray | [8 empty] | 0 | 0 | 0 | 1 | 0 | [7 empty] | NOS | 1 |  | GE/OPG/Papaya- BOARD DRIVER CEPHALO (JP01C018)
IM06011 | OPG Spares-Genoray-Papaya- Touch Panel Below Chin Rest (Jp01D015) |  |  | A Class | NOS | NOS | I-Inventory | FG-Finish Good |  | Spares | OPG-Spares | Radiogoloy Product | Main Location | 90330000 |  | FIFO | Genoray | [8 empty] | 0 | 0 | 0 | 1 | 0 | [7 empty] | NOS | 1 |  | GE/OPG/Papaya- TOUCH PANEL BELOW CHIN REST (JP01D015)
IM06012 | OPG Spares-Genoray-Papaya-3D Cable Jp01B036Cn6 |  |  | A Class | NOS | NOS | I-Inventory | FG-Finish Good |  | Spares | OPG-Spares | Radiogoloy Product | Main Location | 90330000 |  | FIFO | Genoray | [8 empty] | 0 | 0 | 0 | 1 | 0 | [7 empty] | NOS | 1 |  | GE/OPG/Papaya-3D CABLE JP01B036CN6
IM06013 | OPG Spares-Genoray-Papaya-3D Stepping Motor |  |  | A Class | NOS | NOS | I-Inventory | FG-Finish Good |  | Spares | OPG-Spares | Radiogoloy Product | Main Location | 90330000 |  | FIFO | Genoray | [8 empty] | 0 | 0 | 0 | 1 | 0 | [7 empty] | NOS | 1 |  | GE/OPG/Papaya-3D STEPPING MOTOR
IM06014 | OPG Spares-Genoray-Papaya-Board Driver Canine Laser Jp01D05217A010 |  |  | A Class | NOS | NOS | I-Inventory | FG-Finish Good |  | Spares | OPG-Spares | Radiogoloy Product | Main Location | 90330000 |  | FIFO | Genoray | [8 empty] | 0 | 0 | 0 | 1 | 0 | [7 empty] | NOS | 1 |  | GE/OPG/Papaya-BOARD DRIVER CANINE LASER JP01D05217A010
IM06015 | OPG Spares-Genoray-Papaya-Lan Cable Encoder For Harness Signal |  |  | A Class | NOS | NOS | I-Inventory | FG-Finish Good |  | Spares | OPG-Spares | Radiogoloy Product | Main Location | 90330000 |  | FIFO | Genoray | [8 empty] | 0 | 0 | 0 | 1 | 0 | [7 empty] | NOS | 1 |  | GE/OPG/Papaya-LAN CABLE ENCODER FOR HARNESS SIGNAL
IM06016 | OPG Spares-Genoray-Papaya-Lan Switch PCB (7P01D0058) |  |  | A Class | NOS | NOS | I-Inventory | FG-Finish Good |  | Spares | OPG-Spares | Radiogoloy Product | Main Location | 90330000 |  | FIFO | Genoray | [8 empty] | 0 | 0 | 0 | 1 | 0 | [7 empty] | NOS | 1 |  | GE/OPG/Papaya-LAN SWITCH PCB (7P01D0058)
IM06017 | OPG Spares-Genoray-Papaya-Motor For Rotation (C7Pn81D) |  |  | A Class | NOS | NOS | I-Inventory | FG-Finish Good |  | Spares | OPG-Spares | Radiogoloy Product | Main Location | 90330000 |  | FIFO | Genoray | [8 empty] | 0 | 0 | 0 | 1 | 0 | [7 empty] | NOS | 1 |  | GE/OPG/Papaya-MOTOR FOR ROTATION (C7PN81D)
IM06018 | OPG Spares-Genoray-2D3D Exposure Switch Button |  |  | A Class | NOS | NOS | I-Inventory | FG-Finish Good |  | Spares | OPG-Spares | Radiogoloy Product | Main Location | 90330000 |  | FIFO | Genoray | [8 empty] | 0 | 0 | 0 | 1 | 0 | [7 empty] | NOS | 1 |  | GE/OPG/SP/2D3D EXPOSURE SWITCH BUTTON
IM06019 | OPG Spares-Genoray-Bite Block Sleeve (300Pcs) |  |  | A Class | NOS | NOS | I-Inventory | FG-Finish Good |  | Spares | OPG-Spares | Radiogoloy Product | Main Location | 90330000 |  | FIFO | Genoray | [8 empty] | 0 | 0 | 0 | 1 | 0 | [7 empty] | NOS | 1 |  | GE/OPG/SP/BITE BLOCK SLEEVE (300PCS)
IM06020 | OPG Spares-Genoray-Board Interface Lan Switch-Jp01D005 |  |  | A Class | NOS | NOS | I-Inventory | FG-Finish Good |  | Spares | OPG-Spares | Radiogoloy Product | Main Location | 90330000 |  | FIFO | Genoray | [8 empty] | 0 | 0 | 0 | 1 | 0 | [7 empty] | NOS | 1 |  | GE/OPG/SP/BOARD INTERFACE LAN SWITCH-JP01D005
IM06021 | OPG Spares-Genoray-Cbct Papaya 2D Lifter Column Board-Jpo1Bo64A17D009 |  |  | A Class | NOS | NOS | I-Inventory | FG-Finish Good |  | Spares | OPG-Spares | Radiogoloy Product | Main Location | 90330000 |  | FIFO | Genoray | [8 empty] | 0 | 0 | 0 | 1 | 0 | [7 empty] | NOS | 1 |  | GE/OPG/SP/CBCT PAPAYA 2D LIFTER COLUMN BOARD-JPO1BO64A17D009
IM06022 | OPG Spares-Genoray-Opg Bite Tomo Large-Mp07C002 |  |  | A Class | NOS | NOS | I-Inventory | FG-Finish Good |  | Spares | OPG-Spares | Radiogoloy Product | Main Location | 90330000 |  | FIFO | Genoray | [8 empty] | 0 | 0 | 0 | 1 | 0 | [7 empty] | NOS | 1 |  | GE/OPG/SP/OPG Bite Tomo Large-MP07C002
IM06023 | OPG Spares-Genoray-Opg Bite Tomo Small-Mp07C003 |  |  | A Class | NOS | NOS | I-Inventory | FG-Finish Good |  | Spares | OPG-Spares | Radiogoloy Product | Main Location | 90330000 |  | FIFO | Genoray | [8 empty] | 0 | 0 | 0 | 1 | 0 | [7 empty] | NOS | 1 |  | GE/OPG/SP/OPG Bite Tomo small-MP07C003
IM06024 | OPG Spares-Genoray-Positioner Slim Ltch 15799 |  |  | A Class | NOS | NOS | I-Inventory | FG-Finish Good |  | Spares | OPG-Spares | Radiogoloy Product | Main Location | 90330000 |  | FIFO | Genoray | [8 empty] | 0 | 0 | 0 | 1 | 0 | [7 empty] | NOS | 1 |  | GE/OPG/SP/POSITIONER SLIM LTCH 15799
IM06025 | OPG Spares-Genoray-Shaft-Mp03H061 |  |  | A Class | NOS | NOS | I-Inventory | FG-Finish Good |  | Spares | OPG-Spares | Radiogoloy Product | Main Location | 90330000 |  | FIFO | Genoray | [8 empty] | 0 | 0 | 0 | 1 | 0 | [7 empty] | NOS | 1 |  | GE/OPG/SP/SHAFT-MP03H061
IM06026 | OPG Spares-Genoray-2D 3D Lan Cable |  |  | A Class | NOS | NOS | I-Inventory | FG-Finish Good |  | Spares | OPG-Spares | Radiogoloy Product | Main Location | 90330000 |  | FIFO | Genoray | [8 empty] | 0 | 0 | 0 | 1 | 0 | [7 empty] | NOS | 1 |  | GE/SP/2D 3D LAN CABLE
IM06027 | OPG Spares-Genoray-3D Tube Connector Deductor |  |  | A Class | NOS | NOS | I-Inventory | FG-Finish Good |  | Spares | OPG-Spares | Radiogoloy Product | Main Location | 90330000 |  | FIFO | Genoray | [8 empty] | 0 | 0 | 0 | 1 | 0 | [7 empty] | NOS | 1 |  | GE/SP/3D TUBE CONNECTOR DEDUCTOR
IM06028 | OPG Spares-Genoray-CT Detectoe Jp01B048 |  |  | A Class | NOS | NOS | I-Inventory | FG-Finish Good |  | Spares | OPG-Spares | Radiogoloy Product | Main Location | 90330000 |  | FIFO | Genoray | [8 empty] | 0 | 0 | 0 | 1 | 0 | [7 empty] | NOS | 1 |  | GE/SP/CT DETECTOE JP01B048
IM06029 | OPG Spares-Genoray- 2D And 3D Ceph Detector Exp-0810018-016 |  |  | A Class | NOS | NOS | I-Inventory | FG-Finish Good |  | Spares | OPG-Spares | Radiogoloy Product | Main Location | 90330000 |  | FIFO | Genoray | [8 empty] | 0 | 0 | 0 | 1 | 0 | [7 empty] | NOS | 1 |  | GE/SP/GENORAY 2D AND 3D CEPH DETECTOR EXP-0810018-016
IM06030 | OPG Spares-Genoray- 2D And 3D Ceph P03Tb022 |  |  | A Class | NOS | NOS | I-Inventory | FG-Finish Good |  | Spares | OPG-Spares | Radiogoloy Product | Main Location | 90330000 |  | FIFO | Genoray | [8 empty] | 0 | 0 | 0 | 1 | 0 | [7 empty] | NOS | 1 |  | GE/SP/GENORAY 2D AND 3D CEPH P03TB022
IM06031 | OPG Spares-Genoray- Cpu Board |  |  | A Class | NOS | NOS | I-Inventory | FG-Finish Good |  | Spares | OPG-Spares | Radiogoloy Product | Main Location | 90330000 |  | FIFO | Genoray | [8 empty] | 0 | 0 | 0 | 1 | 0 | [7 empty] | NOS | 1 |  | GE/SP/GENORAY CPU BOARD
IM06032 | OPG Spares-Genoray- Detector Inner Cover |  |  | A Class | NOS | NOS | I-Inventory | FG-Finish Good |  | Spares | OPG-Spares | Radiogoloy Product | Main Location | 90330000 |  | FIFO | Genoray | [8 empty] | 0 | 0 | 0 | 1 | 0 | [7 empty] | NOS | 1 |  | GE/SP/GENORAY DETECTOR INNER COVER
IM06033 | OPG Spares-Genoray- Detector Outer Cover |  |  | A Class | NOS | NOS | I-Inventory | FG-Finish Good |  | Spares | OPG-Spares | Radiogoloy Product | Main Location | 90330000 |  | FIFO | Genoray | [8 empty] | 0 | 0 | 0 | 1 | 0 | [7 empty] | NOS | 1 |  | GE/SP/GENORAY DETECTOR OUTER COVER
IM06034 | OPG Spares-Genoray-Opg Slim-Detector Cover |  |  | A Class | NOS | NOS | I-Inventory | FG-Finish Good |  | Spares | OPG-Spares | Radiogoloy Product | Main Location | 90330000 |  | FIFO | Genoray | [8 empty] | 0 | 0 | 0 | 1 | 0 | [7 empty] | NOS | 1 |  | GE/SP/GENORAY OPG SLIM-DETECTOR COVER
IM06035 | OPG Spares-Genoray- Pano Detector Exp-0810013-016 |  |  | A Class | NOS | NOS | I-Inventory | FG-Finish Good |  | Spares | OPG-Spares | Radiogoloy Product | Main Location | 90330000 |  | FIFO | Genoray | [8 empty] | 0 | 0 | 0 | 1 | 0 | [7 empty] | NOS | 1 |  | GE/SP/GENORAY PANO DETECTOR EXP-0810013-016
IM06036 | OPG Spares-Genoray- Sensor For Papaya 3D |  |  | A Class | NOS | NOS | I-Inventory | FG-Finish Good |  | Spares | OPG-Spares | Radiogoloy Product | Main Location | 90330000 |  | FIFO | Genoray | [8 empty] | 0 | 0 | 0 | 1 | 0 | [7 empty] | NOS | 1 |  | GE/SP/GENORAY SENSOR FOR PAPAYA 3D
IM06037 | OPG Spares-Genoray-Jp01B036 Cn13 Cn100 |  |  | A Class | NOS | NOS | I-Inventory | FG-Finish Good |  | Spares | OPG-Spares | Radiogoloy Product | Main Location | 90330000 |  | FIFO | Genoray | [8 empty] | 0 | 0 | 0 | 1 | 0 | [7 empty] | NOS | 1 |  | GE/SP/JP01B036 CN13 CN100
IM06038 | OPG Spares-Genoray-Jp01B036 Cn22 |  |  | A Class | NOS | NOS | I-Inventory | FG-Finish Good |  | Spares | OPG-Spares | Radiogoloy Product | Main Location | 90330000 |  | FIFO | Genoray | [8 empty] | 0 | 0 | 0 | 1 | 0 | [7 empty] | NOS | 1 |  | GE/SP/JP01B036 CN22
IM06039 | OPG Spares-Genoray-Jp02B176 Harnes Singnal Main |  |  | A Class | NOS | NOS | I-Inventory | FG-Finish Good |  | Spares | OPG-Spares | Radiogoloy Product | Main Location | 90330000 |  | FIFO | Genoray | [8 empty] | 0 | 0 | 0 | 1 | 0 | [7 empty] | NOS | 1 |  | GE/SP/JP02B176 HARNES SINGNAL MAIN
IM06040 | OPG Spares-Genoray-Jp02B283 2D And 3D Harness Signal Speaker Jp02B283 |  |  | A Class | NOS | NOS | I-Inventory | FG-Finish Good |  | Spares | OPG-Spares | Radiogoloy Product | Main Location | 90330000 |  | FIFO | Genoray | [8 empty] | 0 | 0 | 0 | 1 | 0 | [7 empty] | NOS | 1 |  | GE/SP/JP02B283 2D AND 3D HARNESS SIGNAL SPEAKER JP02B283
IM06041 | OPG Spares-Genoray-Lead Screw CG08C001 |  |  | A Class | NOS | NOS | I-Inventory | FG-Finish Good |  | Spares | OPG-Spares | Radiogoloy Product | Main Location | 90330000 |  | FIFO | Genoray | [8 empty] | 0 | 0 | 0 | 1 | 0 | [7 empty] | NOS | 1 |  | GE/SP/LEAD SCREW CG08C001
IM06042 | OPG Spares-Genoray-Lead Screw CG08C009 |  |  | A Class | NOS | NOS | I-Inventory | FG-Finish Good |  | Spares | OPG-Spares | Radiogoloy Product | Main Location | 90330000 |  | FIFO | Genoray | [8 empty] | 0 | 0 | 0 | 1 | 0 | [7 empty] | NOS | 1 |  | GE/SP/LEAD SCREW CG08C009
IM06043 | OPG Spares-Genoray-Lead Screw CG08C010 |  |  | A Class | NOS | NOS | I-Inventory | FG-Finish Good |  | Spares | OPG-Spares | Radiogoloy Product | Main Location | 90330000 |  | FIFO | Genoray | [8 empty] | 0 | 0 | 0 | 1 | 0 | [7 empty] | NOS | 1 |  | GE/SP/LEAD SCREW CG08C010
IM06044 | OPG Spares-Genoray-Lead Screw CG08C011 |  |  | A Class | NOS | NOS | I-Inventory | FG-Finish Good |  | Spares | OPG-Spares | Radiogoloy Product | Main Location | 90330000 |  | FIFO | Genoray | [8 empty] | 0 | 0 | 0 | 1 | 0 | [7 empty] | NOS | 1 |  | GE/SP/LEAD SCREW CG08C011
IM06045 | OPG Spares-Genoray-Pano 2D Detector Exp-081211-016 |  |  | A Class | NOS | NOS | I-Inventory | FG-Finish Good |  | Spares | OPG-Spares | Radiogoloy Product | Main Location | 90330000 |  | FIFO | Genoray | [8 empty] | 0 | 0 | 0 | 1 | 0 | [7 empty] | NOS | 1 |  | GE/SP/PANO 2D DETECTOR EXP-081211-016
IM06046 | OPG Spares-Genoray-Pano Detector Exp-081213-016 |  |  | A Class | NOS | NOS | I-Inventory | FG-Finish Good |  | Spares | OPG-Spares | Radiogoloy Product | Main Location | 90330000 |  | FIFO | Genoray | [8 empty] | 0 | 0 | 0 | 1 | 0 | [7 empty] | NOS | 1 |  | GE/SP/PANO DETECTOR EXP-081213-016
IM06047 | OPG Spares-Genoray-Papaya 3D Plus J02A195 |  |  | A Class | NOS | NOS | I-Inventory | FG-Finish Good |  | Spares | OPG-Spares | Radiogoloy Product | Main Location | 90330000 |  | FIFO | Genoray | [8 empty] | 0 | 0 | 0 | 1 | 0 | [7 empty] | NOS | 1 |  | GE/SP/PAPAYA 3D PLUS J02A195
IM06048 | OPG Spares-Genoray-Papaya 3D Plus J02C084 |  |  | A Class | NOS | NOS | I-Inventory | FG-Finish Good |  | Spares | OPG-Spares | Radiogoloy Product | Main Location | 90330000 |  | FIFO | Genoray | [8 empty] | 0 | 0 | 0 | 1 | 0 | [7 empty] | NOS | 1 |  | GE/SP/PAPAYA 3D PLUS J02C084
IM06049 | OPG Spares-Genoray-Papaya 3D Plus Tube Connector Deductor J02A186 |  |  | A Class | NOS | NOS | I-Inventory | FG-Finish Good |  | Spares | OPG-Spares | Radiogoloy Product | Main Location | 90330000 |  | FIFO | Genoray | [8 empty] | 0 | 0 | 0 | 1 | 0 | [7 empty] | NOS | 1 |  | GE/SP/PAPAYA 3D PLUS Tube Connector Deductor J02A186
IM06050 | OPG Spares-Genoray-Papaya Slim Jp02A100 |  |  | A Class | NOS | NOS | I-Inventory | FG-Finish Good |  | Spares | OPG-Spares | Radiogoloy Product | Main Location | 90330000 |  | FIFO | Genoray | [8 empty] | 0 | 0 | 0 | 1 | 0 | [7 empty] | NOS | 1 |  | GE/SP/PAPAYA SLIM JP02A100
IM06051 | OPG Spares-Genoray-Papaya Slim Jp02A100 |  |  | A Class | NOS | NOS | I-Inventory | FG-Finish Good |  | Spares | OPG-Spares | Radiogoloy Product | Main Location | 90330000 |  | FIFO | Genoray | [8 empty] | 0 | 0 | 0 | 1 | 0 | [7 empty] | NOS | 1 |  | GE/SP/PAPAYA SLIM JP02A100
IM06052 | OPG Spares-Genoray-Papaya Slim Jp02B282 |  |  | A Class | NOS | NOS | I-Inventory | FG-Finish Good |  | Spares | OPG-Spares | Radiogoloy Product | Main Location | 90330000 |  | FIFO | Genoray | [8 empty] | 0 | 0 | 0 | 1 | 0 | [7 empty] | NOS | 1 |  | GE/SP/PAPAYA SLIM JP02B282
IM06053 | OPG Spares-Genoray-Timing Belt |  |  | A Class | NOS | NOS | I-Inventory | FG-Finish Good |  | Spares | OPG-Spares | Radiogoloy Product | Main Location | 90330000 |  | FIFO | Genoray | [8 empty] | 0 | 0 | 0 | 1 | 0 | [7 empty] | NOS | 1 |  | GE/SP/TIMING BELT
IM06054 | OPG Spares-Genoray-Papaya 2D Board Motor Rc Servo/Hs-311 Cg01D001 |  |  | A Class | NOS | NOS | I-Inventory | FG-Finish Good |  | Spares | OPG-Spares | Radiogoloy Product | Main Location | 90330000 |  | FIFO | Genoray | [8 empty] | 0 | 0 | 0 | 1 | 0 | [7 empty] | NOS | 1 |  | GE/CBCT/PAPAYA 2D BOARD MOTOR RC SERVO/HS-311 CG01D001
IM06055 | OPG Spares-Genoray-Papaya 2D Psu/Snp-B309 Jg11A007 |  |  | A Class | NOS | NOS | I-Inventory | FG-Finish Good |  | Spares | OPG-Spares | Radiogoloy Product | Main Location | 90330000 |  | FIFO | Genoray | [8 empty] | 0 | 0 | 0 | 1 | 0 | [7 empty] | NOS | 1 |  | GE/CBCT/PAPAYA 2D PSU/SNP-B309 JG11A007
IM06056 | OPG Spares-Genoray-Assy Sub Collimator/Ppy Plus-Sp04A004 |  |  | A Class | NOS | NOS | I-Inventory | FG-Finish Good |  | Spares | OPG-Spares | Radiogoloy Product | Main Location | 90330000 |  | FIFO | Genoray | [8 empty] | 0 | 0 | 0 | 1 | 0 | [7 empty] | NOS | 1 |  | GE/CBCT/SP/ASSY SUB COLLIMATOR/PPY PLUS-SP04A004
IM06057 | OPG Spares-Genoray-Genoray Papaya 2D/3D Alignment Kit |  |  | A Class | NOS | NOS | I-Inventory | FG-Finish Good |  | Spares | OPG-Spares | Radiogoloy Product | Main Location | 90330000 |  | FIFO | Genoray | [8 empty] | 0 | 0 | 0 | 1 | 0 | [7 empty] | NOS | 1 |  | GE/CBCT/SP/GENORAY PAPAYA 2D/3D ALIGNMENT KIT
IM06058 | OPG Spares-Genoray-Papaya 3D Plus Board Stepping Motor 16Hs/17Hs Pulley |  |  | A Class | NOS | NOS | I-Inventory | FG-Finish Good |  | Spares | OPG-Spares | Radiogoloy Product | Main Location | 90330000 |  | FIFO | Genoray | [8 empty] | 0 | 0 | 0 | 1 | 0 | [7 empty] | NOS | 1 |  | GE/CBCT/SP/PAPAYA 3D PLUS BOARD STEPPING MOTOR 16HS/17HS PULLEY
IM06059 | OPG Spares-Genoray-Papaya 3D Plus Board Stepping Motor 16Hs/17Hs Pulley-14Mxl Mp04D003 |  |  | A Class | NOS | NOS | I-Inventory | FG-Finish Good |  | Spares | OPG-Spares | Radiogoloy Product | Main Location | 90330000 |  | FIFO | Genoray | [8 empty] | 0 | 0 | 0 | 1 | 0 | [7 empty] | NOS | 1 |  | GE/CBCT/SP/PAPAYA 3D PLUS BOARD STEPPING MOTOR 16HS/17HS PULLEY-14MXL MP04D003
IM06060 | OPG Spares-Genoray-Papaya 3D Plus Board Stepping Motor 16Hs/17Hs Pulley-14Mxl Mp04D028 |  |  | A Class | NOS | NOS | I-Inventory | FG-Finish Good |  | Spares | OPG-Spares | Radiogoloy Product | Main Location | 90330000 |  | FIFO | Genoray | [8 empty] | 0 | 0 | 0 | 1 | 0 | [7 empty] | NOS | 1 |  | GE/CBCT/SP/PAPAYA 3D PLUS BOARD STEPPING MOTOR 16HS/17HS PULLEY-14MXL MP04D028
IM06061 | OPG Spares-Genoray-Papaya 3D Plus Board Stepping Motor 16Hs/17Hs Pulley-18Mxl Mp04D006 |  |  | A Class | NOS | NOS | I-Inventory | FG-Finish Good |  | Spares | OPG-Spares | Radiogoloy Product | Main Location | 90330000 |  | FIFO | Genoray | [8 empty] | 0 | 0 | 0 | 1 | 0 | [7 empty] | NOS | 1 |  | GE/CBCT/SP/PAPAYA 3D PLUS BOARD STEPPING MOTOR 16HS/17HS PULLEY-18MXL MP04D006
IM06062 | OPG Spares-Genoray-Papaya Cable CN15/CN17 3D-JP02A195A |  |  | A Class | NOS | NOS | I-Inventory | FG-Finish Good |  | Spares | OPG-Spares | Radiogoloy Product | Main Location | 90330000 |  | FIFO | Genoray | [8 empty] | 0 | 0 | 0 | 1 | 0 | [7 empty] | NOS | 1 |  | GE/CBCT/SP/PAPAYA CABLE CN15/CN17 3D-JP02A195A
IM06063 | OPG Spares-Genoray-Papaya Cable CN15/CN17 Slim-JP02A195A |  |  | A Class | NOS | NOS | I-Inventory | FG-Finish Good |  | Spares | OPG-Spares | Radiogoloy Product | Main Location | 90330000 |  | FIFO | Genoray | [8 empty] | 0 | 0 | 0 | 1 | 0 | [7 empty] | NOS | 1 |  | GE/CBCT/SP/PAPAYA CABLE CN15/CN17 SLIM-JP02A195A
IM06064 | OPG Spares-Genoray-Papaya-Coupling/Drw-26C 6.35-5 (Mg20A001) (22C5-5) |  |  | A Class | NOS | NOS | I-Inventory | FG-Finish Good |  | Spares | OPG-Spares | Radiogoloy Product | Main Location | 90330000 |  | FIFO | Genoray | [8 empty] | 0 | 0 | 0 | 1 | 0 | [7 empty] | NOS | 1 |  | GE/OPG/Papaya-COUPLING/DRW-26C 6.35-5 (MG20A001) (22C5-5)
IM06065 | OPG Spares-Genoray-2D/3D Genoray Gantry Photo Rotation Sensor-Jp02B166 |  |  | A Class | NOS | NOS | I-Inventory | FG-Finish Good |  | Spares | OPG-Spares | Radiogoloy Product | Main Location | 90330000 |  | FIFO | Genoray | [8 empty] | 0 | 0 | 0 | 1 | 0 | [7 empty] | NOS | 1 |  | GE/OPG/SP/2D/3D GENORAY GANTRY PHOTO ROTATION SENSOR-JP02B166
IM06066 | OPG Spares-Genoray-2D/3D Genoray Gantry Photo Y Axis Sensor-Jp02B167 |  |  | A Class | NOS | NOS | I-Inventory | FG-Finish Good |  | Spares | OPG-Spares | Radiogoloy Product | Main Location | 90330000 |  | FIFO | Genoray | [8 empty] | 0 | 0 | 0 | 1 | 0 | [7 empty] | NOS | 1 |  | GE/OPG/SP/2D/3D GENORAY GANTRY PHOTO Y AXIS SENSOR-JP02B167
IM06067 | OPG Spares-Genoray-Cable / Stp Lan 10M-Jg12D021/Jg12D019 |  |  | A Class | NOS | NOS | I-Inventory | FG-Finish Good |  | Spares | OPG-Spares | Radiogoloy Product | Main Location | 90330000 |  | FIFO | Genoray | [8 empty] | 0 | 0 | 0 | 1 | 0 | [7 empty] | NOS | 1 |  | GE/OPG/SP/CABLE / STP LAN 10M-JG12D021/JG12D019
IM06068 | OPG Spares-Genoray-Cbct Fm07A001/Gfd 100(Pa(Icap)Ct Detector) |  |  | A Class | NOS | NOS | I-Inventory | FG-Finish Good |  | Spares | OPG-Spares | Radiogoloy Product | Main Location | 90330000 |  | FIFO | Genoray | [8 empty] | 0 | 0 | 0 | 1 | 0 | [7 empty] | NOS | 1 |  | GE/OPG/SP/CBCT FM07A001/GFD 100(PA(ICAP)CT DETECTOR)
IM06069 | OPG Spares-Genoray-Cg16B002/Sensor Line I3 Sensor/Xid-C15Dp(I3 Pano Detector) |  |  | A Class | NOS | NOS | I-Inventory | FG-Finish Good |  | Spares | OPG-Spares | Radiogoloy Product | Main Location | 90330000 |  | FIFO | Genoray | [8 empty] | 0 | 0 | 0 | 1 | 0 | [7 empty] | NOS | 1 |  | GE/OPG/SP/CG16B002/SENSOR LINE I3 SENSOR/XID-C15DP(I3 PANO DETECTOR)
IM06070 | OPG Spares-Genoray-Hand Swich-Ma01D008/ Fm11A001 |  |  | A Class | NOS | NOS | I-Inventory | FG-Finish Good |  | Spares | OPG-Spares | Radiogoloy Product | Main Location | 90330000 |  | FIFO | Genoray | [8 empty] | 0 | 0 | 0 | 1 | 0 | [7 empty] | NOS | 1 |  | GE/OPG/SP/HAND SWICH-MA01D008/ FM11A001
IM06071 | OPG Spares-Genoray-Switch Emergency / Las1-Ay-22Ts-Cg04K008 |  |  | A Class | NOS | NOS | I-Inventory | FG-Finish Good |  | Spares | OPG-Spares | Radiogoloy Product | Main Location | 90330000 |  | FIFO | Genoray | [8 empty] | 0 | 0 | 0 | 1 | 0 | [7 empty] | NOS | 1 |  | GE/OPG/SP/SWITCH EMERGENCY / LAS1-AY-22TS-CG04K008
IM06072 | OPG Spares-Genoray-2D/3D-Genoray Photo Sensor For Main Gantry |  |  | A Class | NOS | NOS | I-Inventory | FG-Finish Good |  | Spares | OPG-Spares | Radiogoloy Product | Main Location | 90330000 |  | FIFO | Genoray | [8 empty] | 0 | 0 | 0 | 1 | 0 | [7 empty] | NOS | 1 |  | GE/SP/2D/3D-GENORAY PHOTO SENSOR FOR MAIN GANTRY
IM06073 | OPG Spares-Genoray- Hand S/W(Japan) Exposure Switch |  |  | A Class | NOS | NOS | I-Inventory | FG-Finish Good |  | Spares | OPG-Spares | Radiogoloy Product | Main Location | 90330000 |  | FIFO | Genoray | [8 empty] | 0 | 0 | 0 | 1 | 0 | [7 empty] | NOS | 1 |  | GE/SP/GENORAY HAND S/W(JAPAN) EXPOSURE SWITCH
IM06074 | OPG Spares-Vatech OPG Detector |  |  | A Class | NOS | NOS | I-Inventory | FG-Finish Good |  | Spares | OPG-Spares | Radiogoloy Product | Main Location | 90330000 |  | FIFO | Vatech | [8 empty] | 0 | 0 | 0 | 1 | 0 | [7 empty] | NOS | 1 |  | LP/SP/OPG DETECTOR
IM06075 | OPG Spares- Vatech CMARUS2301CF-TOK CEPH-Master S0000259 |  |  | A Class | NOS | NOS | I-Inventory | FG-Finish Good |  | Spares | OPG-Spares | Radiogoloy Product | Main Location | 90330000 |  | FIFO | Vatech | [8 empty] | 0 | 0 | 0 | 1 | 0 | [7 empty] | NOS | 1 |  | VA/SP/CMARU2301CF/TOK-CEPH/MASTER S0000259
IM06076 | OPG Spares- Vatech Timing Belt B236MXL |  |  | A Class | NOS | NOS | I-Inventory | FG-Finish Good |  | Spares | OPG-Spares | Radiogoloy Product | Main Location | 90330000 |  | FIFO | Vatech | [8 empty] | 0 | 0 | 0 | 1 | 0 | [7 empty] | NOS | 1 |  | VA/SP/TIMING BELT B236MXL
IM06077 | OPG Spares- Vatech Harness H000914C |  |  | A Class | NOS | NOS | I-Inventory | FG-Finish Good |  | Spares | OPG-Spares | Radiogoloy Product | Main Location | 90330000 |  | FIFO | Vatech | [8 empty] | 0 | 0 | 0 | 1 | 0 | [7 empty] | NOS | 1 |  | Vatech Harness H000914C
IM06078 | OPG Spares- Vatech LT1 BD PAX PCB B0000304 |  |  | A Class | NOS | NOS | I-Inventory | FG-Finish Good |  | Spares | OPG-Spares | Radiogoloy Product | Main Location | 90330000 |  | FIFO | Vatech | [8 empty] | 0 | 0 | 0 | 1 | 0 | [7 empty] | NOS | 1 |  | Vatech Lt1 Bd Pax Pcb B0000304
IM06079 | Dental OPG Spares-Fona OPG Base Only |  |  | A Class | NOS | NOS | I-Inventory | FG-Finish Good |  | Spares | OPG-Spares | Radiogoloy Product | Main Location | 90229090 |  | FIFO | Fona | [8 empty] | 0 | 0 | 0 | 1 | 0 | [7 empty] | NOS | 1 |  | FN/OPG/AC/MEDICAL FONA OPG BASE ONLY
IM06080 | OPG Spares-Fona- Settpping Motor-7668020060 |  |  | A Class | NOS | NOS | I-Inventory | FG-Finish Good |  | Spares | OPG-Spares | Radiogoloy Product | Main Location | 90330000 |  | FIFO | Fona | [8 empty] | 0 | 0 | 0 | 1 | 0 | [7 empty] | NOS | 1 |  | FN/OPG/FONA SETTPPING MOTOR-7668020060
IM06081 | OPG Spares-Fona-Ball Phantom For Technician For Fona Xpan 3D 7668010037 |  |  | A Class | NOS | NOS | I-Inventory | FG-Finish Good |  | Spares | OPG-Spares | Radiogoloy Product | Main Location | 90330000 |  | FIFO | Fona | [8 empty] | 0 | 0 | 0 | 1 | 0 | [7 empty] | NOS | 1 |  | FN/OPG/SP/BALL PHANTOM FOR TECHNICIAN FOR FONA XPAN 3D 7668010037
IM06082 | OPG Spares-Fona-Ceph Inerconnection Board 7668020274 |  |  | A Class | NOS | NOS | I-Inventory | FG-Finish Good |  | Spares | OPG-Spares | Radiogoloy Product | Main Location | 90330000 |  | FIFO | Fona | [8 empty] | 0 | 0 | 0 | 1 | 0 | [7 empty] | NOS | 1 |  | FN/OPG/SP/CEPH INERCONNECTION BOARD 7668020274
IM06083 | OPG Spares-Fona-Ceph Lan Ethernet Cable Sstp 6268007900 |  |  | A Class | NOS | NOS | I-Inventory | FG-Finish Good |  | Spares | OPG-Spares | Radiogoloy Product | Main Location | 90330000 |  | FIFO | Fona | [8 empty] | 0 | 0 | 0 | 1 | 0 | [7 empty] | NOS | 1 |  | FN/OPG/SP/CEPH LAN ETHERNET CABLE SSTP 6268007900
IM06084 | OPG Spares-Fona- Control Cam For End Stroke Rotation 7668020297 |  |  | A Class | NOS | NOS | I-Inventory | FG-Finish Good |  | Spares | OPG-Spares | Radiogoloy Product | Main Location | 90330000 |  | FIFO | Fona | [8 empty] | 0 | 0 | 0 | 1 | 0 | [7 empty] | NOS | 1 |  | FN/OPG/SP/FONA CONTROL CAM FOR END STROKE ROTATION 7668020297
IM06085 | OPG Spares-Fona- Control Cam For End Stroke X Axis 7668020301 |  |  | A Class | NOS | NOS | I-Inventory | FG-Finish Good |  | Spares | OPG-Spares | Radiogoloy Product | Main Location | 90330000 |  | FIFO | Fona | [8 empty] | 0 | 0 | 0 | 1 | 0 | [7 empty] | NOS | 1 |  | FN/OPG/SP/FONA CONTROL CAM FOR END STROKE X AXIS 7668020301
IM06086 | OPG Spares-Fona- Copper Filter 40X80X0.5Mn 5669006100 |  |  | A Class | NOS | NOS | I-Inventory | FG-Finish Good |  | Spares | OPG-Spares | Radiogoloy Product | Main Location | 90330000 |  | FIFO | Fona | [8 empty] | 0 | 0 | 0 | 1 | 0 | [7 empty] | NOS | 1 |  | FN/OPG/SP/FONA COPPER FILTER 40X80X0.5MN 5669006100
IM06087 | OPG Spares-Fona- Electric Board For Column Motor 7668030110 |  |  | A Class | NOS | NOS | I-Inventory | FG-Finish Good |  | Spares | OPG-Spares | Radiogoloy Product | Main Location | 90330000 |  | FIFO | Fona | [8 empty] | 0 | 0 | 0 | 1 | 0 | [7 empty] | NOS | 1 |  | FN/OPG/SP/FONA ELECTRIC BOARD FOR COLUMN MOTOR 7668030110
IM06088 | OPG Spares-Fona- Franke Bearing 4900000002 |  |  | A Class | NOS | NOS | I-Inventory | FG-Finish Good |  | Spares | OPG-Spares | Radiogoloy Product | Main Location | 90330000 |  | FIFO | Fona | [8 empty] | 0 | 0 | 0 | 1 | 0 | [7 empty] | NOS | 1 |  | FN/OPG/SP/FONA FRANKE BEARING 4900000002
IM06089 | OPG Spares-Fona- Laser Alignment Tool 7668010101 |  |  | A Class | NOS | NOS | I-Inventory | FG-Finish Good |  | Spares | OPG-Spares | Radiogoloy Product | Main Location | 90330000 |  | FIFO | Fona | [8 empty] | 0 | 0 | 0 | 1 | 0 | [7 empty] | NOS | 1 |  | FN/OPG/SP/FONA LASER ALIGNMENT TOOL 7668010101
IM06090 | OPG Spares-Fona- Opg Power Switching Unit Jed28 7668020370 |  |  | A Class | NOS | NOS | I-Inventory | FG-Finish Good |  | Spares | OPG-Spares | Radiogoloy Product | Main Location | 90330000 |  | FIFO | Fona | [8 empty] | 0 | 0 | 0 | 1 | 0 | [7 empty] | NOS | 1 |  | FN/OPG/SP/FONA OPG POWER SWITCHING UNIT JED28 7668020370
IM06091 | OPG Spares-Fona- Oriswin Suite Basic 9380086006 |  |  | A Class | NOS | NOS | I-Inventory | FG-Finish Good |  | Spares | OPG-Spares | Radiogoloy Product | Main Location | 90330000 |  | FIFO | Fona | [8 empty] | 0 | 0 | 0 | 1 | 0 | [7 empty] | NOS | 1 |  | FN/OPG/SP/FONA ORISWIN SUITE BASIC 9380086006
IM06092 | OPG Spares-Fona- Position Sensor 7668020020 |  |  | A Class | NOS | NOS | I-Inventory | FG-Finish Good |  | Spares | OPG-Spares | Radiogoloy Product | Main Location | 90330000 |  | FIFO | Fona | [8 empty] | 0 | 0 | 0 | 1 | 0 | [7 empty] | NOS | 1 |  | FN/OPG/SP/FONA POSITION SENSOR 7668020020
IM06093 | OPG Spares-Fona- Screw-(1 Packet) |  |  | A Class | NOS | NOS | I-Inventory | FG-Finish Good |  | Spares | OPG-Spares | Radiogoloy Product | Main Location | 90330000 |  | FIFO | Fona | [8 empty] | 0 | 0 | 0 | 1 | 0 | [7 empty] | NOS | 1 |  | FN/OPG/SP/FONA SCREW-(1 PACKET)
IM06094 | OPG Spares-Fona- Switch Ethernet Netgear 7668020343 |  |  | A Class | NOS | NOS | I-Inventory | FG-Finish Good |  | Spares | OPG-Spares | Radiogoloy Product | Main Location | 90330000 |  | FIFO | Fona | [8 empty] | 0 | 0 | 0 | 1 | 0 | [7 empty] | NOS | 1 |  | FN/OPG/SP/FONA SWITCH ETHERNET NETGEAR 7668020343
IM06095 | OPG Spares-Fona- Tube Cover Kit 7668040001 |  |  | A Class | NOS | NOS | I-Inventory | FG-Finish Good |  | Spares | OPG-Spares | Radiogoloy Product | Main Location | 90330000 |  | FIFO | Fona | [8 empty] | 0 | 0 | 0 | 1 | 0 | [7 empty] | NOS | 1 |  | FN/OPG/SP/FONA TUBE COVER KIT 7668040001
IM06096 | OPG Spares-Fona- Varistor Type V275La2P 4169002300 |  |  | A Class | NOS | NOS | I-Inventory | FG-Finish Good |  | Spares | OPG-Spares | Radiogoloy Product | Main Location | 90330000 |  | FIFO | Fona | [8 empty] | 0 | 0 | 0 | 1 | 0 | [7 empty] | NOS | 1 |  | FN/OPG/SP/FONA VARISTOR TYPE V275LA2P 4169002300
IM06097 | OPG Spares-Fona-Fone Column Bracket Spacer 5268012500 |  |  | A Class | NOS | NOS | I-Inventory | FG-Finish Good |  | Spares | OPG-Spares | Radiogoloy Product | Main Location | 90330000 |  | FIFO | Fona | [8 empty] | 0 | 0 | 0 | 1 | 0 | [7 empty] | NOS | 1 |  | FN/OPG/SP/FONE COLUMN BRACKET SPACER 5268012500
IM06098 | OPG Spares-Fona-Fone Wall Support For Mot Column 5660025500 |  |  | A Class | NOS | NOS | I-Inventory | FG-Finish Good |  | Spares | OPG-Spares | Radiogoloy Product | Main Location | 90330000 |  | FIFO | Fona | [8 empty] | 0 | 0 | 0 | 1 | 0 | [7 empty] | NOS | 1 |  | FN/OPG/SP/FONE WALL SUPPORT FOR MOT COLUMN 5660025500
IM06099 | OPG Spares-Fona-Mirror Cover Xp 7668020900 |  |  | A Class | NOS | NOS | I-Inventory | FG-Finish Good |  | Spares | OPG-Spares | Radiogoloy Product | Main Location | 90330000 |  | FIFO | Fona | [8 empty] | 0 | 0 | 0 | 1 | 0 | [7 empty] | NOS | 1 |  | FN/OPG/SP/MIRROR COVER XP 7668020900
IM06100 | OPG Spares-Fona-Test Phantom For Fona Xpan 3D 7668010036 |  |  | A Class | NOS | NOS | I-Inventory | FG-Finish Good |  | Spares | OPG-Spares | Radiogoloy Product | Main Location | 90330000 |  | FIFO | Fona | [8 empty] | 0 | 0 | 0 | 1 | 0 | [7 empty] | NOS | 1 |  | FN/OPG/SP/TEST PHANTOM FOR FONA XPAN 3D 7668010036
IM06101 | OPG Spares-Fona- Xd5 Up-Down Button Cables |  |  | A Class | NOS | NOS | I-Inventory | FG-Finish Good |  | Spares | OPG-Spares | Radiogoloy Product | Main Location | 90330000 |  | FIFO | Fona | [8 empty] | 0 | 0 | 0 | 1 | 0 | [7 empty] | NOS | 1 |  | FN/SP XD5 UP/DOWN BUTTON CABLES
IM06102 | OPG Spares-Fona-Inner Tube Cover (5468005500) |  |  | A Class | NOS | NOS | I-Inventory | FG-Finish Good |  | Spares | OPG-Spares | Radiogoloy Product | Main Location | 90330000 |  | FIFO | Fona | [8 empty] | 0 | 0 | 0 | 1 | 0 | [7 empty] | NOS | 1 |  | FO/SP/FONA/INNER TUBE COVER (5468005500)
IM06103 | OPG Spares-Fona- Rx Motor Interconnection Board-With Nvram PCB-7668020110/7668020170 |  |  | A Class | NOS | NOS | I-Inventory | FG-Finish Good |  | Spares | OPG-Spares | Radiogoloy Product | Main Location | 90330000 |  | FIFO | Fona | [8 empty] | 0 | 0 | 0 | 1 | 0 | [7 empty] | NOS | 1 |  | FN/OPG/FONA RX MOTOR INTERCONNECTION BOARD-WITH NVRAM PCB-7668020110/7668020170
IM06104 | Oxygen Concentrator- Dynamic Dental Oxygen Concentrator-Model DO2-5L |  |  | A Class | NOS | NOS | I-Inventory | FG-Finish Good |  | Equipment | Oxygen concentrator | Dental Equiment | Main Location | 90192090 |  | FIFO | Dynamic | [8 empty] | 0 | 0 | 0 | 1 | 0 | [7 empty] | NOS | 1 |  | DA/OC/MC/DYNAIR/DENTAL OXYGEN CONCENTRATOR/MODEL DO2-5L
IM06105 | Oxygen Concentrator- Dynamic Dental Oxygen Concentrator-Model DO2-8L |  |  | A Class | NOS | NOS | I-Inventory | FG-Finish Good |  | Equipment | Oxygen concentrator | Dental Equiment | Main Location | 90189099 |  | FIFO | Dynamic | [8 empty] | 0 | 0 | 0 | 1 | 0 | [7 empty] | NOS | 1 |  | DA/OC/MC/DYNAIR/DENTAL OXYGEN CONCENTRATOR/MODEL DO2-8L
IM06106 | Oxygen Concentrator Spares-Dynair-12Vdc Magnetic Valve + Manifold-E10001 |  |  | A Class | NOS | NOS | I-Inventory | FG-Finish Good |  | Spares | Oxygen Concentrator-Spares | Dental Equiment | Main Location | 90330000 |  | FIFO | Dynamic | [8 empty] | 0 | 0 | 0 | 1 | 0 | [7 empty] | NOS | 1 |  | DA/OC/SP/DYNAIR OXYGEN CONCENTRATOR 12VDC MAGNETIC VALVE + MANIFOLD-E10001
IM06107 | Oxygen Concentrator Spares-Dynair- Air Filter(Filter From A Ployether 30Pp1 Blk-Au15001 |  |  | A Class | NOS | NOS | I-Inventory | FG-Finish Good |  | Spares | Oxygen Concentrator-Spares | Dental Equiment | Main Location | 90330000 |  | FIFO | Dynamic | [8 empty] | 0 | 0 | 0 | 1 | 0 | [7 empty] | NOS | 1 |  | DA/OC/SP/DYNAIR OXYGEN CONCENTRATOR AIR FILTER(FILTER FROM A PLOYETHER 30PP1 BLK-AU15001
IM06108 | Oxygen Concentrator Spares-Dynair- Flowmeter 0-5Lpm-C06001 |  |  | A Class | NOS | NOS | I-Inventory | FG-Finish Good |  | Spares | Oxygen Concentrator-Spares | Dental Equiment | Main Location | 90330000 |  | FIFO | Dynamic | [8 empty] | 0 | 0 | 0 | 1 | 0 | [7 empty] | NOS | 1 |  | DA/OC/SP/DYNAIR OXYGEN CONCENTRATOR FLOWMETER 0-5LPM-C06001
IM06109 | Oxygen Concentrator Spares-Dynair- Humidifier Bottle-C07001 |  |  | A Class | NOS | NOS | I-Inventory | FG-Finish Good |  | Spares | Oxygen Concentrator-Spares | Dental Equiment | Main Location | 90330000 |  | FIFO | Dynamic | [8 empty] | 0 | 0 | 0 | 1 | 0 | [7 empty] | NOS | 1 |  | DA/OC/SP/DYNAIR OXYGEN CONCENTRATOR HUMIDIFIER BOTTLE-C07001
IM06110 | Oxygen Concentrator Spares-Dynair- Inlet Ã¢ÂÂ Intake Filter-C01001 |  |  | A Class | NOS | NOS | I-Inventory | FG-Finish Good |  | Spares | Oxygen Concentrator-Spares | Dental Equiment | Main Location | 90330000 |  | FIFO | Dynamic | [8 empty] | 0 | 0 | 0 | 1 | 0 | [7 empty] | NOS | 1 |  | DA/OC/SP/DYNAIR OXYGEN CONCENTRATOR INLET Ã¢ÂÂ INTAKE FILTER-C01001
IM06111 | Oxygen Concentrator Spares-Dynair- Lcd Display-E01003 |  |  | A Class | NOS | NOS | I-Inventory | FG-Finish Good |  | Spares | Oxygen Concentrator-Spares | Dental Equiment | Main Location | 90330000 |  | FIFO | Dynamic | [8 empty] | 0 | 0 | 0 | 1 | 0 | [7 empty] | NOS | 1 |  | DA/OC/SP/DYNAIR OXYGEN CONCENTRATOR LCD DISPLAY-E01003
IM06112 | Oxygen Concentrator Spares-Dynair- Muffler-P08001 |  |  | A Class | NOS | NOS | I-Inventory | FG-Finish Good |  | Spares | Oxygen Concentrator-Spares | Dental Equiment | Main Location | 90330000 |  | FIFO | Dynamic | [8 empty] | 0 | 0 | 0 | 1 | 0 | [7 empty] | NOS | 1 |  | DA/OC/SP/DYNAIR OXYGEN CONCENTRATOR MUFFLER-P08001
IM06113 | Oxygen Concentrator Spares-Dynair- Over The Ear Cannula 1.8-R05001 |  |  | A Class | NOS | NOS | I-Inventory | FG-Finish Good |  | Spares | Oxygen Concentrator-Spares | Dental Equiment | Main Location | 90330000 |  | FIFO | Dynamic | [8 empty] | 0 | 0 | 0 | 1 | 0 | [7 empty] | NOS | 1 |  | DA/OC/SP/DYNAIR OXYGEN CONCENTRATOR OVER THE EAR CANNULA 1.8-R05001
IM06114 | Oxygen Concentrator Spares-Dynair- Oxygen Tank-P11001 |  |  | A Class | NOS | NOS | I-Inventory | FG-Finish Good |  | Spares | Oxygen Concentrator-Spares | Dental Equiment | Main Location | 90330000 |  | FIFO | Dynamic | [8 empty] | 0 | 0 | 0 | 1 | 0 | [7 empty] | NOS | 1 |  | DA/OC/SP/DYNAIR OXYGEN CONCENTRATOR OXYGEN TANK-P11001
IM06115 | Oxygen Concentrator Spares-Dynair- PCB Board-E01002 |  |  | A Class | NOS | NOS | I-Inventory | FG-Finish Good |  | Spares | Oxygen Concentrator-Spares | Dental Equiment | Main Location | 90330000 |  | FIFO | Dynamic | [8 empty] | 0 | 0 | 0 | 1 | 0 | [7 empty] | NOS | 1 |  | DA/OC/SP/DYNAIR OXYGEN CONCENTRATOR PCB BOARD-E01002
IM06116 | Oxygen Concentrator Spares-Dynair- Residual Current Device 4 Amp-E05001 |  |  | A Class | NOS | NOS | I-Inventory | FG-Finish Good |  | Spares | Oxygen Concentrator-Spares | Dental Equiment | Main Location | 90330000 |  | FIFO | Dynamic | [8 empty] | 0 | 0 | 0 | 1 | 0 | [7 empty] | NOS | 1 |  | DA/OC/SP/DYNAIR OXYGEN CONCENTRATOR Residual Current Device 4 AMP-E05001
IM06117 | Oxygen Concentrator Spares-Dynair- Sound Reducer-P07001 |  |  | A Class | NOS | NOS | I-Inventory | FG-Finish Good |  | Spares | Oxygen Concentrator-Spares | Dental Equiment | Main Location | 90330000 |  | FIFO | Dynamic | [8 empty] | 0 | 0 | 0 | 1 | 0 | [7 empty] | NOS | 1 |  | DA/OC/SP/DYNAIR OXYGEN CONCENTRATOR SOUND REDUCER-P07001
IM06118 | Oxygen Concentrator Spares-Dynair-fan (Mutual Motors - Ac Axial Fans M115Ba2H)-E08001 |  |  | A Class | NOS | NOS | I-Inventory | FG-Finish Good |  | Spares | Oxygen Concentrator-Spares | Dental Equiment | Main Location | 90330000 |  | FIFO | Dynamic | [8 empty] | 0 | 0 | 0 | 1 | 0 | [7 empty] | NOS | 1 |  | DA/OC/SP/DYNAIR OXYGEN CONCENTRATORFAN (MUTUAL MOTORS - AC AXIAL FANS M115BA2H)-E08001
IM06119 | Oxygen Concentrator Spares-Dynair- Bacterial Filter(Bacteria Filter Straight Barb 1/4 X1/4 )-C02001 |  |  | A Class | NOS | NOS | I-Inventory | FG-Finish Good |  | Spares | Oxygen Concentrator-Spares | Dental Equiment | Main Location | 90330000 |  | FIFO | Dynamic | [8 empty] | 0 | 0 | 0 | 1 | 0 | [7 empty] | NOS | 1 |  | DA/OC/SP/DYNAIR OXYGEN CONCENTRATOR BACTERIAL FILTER(Bacteria Filter Straight Barb 1/4 x1/4 )-C02001
IM06120 | Oxygen Concentrator Spares-Dynair- Bacterial Filter(Bacteria Filter Straight Barb 1/4 X1/4 )-C02001 |  |  | A Class | NOS | NOS | I-Inventory | FG-Finish Good |  | Spares | Oxygen Concentrator-Spares | Dental Equiment | Main Location | 90330000 |  | FIFO | Dynamic | [8 empty] | 0 | 0 | 0 | 1 | 0 | [7 empty] | NOS | 1 |  | DA/OC/SP/DYNAIR OXYGEN CONCENTRATOR BACTERIAL FILTER(Bacteria Filter Straight Barb 1/4 x1/4 )-C02001
IM06121 | Oxygen Concentrator Spares-Dynair- Capacitor( Cbb60 7Uf+5 450Vac 50/60Hz 40/70/21)A01001 |  |  | A Class | NOS | NOS | I-Inventory | FG-Finish Good |  | Spares | Oxygen Concentrator-Spares | Dental Equiment | Main Location | 90330000 |  | FIFO | Dynamic | [8 empty] | 0 | 0 | 0 | 1 | 0 | [7 empty] | NOS | 1 |  | DA/OC/SP/DYNAIR OXYGEN CONCENTRATOR CAPACITOR( CBB60 7UF+5 450VAC 50/60Hz 40/70/21)A01001
IM06122 | Oxygen Concentrator Spares-Dynair- Compressor( Gse: Zw082F-76/1.5A-Gd084)-Dynmed Medical--A01001 |  |  | A Class | NOS | NOS | I-Inventory | FG-Finish Good |  | Spares | Oxygen Concentrator-Spares | Dental Equiment | Main Location | 90330000 |  | FIFO | Dynamic | [8 empty] | 0 | 0 | 0 | 1 | 0 | [7 empty] | NOS | 1 |  | DA/OC/SP/DYNAIR OXYGEN CONCENTRATOR COMPRESSOR( GSE: ZW082F-76/1.5A-GD084)-Dynmed Medical--A01001
IM06123 | Indian Product-PTR-Hp PTR |  |  | A Class | NOS | NOS | I-Inventory | FG-Finish Good |  | Equipment | Computer System-Accessories | Dental Equiment | Main Location | 84433100 |  | FIFO | Indian Product | [8 empty] | 0 | 0 | 0 | 1 | 0 | [7 empty] | NOS | 1 |  | IN/CA/AC/HP PRINTER
IM06124 | PSP Scanner- Durr Dental Vista Image Scanner Mini Plus |  |  | A Class | NOS | NOS | I-Inventory | FG-Finish Good |  | Equipment | PSP Scanner | Dental Equiment | Main Location | 90221300 |  | FIFO | Durr Dental | [8 empty] | 0 | 0 | 0 | 1 | 0 | [7 empty] | NOS | 1 |  | DR/MC/DUERR DIGITAL DENTAL VISTA IMAGE SCANER MINI PLUS
IM06125 | PSP Scanner-Cruxell Dental Imaging System Model CRX-1000 |  |  | A Class | NOS | NOS | I-Inventory | FG-Finish Good |  | Equipment | PSP Scanner | Radiogoloy Product | Main Location | 90184900 |  | FIFO | Cruxell | [8 empty] | 0 | 0 | 0 | 1 | 0 | [7 empty] | NOS | 1 |  | CL/MC/DIS/DENTAL IMAGING SYSTEM/PSP/CRX1000
IM06126 | PSP Scanner- Durr Digital Dental PSP Unit Model Vistascan Nano Eazy |  |  | A Class | NOS | NOS | I-Inventory | FG-Finish Good |  | Equipment | PSP Scanner | Radiogoloy Product | Main Location | 90222100 |  | FIFO | Durr Dental | [8 empty] | 0 | 0 | 0 | 1 | 0 | [7 empty] | NOS | 1 |  | DD/MC/DIGITAL DENTAL PSP UNIT/VISTASCAN NANO EAZY
IM06127 | PSP Scanner- Durr Digital Dental Image Scanner Model Vista Mini View |  |  | A Class | NOS | NOS | I-Inventory | FG-Finish Good |  | Equipment | PSP Scanner | Radiogoloy Product | Main Location | 90221300 |  | FIFO | Durr Dental | [8 empty] | 0 | 0 | 0 | 1 | 0 | [7 empty] | NOS | 1 |  | DD/MC/DIGITAL DENTAL VISTA IMAGE SCANER MINI VIEW
IM06128 | PSP Scanner-Digital Radiog. Phosphorus Sys Digirex |  |  | A Class | NOS | NOS | I-Inventory | FG-Finish Good |  | Equipment | PSP Scanner | Radiogoloy Product | Main Location | 90184900 |  | FIFO | Apexia | [8 empty] | 0 | 0 | 0 | 1 | 0 | [7 empty] | NOS | 1 |  | AC/PSP/MC/APIXIA/DIGITAL RADIOG. PHOSPHORUS SYS/DIGIREX
IM06129 | PSP Scanner Accessories- Cruxell Image Plate Light Protection Cover Size# 0 (Pack of 100) |  |  | A Class | NOS | NOS | I-Inventory | FG-Finish Good |  | Accessories | PSP Scanner-Accessories | Radiogoloy Product | Main Location | 39231090 |  | FIFO | Cruxell | [8 empty] | 0 | 0 | 0 | 1 | 0 | [7 empty] | NOS | 1 |  | CL/PSP/AC/CRX1000 IMAGE PLATE LIGHT PROTECTION COVER SIZE 0 (PACK OF 100)
IM06130 | PSP Scanner Accessories- Cruxell Image Plate Light Protection Cover Size# 1 (Pack of 100) |  |  | A Class | NOS | NOS | I-Inventory | FG-Finish Good |  | Accessories | PSP Scanner-Accessories | Radiogoloy Product | Main Location | 39231090 |  | FIFO | Cruxell | [8 empty] | 0 | 0 | 0 | 1 | 0 | [7 empty] | NOS | 1 |  | CL/PSP/AC/CRX1000 IMAGE PLATE LIGHT PROTECTION COVER SIZE 1 (PACK OF 100)
IM06131 | PSP Scanner Accessories- Cruxell Image Plate Light Protection Cover Size# 2 (Pack of 100) |  |  | A Class | NOS | NOS | I-Inventory | FG-Finish Good |  | Accessories | PSP Scanner-Accessories | Radiogoloy Product | Main Location | 39231090 |  | FIFO | Cruxell | [8 empty] | 0 | 0 | 0 | 1 | 0 | [7 empty] | NOS | 1 |  | CL/PSP/AC/CRX1000 IMAGE PLATE LIGHT PROTECTION COVER SIZE 2 (PACK OF 100)
IM06132 | PSP Scanner Accessories- Cruxell Image Plate Light Protection Cover Size# 3 (Pack of 100) |  |  | A Class | NOS | NOS | I-Inventory | FG-Finish Good |  | Accessories | PSP Scanner-Accessories | Radiogoloy Product | Main Location | 39231090 |  | FIFO | Cruxell | [8 empty] | 0 | 0 | 0 | 1 | 0 | [7 empty] | NOS | 1 |  | CL/PSP/AC/CRX1000 IMAGE PLATE LIGHT PROTECTION COVER SIZE 3 (PACK OF 100)
IM06133 | PSP Scanner Accessories- Cruxell Dental Imaging System CRX1000 Image Plate Size #0 |  |  | A Class | NOS | NOS | I-Inventory | FG-Finish Good |  | Accessories | PSP Scanner-Accessories | Radiogoloy Product | Main Location | 37011090 |  | FIFO | Cruxell | [8 empty] | 0 | 0 | 0 | 1 | 0 | [7 empty] | NOS | 1 |  | CL/PSP/AC/DENTAL IMAGING SYSTEM CRX1000 IMAGE PLATE SIZE 0
IM06134 | PSP Scanner Accessories- Cruxell Dental Imaging System CRX1000 Image Plate Size #1 |  |  | A Class | NOS | NOS | I-Inventory | FG-Finish Good |  | Accessories | PSP Scanner-Accessories | Radiogoloy Product | Main Location | 37011090 |  | FIFO | Cruxell | [8 empty] | 0 | 0 | 0 | 1 | 0 | [7 empty] | NOS | 1 |  | CL/PSP/AC/DENTAL IMAGING SYSTEM CRX1000 IMAGE PLATE SIZE 1
IM06135 | PSP Scanner Accessories- Cruxell Dental Imaging System CRX1000 Image Plate Size #2 |  |  | A Class | NOS | NOS | I-Inventory | FG-Finish Good |  | Accessories | PSP Scanner-Accessories | Radiogoloy Product | Main Location | 37011090 |  | FIFO | Cruxell | [8 empty] | 0 | 0 | 0 | 1 | 0 | [7 empty] | NOS | 1 |  | CL/PSP/AC/DENTAL IMAGING SYSTEM CRX1000 IMAGE PLATE SIZE 2
IM06136 | PSP Scanner Accessories- Cruxell Dental Imaging System CRX1000 Image Plate Size #3 |  |  | A Class | NOS | NOS | I-Inventory | FG-Finish Good |  | Accessories | PSP Scanner-Accessories | Radiogoloy Product | Main Location | 37011090 |  | FIFO | Cruxell | [8 empty] | 0 | 0 | 0 | 1 | 0 | [7 empty] | NOS | 1 |  | CL/PSP/AC/DENTAL IMAGING SYSTEM CRX1000 IMAGE PLATE SIZE 3
IM06137 | PSP Scanner Accessories- Durr Vista Scan Imaging Plate Size 1 Plus |  |  | A Class | NOS | NOS | I-Inventory | FG-Finish Good |  | Accessories | PSP Scanner-Accessories | Radiogoloy Product | Main Location | 37011090 |  | FIFO | Durr Dental | [8 empty] | 0 | 0 | 0 | 1 | 0 | [7 empty] | NOS | 1 |  | DD/AC/VISTA SCAN IMAGING PLATE SIZE 1 PLUS
IM06138 | PSP Scanner Accessories- Durr Vista Scan Imaging Plate Size 2 Plus |  |  | A Class | NOS | NOS | I-Inventory | FG-Finish Good |  | Accessories | PSP Scanner-Accessories | Radiogoloy Product | Main Location | 37011090 |  | FIFO | Durr Dental | [8 empty] | 0 | 0 | 0 | 1 | 0 | [7 empty] | NOS | 1 |  | DD/AC/VISTA SCAN IMAGING PLATE SIZE 2 PLUS
IM06139 | PSP Scanner Accessories- Durr Vista Scan Imaging Plate Size 3 Plus |  |  | A Class | NOS | NOS | I-Inventory | FG-Finish Good |  | Accessories | PSP Scanner-Accessories | Radiogoloy Product | Main Location | 90229090 |  | FIFO | Durr Dental | [8 empty] | 0 | 0 | 0 | 1 | 0 | [7 empty] | NOS | 1 |  | DD/AC/VISTA SCAN IMAGING PLATE SIZE 3 PLUS
IM06140 | PSP Scanner Accessories- Durr Vista Scan Imaging Plate Size 4 Plus |  |  | A Class | NOS | NOS | I-Inventory | FG-Finish Good |  | Accessories | PSP Scanner-Accessories | Radiogoloy Product | Main Location | 90229090 |  | FIFO | Durr Dental | [8 empty] | 0 | 0 | 0 | 1 | 0 | [7 empty] | NOS | 1 |  | DD/AC/VISTA SCAN IMAGING PLATE SIZE 4 PLUS
IM06141 | PSP Scanner Accessories- Durr Vista Scan Light Protection Cover Size 0 |  |  | A Class | NOS | NOS | I-Inventory | FG-Finish Good |  | Accessories | PSP Scanner-Accessories | Radiogoloy Product | Main Location | 39231090 |  | FIFO | Durr Dental | [8 empty] | 0 | 0 | 0 | 1 | 0 | [7 empty] | NOS | 1 |  | DD/AC/VISTA SCAN LIGHT PROTECTION COVER SIZE 0
IM06142 | PSP Scanner Accessories- Durr Vista Scan Light Protection Cover Size 1 |  |  | A Class | NOS | NOS | I-Inventory | FG-Finish Good |  | Accessories | PSP Scanner-Accessories | Radiogoloy Product | Main Location | 90229090 |  | FIFO | Durr Dental | [8 empty] | 0 | 0 | 0 | 1 | 0 | [7 empty] | NOS | 1 |  | DD/AC/VISTA SCAN LIGHT PROTECTION COVER SIZE 1
IM06143 | PSP Scanner Accessories- Durr Vista Scan Light Protection Cover Size 4 |  |  | A Class | NOS | NOS | I-Inventory | FG-Finish Good |  | Accessories | PSP Scanner-Accessories | Radiogoloy Product | Main Location | 39231090 |  | FIFO | Durr Dental | [8 empty] | 0 | 0 | 0 | 1 | 0 | [7 empty] | NOS | 1 |  | DD/AC/VISTA SCAN LIGHT PROTECTION COVER SIZE 4
IM06144 | PSP Scanner Accessories- Durr Vista Scan Mini Eazy Image Scaner Plate |  |  | A Class | NOS | NOS | I-Inventory | FG-Finish Good |  | Accessories | PSP Scanner-Accessories | Radiogoloy Product | Main Location | 90229090 |  | FIFO | Durr Dental | [8 empty] | 0 | 0 | 0 | 1 | 0 | [7 empty] | NOS | 1 |  | DD/MC/DIGITAL VISTA SCAN MINI EAZY IMAGE SCANNER PLATE
IM06145 | PSP Scanner Accessories- Durr Vista Scan Easy Cartridge Holder for Size 0 |  |  | A Class | NOS | NOS | I-Inventory | FG-Finish Good |  | Accessories | PSP Scanner-Accessories | Radiogoloy Product | Main Location | 37011090 |  | FIFO | Durr Dental | [8 empty] | 0 | 0 | 0 | 1 | 0 | [7 empty] | NOS | 1 |  | DD/VS/AC/VISTA SCAN NANO EASY CRTG/HOLDER FOR SIZE 0
IM06146 | PSP Scanner Accessories- Durr Vista Scan Easy Cartridge Holder for Size 1 |  |  | A Class | NOS | NOS | I-Inventory | FG-Finish Good |  | Accessories | PSP Scanner-Accessories | Radiogoloy Product | Main Location | 37011090 |  | FIFO | Durr Dental | [8 empty] | 0 | 0 | 0 | 1 | 0 | [7 empty] | NOS | 1 |  | DD/VS/AC/VISTA SCAN NANO EASY CRTG/HOLDER FOR SIZE 1
IM06147 | PSP Scanner Accessories- Durr Vista Scan Nano Easy Image Plate 0 |  |  | A Class | NOS | NOS | I-Inventory | FG-Finish Good |  | Accessories | PSP Scanner-Accessories | Radiogoloy Product | Main Location | 37011090 |  | FIFO | Durr Dental | [8 empty] | 0 | 0 | 0 | 1 | 0 | [7 empty] | NOS | 1 |  | DD/VS/AC/VISTA SCAN NANO EASY IMAGE PLATE 0
IM06148 | PSP Scanner Accessories- Durr Vista Scan Nano Easy Image Plate 1 |  |  | A Class | NOS | NOS | I-Inventory | FG-Finish Good |  | Accessories | PSP Scanner-Accessories | Radiogoloy Product | Main Location | 37011090 |  | FIFO | Durr Dental | [8 empty] | 0 | 0 | 0 | 1 | 0 | [7 empty] | NOS | 1 |  | DD/VS/AC/VISTA SCAN NANO EASY IMAGE PLATE 1
IM06149 | PSP Scanner Accessories- Durr Vista Scan Nano Easy Image Plate 2 |  |  | A Class | NOS | NOS | I-Inventory | FG-Finish Good |  | Accessories | PSP Scanner-Accessories | Radiogoloy Product | Main Location | 37011090 |  | FIFO | Durr Dental | [8 empty] | 0 | 0 | 0 | 1 | 0 | [7 empty] | NOS | 1 |  | DD/VS/AC/VISTA SCAN NANO EASY IMAGE PLATE 2
IM06150 | PSP Scanner Accessories- Durr Vista Scan Light Protection Cover Size 2 |  |  | A Class | NOS | NOS | I-Inventory | FG-Finish Good |  | Accessories | PSP Scanner-Accessories | Radiogoloy Product | Main Location | 90229090 |  | FIFO | Durr Dental | [8 empty] | 0 | 0 | 0 | 1 | 0 | [7 empty] | NOS | 1 |  | VISTA SCAN LIGHT PROTECTION COVER SIZE 2
IM06151 | PSP Scanner Accessories- Durr Vista Scan Light Protection Cover Size 3 |  |  | A Class | NOS | NOS | I-Inventory | FG-Finish Good |  | Accessories | PSP Scanner-Accessories | Radiogoloy Product | Main Location | 90229090 |  | FIFO | Durr Dental | [8 empty] | 0 | 0 | 0 | 1 | 0 | [7 empty] | NOS | 1 |  | VISTA SCAN LIGHT PROTECTION COVER SIZE 3
IM06152 | PSP Scanner- Apixia Digirex Image Plate Size 0 |  |  | A Class | NOS | NOS | I-Inventory | FG-Finish Good |  | Accessories | PSP Scanner-Accessories | Radiogoloy Product | Main Location | 90221300 |  | FIFO | Apexia | [8 empty] | 0 | 0 | 0 | 1 | 0 | [7 empty] | NOS | 1 |  | AC/PSP/AC/APIXIA DIGIREX/IMAGE PLATE 0
IM06153 | PSP Scanner- Apixia Digirex Image Plate Size 1 |  |  | A Class | NOS | NOS | I-Inventory | FG-Finish Good |  | Accessories | PSP Scanner-Accessories | Radiogoloy Product | Main Location | 90221300 |  | FIFO | Apexia | [8 empty] | 0 | 0 | 0 | 1 | 0 | [7 empty] | NOS | 1 |  | AC/PSP/AC/APIXIA DIGIREX/IMAGE PLATE 1
IM06154 | PSP Scanner- Apixia Digirex Image Plate Size 2 |  |  | A Class | NOS | NOS | I-Inventory | FG-Finish Good |  | Accessories | PSP Scanner-Accessories | Radiogoloy Product | Main Location | 90221300 |  | FIFO | Apexia | [8 empty] | 0 | 0 | 0 | 1 | 0 | [7 empty] | NOS | 1 |  | AC/PSP/AC/APIXIA DIGIREX/IMAGE PLATE 2
IM06155 | PSP Scanner- Apixia Digirex Image Plate Size 3 |  |  | A Class | NOS | NOS | I-Inventory | FG-Finish Good |  | Accessories | PSP Scanner-Accessories | Radiogoloy Product | Main Location | 90221300 |  | FIFO | Apexia | [8 empty] | 0 | 0 | 0 | 1 | 0 | [7 empty] | NOS | 1 |  | AC/PSP/AC/APIXIA DIGIREX/IMAGE PLATE 3
IM06156 | PSP Scanner Spares-Durr- Vista Scan Mini Eazy Image Scanner Adaptor |  |  | A Class | NOS | NOS | I-Inventory | FG-Finish Good |  | Spares | PSP Scanner-Spares | Radiogoloy Product | Main Location | 90330000 |  | FIFO | Durr Dental | [8 empty] | 0 | 0 | 0 | 1 | 0 | [7 empty] | NOS | 1 |  | DD/MC/DIGITAL VISTA SCAN MINI EAZY IMAGE SCANNER ADAPTOR
IM06157 | PSP Scanner Spares-Durr-Vista Scan Belt-2141-993-00 |  |  | A Class | NOS | NOS | I-Inventory | FG-Finish Good |  | Spares | PSP Scanner-Spares | Radiogoloy Product | Main Location | 90330000 |  | FIFO | Durr Dental | [8 empty] | 0 | 0 | 0 | 1 | 0 | [7 empty] | NOS | 1 |  | DR/SU/SP/DUERR VISTA SCAN BELT-2141-993-00
IM06158 | Pulp Tester- Coxo Pulp Teter |  |  | A Class | NOS | NOS | I-Inventory | FG-Finish Good |  | Equipment | Pulp Tester | Dental Equiment | Main Location | 90184900 |  | FIFO | Hongkong Coxo | [8 empty] | 0 | 0 | 0 | 1 | 0 | [7 empty] | NOS | 1 |  | CO/PT/MC/PULP-COXO PULP TESTER
IM06159 | Reforpost-Dental Avenue-FG Xray Size 2 7270 |  |  | A Class | NOS | NOS | I-Inventory | O-Other |  | Consumables | Reforpost | Dental Equiment | Main Location | 90184900 |  | FIFO | Dental Avenue | [8 empty] | 0 | 0 | 0 | 1 | 0 | [7 empty] | NOS | 1 |  | DV/RF/CM/FG XRAY SIZE 2 7270
IM06160 | Reforpost-Dental Avenue-FG Xray Size 3 7280 |  |  | A Class | NOS | NOS | I-Inventory | O-Other |  | Consumables | Reforpost | Dental Equiment | Main Location | 90184900 |  | FIFO | Dental Avenue | [8 empty] | 0 | 0 | 0 | 1 | 0 | [7 empty] | NOS | 1 |  | DV/RF/CM/FG XRAY SIZE 3 7280
IM06161 | Resin-3DDX- Unicorn Arcbeam-Clear Resin 1 Ltr |  |  | A Class | NOS | NOS | I-Inventory | O-Other |  | Consumables | Resin | CAD CAM | Main Location | 39109090 |  | FIFO | 3DDX | [8 empty] | 0 | 0 | 0 | 1 | 0 | [7 empty] | NOS | 1 |  | 3D/UNICORN ARCBEAM/DENTAL RESIN/CLEAR 1LTR
IM06162 | Resin-3DDX- Unicorn Arcbeam-Flexible Clear Resin 1 Ltr |  |  | A Class | NOS | NOS | I-Inventory | O-Other |  | Consumables | Resin | CAD CAM | Main Location | 39095000 |  | FIFO | 3DDX | [8 empty] | 0 | 0 | 0 | 1 | 0 | [7 empty] | NOS | 1 |  | 3D/UNICORN ARCBEAM/DENTAL RESIN/FLEXIBLE CLEAR 1LTR
IM06163 | Resin-3DDX- Unicorn Arcbeam-Green Resin 1 Ltr |  |  | A Class | NOS | NOS | I-Inventory | O-Other |  | Consumables | Resin | CAD CAM | Main Location | 39109090 |  | FIFO | 3DDX | [8 empty] | 0 | 0 | 0 | 1 | 0 | [7 empty] | NOS | 1 |  | 3D/UNICORN ARCBEAM/DENTAL RESIN/GREEN 1LTR
IM06164 | Resin-3DDX- Unicorn Arcbeam-Grey Resin 1 Ltr |  |  | A Class | NOS | NOS | I-Inventory | O-Other |  | Consumables | Resin | CAD CAM | Main Location | 39109090 |  | FIFO | 3DDX | [8 empty] | 0 | 0 | 0 | 1 | 0 | [7 empty] | NOS | 1 |  | 3D/UNICORN ARCBEAM/DENTAL RESIN/GREY 1LTR
IM06165 | Resin-Anycubic-Anycubic 3D Imaging-Non Castable Resin Ltr |  |  | A Class | NOS | NOS | I-Inventory | O-Other |  | Consumables | Resin | CAD CAM | Main Location | 39019090 |  | FIFO | Anycubic | [8 empty] | 0 | 0 | 0 | 1 | 0 | [7 empty] | NOS | 1 |  | SD/RS/CS/ANYCUBIC 3D IMAGING/NON CASTABLE RESIN LTR
IM06166 | Resin-Dentona-Dental Resin Optiprint Castable 500 Gram |  |  | A Class | NOS | NOS | I-Inventory | O-Other |  | Consumables | Resin | CAD CAM | Main Location | 39069090 |  | FIFO | Dentona | [8 empty] | 0 | 0 | 0 | 1 | 0 | [7 empty] | NOS | 1 |  | DN/CM/RESIN/ DENTAL RESIN OPTIPRINT CAST 500 GRM
IM06167 | Resin-Dentona-Dental Resin Optiprint Clean 1 Ltr |  |  | A Class | NOS | NOS | I-Inventory | O-Other |  | Consumables | Resin | CAD CAM | Main Location | 39069090 |  | FIFO | Dentona | [8 empty] | 0 | 0 | 0 | 1 | 0 | [7 empty] | NOS | 1 |  | DN/CM/RESIN/ DENTAL RESIN OPTIPRINT CLEAN 1 LTR.
IM06168 | Resin-Dentona-Dental Resin Optiprint Denture 385 Dunkelrosa 500 Gram |  |  | A Class | NOS | NOS | I-Inventory | O-Other |  | Consumables | Resin | CAD CAM | Main Location | 39069090 |  | FIFO | Dentona | [8 empty] | 0 | 0 | 0 | 1 | 0 | [7 empty] | NOS | 1 |  | DN/CM/RESIN/ DENTAL RESIN OPTIPRINT DENTURE 385 DUNKELROSA 500 GRM
IM06169 | Resin-Dentona-Dental Resin Optiprint Denture 385 Hellrosa 500 Gram |  |  | A Class | NOS | NOS | I-Inventory | O-Other |  | Consumables | Resin | CAD CAM | Main Location | 39069090 |  | FIFO | Dentona | [8 empty] | 0 | 0 | 0 | 1 | 0 | [7 empty] | NOS | 1 |  | DN/CM/RESIN/ DENTAL RESIN OPTIPRINT DENTURE 385 HELLROSA 500 GRM
IM06170 | Resin-Dentona-Dental Resin Optiprint Guide SLA 500 Gram |  |  | A Class | NOS | NOS | I-Inventory | O-Other |  | Consumables | Resin | CAD CAM | Main Location | 39069090 |  | FIFO | Dentona | [8 empty] | 0 | 0 | 0 | 1 | 0 | [7 empty] | NOS | 1 |  | DN/CM/RESIN/ DENTAL RESIN OPTIPRINT GUIDE SLA 500 GRM
IM06171 | Resin-Dentona-Dental Resin Optiprint Model 1 KG |  |  | A Class | NOS | NOS | I-Inventory | O-Other |  | Consumables | Resin | CAD CAM | Main Location | 39069090 |  | FIFO | Dentona | [8 empty] | 0 | 0 | 0 | 1 | 0 | [7 empty] | NOS | 1 |  | DN/CM/RESIN/ DENTAL RESIN OPTIPRINT MODEL 1KG
IM06172 | Resin-Dentona-Dental Resin Optiprint Model SLA 1 KG |  |  | A Class | NOS | NOS | I-Inventory | O-Other |  | Consumables | Resin | CAD CAM | Main Location | 39069090 |  | FIFO | Dentona | [8 empty] | 0 | 0 | 0 | 1 | 0 | [7 empty] | NOS | 1 |  | DN/CM/RESIN/ DENTAL RESIN OPTIPRINT MODEL SLA 1KG
IM06173 | Resin-Dentona-Dental Resin Optiprint Splint Guide 500 Gram |  |  | A Class | NOS | NOS | I-Inventory | O-Other |  | Consumables | Resin | CAD CAM | Main Location | 39069090 |  | FIFO | Dentona | [8 empty] | 0 | 0 | 0 | 1 | 0 | [7 empty] | NOS | 1 |  | DN/CM/RESIN/ DENTAL RESIN OPTIPRINT SPLINT (GUIDE)500 GRM
IM06174 | Resin-Dentona-Dental Resin Optiprint Temp Vita A2 500 Gram |  |  | A Class | NOS | NOS | I-Inventory | O-Other |  | Consumables | Resin | CAD CAM | Main Location | 39069090 |  | FIFO | Dentona | [8 empty] | 0 | 0 | 0 | 1 | 0 | [7 empty] | NOS | 1 |  | DN/CM/RESIN/ DENTAL RESIN OPTIPRINT TEMP VITA A2, 500 GRM
IM06175 | Resin-Dentona-Dental Resin Optiprint Temp Vita B2 500 Gram |  |  | A Class | NOS | NOS | I-Inventory | O-Other |  | Consumables | Resin | CAD CAM | Main Location | 39069090 |  | FIFO | Dentona | [8 empty] | 0 | 0 | 0 | 1 | 0 | [7 empty] | NOS | 1 |  | DN/CM/RESIN/ DENTAL RESIN OPTIPRINT TEMP VITA B2, 500 GRM
IM06176 | Resin- Formlbas-Cartridge-Castable Resin |  |  | A Class | NOS | NOS | I-Inventory | O-Other |  | Consumables | Resin | CAD CAM | Main Location | 90184900 |  | FIFO | Formlabs | [8 empty] | 0 | 0 | 0 | 1 | 0 | [7 empty] | NOS | 1 |  | FL/AC/FORMLABS CARTRIDGE /3D PRINTER/ CASTABLE RESIN
IM06177 | Resin- Formlbas-Cartridge-Dental SG Resin |  |  | A Class | NOS | NOS | I-Inventory | O-Other |  | Consumables | Resin | CAD CAM | Main Location | 90184900 |  | FIFO | Formlabs | [8 empty] | 0 | 0 | 0 | 1 | 0 | [7 empty] | NOS | 1 |  | FL/AC/FORMLABS CARTRIDGE FOR 3D PRINTER DENTAL SG RESIN
IM06178 | Resin- Formlbas-Cartridge-Model Resin |  |  | A Class | NOS | NOS | I-Inventory | O-Other |  | Consumables | Resin | CAD CAM | Main Location | 90184900 |  | FIFO | Formlabs | [8 empty] | 0 | 0 | 0 | 1 | 0 | [7 empty] | NOS | 1 |  | FL/AC/FORMLABS CARTRIDGE FOR 3D PRINTER MODEL RESIN
IM06179 | Resin- Formlbas-Cartridge-Clear |  |  | A Class | NOS | NOS | I-Inventory | O-Other |  | Consumables | Resin | CAD CAM | Main Location | 90184900 |  | FIFO | Formlabs | [8 empty] | 0 | 0 | 0 | 1 | 0 | [7 empty] | NOS | 1 |  | FL/AC/RESIN CARTRIDGE FOR 3D PRINTER/CLEAR
IM06180 | Resin- Formlbas-Cartridge-White |  |  | A Class | NOS | NOS | I-Inventory | O-Other |  | Consumables | Resin | CAD CAM | Main Location | 39079990 |  | FIFO | Formlabs | [8 empty] | 0 | 0 | 0 | 1 | 0 | [7 empty] | NOS | 1 |  | FL/AC/RESIN CARTRIDGE FOR 3D PRINTER/WHITE
IM06181 | Resin-Moonray-Dental Castable Blue Resin |  |  | A Class | NOS | NOS | I-Inventory | O-Other |  | Consumables | Resin | CAD CAM | Main Location | 39019090 |  | FIFO | MoonRay | [8 empty] | 0 | 0 | 0 | 1 | 0 | [7 empty] | NOS | 1 |  | ZH/3DP/CM/MOONRAY/DENTAL CASTABLE BLUE RESIN
IM06182 | Resin-Moonray-Dental Castable Green Resin |  |  | A Class | NOS | NOS | I-Inventory | O-Other |  | Consumables | Resin | CAD CAM | Main Location | 39019090 |  | FIFO | MoonRay | [8 empty] | 0 | 0 | 0 | 1 | 0 | [7 empty] | NOS | 1 |  | ZH/3DP/CM/MOONRAY/DENTAL CASTABLE GREEN RESIN
IM06183 | Resin-Moonray-Dental Model Gray Resin |  |  | A Class | NOS | NOS | I-Inventory | O-Other |  | Consumables | Resin | CAD CAM | Main Location | 39019090 |  | FIFO | MoonRay | [8 empty] | 0 | 0 | 0 | 1 | 0 | [7 empty] | NOS | 1 |  | ZH/3DP/CM/MOONRAY/DENTAL MODEL GRAY RESIN
IM06184 | Resin-Moonray-Dental Castable Resin |  |  | A Class | NOS | NOS | I-Inventory | O-Other |  | Consumables | Resin | CAD CAM | Main Location | 39019090 |  | FIFO | MoonRay | [8 empty] | 0 | 0 | 0 | 1 | 0 | [7 empty] | NOS | 1 |  | ZH/3DP/CM/MOONRAY/DENTAL CASTABLE RESIN
IM06185 | Resin-Moonray-Dental Guide Resin-Clear |  |  | A Class | NOS | NOS | I-Inventory | O-Other |  | Consumables | Resin | CAD CAM | Main Location | 39019090 |  | FIFO | MoonRay | [8 empty] | 0 | 0 | 0 | 1 | 0 | [7 empty] | NOS | 1 |  | ZH/3DP/CM/MOONRAY/DENTAL GUIDE RESIN/CLEAR
IM06186 | Resin-Moonray-Dental Model Resin Transparent |  |  | A Class | NOS | NOS | I-Inventory | O-Other |  | Consumables | Resin | CAD CAM | Main Location | 39019090 |  | FIFO | MoonRay | [8 empty] | 0 | 0 | 0 | 1 | 0 | [7 empty] | NOS | 1 |  | ZH/3DP/CM/MOONRAY/DENTAL MODEL RESIN TRANSPARENT
IM06187 | Resin-Moonray-Dental Model Resin-Green |  |  | A Class | NOS | NOS | I-Inventory | O-Other |  | Consumables | Resin | CAD CAM | Main Location | 39019090 |  | FIFO | MoonRay | [8 empty] | 0 | 0 | 0 | 1 | 0 | [7 empty] | NOS | 1 |  | ZH/3DP/CM/MOONRAY/DENTAL MODEL RESIN/GREEN
IM06188 | Resin-NextDent- Tray Blue |  |  | A Class | NOS | NOS | I-Inventory | O-Other |  | Consumables | Resin | CAD CAM | Main Location | 39019090 |  | FIFO | Next Dent | [8 empty] | 0 | 0 | 0 | 1 | 0 | [7 empty] | NOS | 1 |  | VD/CM/AC/NEXTDENT/DENTAL RESIN TRAY/BLUE
IM06189 | Resin-NextDent- C And B Mfh N1 |  |  | A Class | NOS | NOS | I-Inventory | O-Other |  | Consumables | Resin | CAD CAM | Main Location | 39019090 |  | FIFO | Next Dent | [8 empty] | 0 | 0 | 0 | 1 | 0 | [7 empty] | NOS | 1 |  | VD/CM/NEXTDENT/DENTAL RESIN C and B MFH N1
IM06190 | Resin-NextDent- Ortho LBT-Clear 1Kg |  |  | A Class | NOS | NOS | I-Inventory | O-Other |  | Consumables | Resin | CAD CAM | Main Location | 39019090 |  | FIFO | Next Dent | [8 empty] | 0 | 0 | 0 | 1 | 0 | [7 empty] | NOS | 1 |  | VD/CM/NEXTDENT/DENTAL RESIN ORTHO IBT/CLEAR /1KG
IM06191 | Resin-NextDent-Denture 3D Plus-Dark Pink |  |  | A Class | NOS | NOS | I-Inventory | O-Other |  | Consumables | Resin | CAD CAM | Main Location | 39019090 |  | FIFO | Next Dent | [8 empty] | 0 | 0 | 0 | 1 | 0 | [7 empty] | NOS | 1 |  | VD/CM/NEXTDENT/DENTAL RESIN/DENTURE 3D PLUS/DARK PINK
IM06192 | Resin-NextDent-Denture 3D Plus-Light Pink |  |  | A Class | NOS | NOS | I-Inventory | O-Other |  | Consumables | Resin | CAD CAM | Main Location | 39019090 |  | FIFO | Next Dent | [8 empty] | 0 | 0 | 0 | 1 | 0 | [7 empty] | NOS | 1 |  | VD/CM/NEXTDENT/DENTAL RESIN/DENTURE 3D PLUS/LIGHT PINK
IM06193 | Resin-NextDent-Denture 3D Plus-Opaque Pink |  |  | A Class | NOS | NOS | I-Inventory | O-Other |  | Consumables | Resin | CAD CAM | Main Location | 39019090 |  | FIFO | Next Dent | [8 empty] | 0 | 0 | 0 | 1 | 0 | [7 empty] | NOS | 1 |  | VD/CM/NEXTDENT/DENTAL RESIN/DENTURE 3D PLUS/OPAQUE PINK
IM06194 | Resin-NextDent-Denture 3D Plus-Trans Pink |  |  | A Class | NOS | NOS | I-Inventory | O-Other |  | Consumables | Resin | CAD CAM | Main Location | 39019090 |  | FIFO | Next Dent | [8 empty] | 0 | 0 | 0 | 1 | 0 | [7 empty] | NOS | 1 |  | VD/CM/NEXTDENT/DENTAL RESIN/DENTURE 3D PLUS/TRANS PINK
IM06195 | Resin-NextDent-Gingiva Mask |  |  | A Class | NOS | NOS | I-Inventory | O-Other |  | Consumables | Resin | CAD CAM | Main Location | 39019090 |  | FIFO | Next Dent | [8 empty] | 0 | 0 | 0 | 1 | 0 | [7 empty] | NOS | 1 |  | VD/CM/NEXTDENT/DENTAL RESIN/GINGIVA MASK
IM06196 | Resin-Nextdent- C And B MFH N1.5 |  |  | A Class | NOS | NOS | I-Inventory | O-Other |  | Consumables | Resin | CAD CAM | Main Location | 39019090 |  | FIFO | Next Dent | [8 empty] | 0 | 0 | 0 | 1 | 0 | [7 empty] | NOS | 1 |  | VD/NEXTDENT/DENTAL RESIN C AND B MFH N1.5
IM06197 | Resin-Nextdent- C And B MFH-Bl |  |  | A Class | NOS | NOS | I-Inventory | O-Other |  | Consumables | Resin | CAD CAM | Main Location | 39019090 |  | FIFO | Next Dent | [8 empty] | 0 | 0 | 0 | 1 | 0 | [7 empty] | NOS | 1 |  | VD/NEXTDENT/DENTAL RESIN C AND B MFH/BL
IM06198 | Resin-Nextdent- Cast-Purple 1Kg |  |  | A Class | NOS | NOS | I-Inventory | O-Other |  | Consumables | Resin | CAD CAM | Main Location | 39019090 |  | FIFO | Next Dent | [8 empty] | 0 | 0 | 0 | 1 | 0 | [7 empty] | NOS | 1 |  | VD/NEXTDENT/DENTAL RESIN CAST/PURPLE/1KG
IM06199 | Resin-Nextdent- Model 2.0-Grey 1Kg |  |  | A Class | NOS | NOS | I-Inventory | O-Other |  | Consumables | Resin | CAD CAM | Main Location | 39019090 |  | FIFO | Next Dent | [8 empty] | 0 | 0 | 0 | 1 | 0 | [7 empty] | NOS | 1 |  | VD/NEXTDENT/DENTAL RESIN MODEL 2.0/GREY/1KG
IM06200 | Resin-Nextdent- Model 2.0-Peach 1 Kg |  |  | A Class | NOS | NOS | I-Inventory | O-Other |  | Consumables | Resin | CAD CAM | Main Location | 39019090 |  | FIFO | Next Dent | [8 empty] | 0 | 0 | 0 | 1 | 0 | [7 empty] | NOS | 1 |  | VD/NEXTDENT/DENTAL RESIN MODEL 2.0/PEACH/1 KG
IM06201 | Resin-Nextdent- Ortho Rigid-Blue |  |  | A Class | NOS | NOS | I-Inventory | O-Other |  | Consumables | Resin | CAD CAM | Main Location | 39019090 |  | FIFO | Next Dent | [8 empty] | 0 | 0 | 0 | 1 | 0 | [7 empty] | NOS | 1 |  | VD/NEXTDENT/DENTAL RESIN ORTHO RIGID/BLUE
IM06202 | Resin-Nextdent- SG-Orange-1Kg |  |  | A Class | NOS | NOS | I-Inventory | O-Other |  | Consumables | Resin | CAD CAM | Main Location | 39019090 |  | FIFO | Next Dent | [8 empty] | 0 | 0 | 0 | 1 | 0 | [7 empty] | NOS | 1 |  | VD/NEXTDENT/DENTAL RESIN SG/ORANGE/1KG
IM06203 | Resin-Nextdent- Try-In-TI0 |  |  | A Class | NOS | NOS | I-Inventory | O-Other |  | Consumables | Resin | CAD CAM | Main Location | 39019090 |  | FIFO | Next Dent | [8 empty] | 0 | 0 | 0 | 1 | 0 | [7 empty] | NOS | 1 |  | VD/NEXTDENT/DENTAL RESIN TRY-IN/TI0
IM06204 | Resin-Nextdent-Dental Resin Model 2.0/White |  |  | A Class | NOS | NOS | I-Inventory | O-Other |  | Consumables | Resin | CAD CAM | Main Location | 39019090 |  | FIFO | Next Dent | [8 empty] | 0 | 0 | 0 | 1 | 0 | [7 empty] | NOS | 1 |  | VD/NEXTDENT/DENTAL RESIN MODEL 2.0/WHITE
IM06205 | Resin-Phrozen Aqua Gray 4K/1Kg |  |  | A Class | NOS | NOS | I-Inventory | O-Other |  | Consumables | Resin | CAD CAM | Main Location | 39019000 |  | FIFO | Phorozen | [8 empty] | 0 | 0 | 0 | 1 | 0 | [7 empty] | NOS | 1 |  | PH/3DP/CM/DENTAL RESIN/PHROZEN AQUA GRAY 4K/1KG
IM06206 | Resin-Phrozen Abs Like Creamy White/1Kg |  |  | A Class | NOS | NOS | I-Inventory | O-Other |  | Consumables | Resin | CAD CAM | Main Location | 39019000 |  | FIFO | Phorozen | [8 empty] | 0 | 0 | 0 | 1 | 0 | [7 empty] | NOS | 1 |  | PH/3DP/CM/DENTAL RESIN/PHROZEN ABS LIKE CREAMY WHITE/1KG
IM06207 | Resin-Phrozen Abs Like Matte Gray/1Kg |  |  | A Class | NOS | NOS | I-Inventory | O-Other |  | Consumables | Resin | CAD CAM | Main Location | 39019000 |  | FIFO | Phorozen | [8 empty] | 0 | 0 | 0 | 1 | 0 | [7 empty] | NOS | 1 |  | PH/3DP/CM/DENTAL RESIN/PHROZEN ABS LIKE MATTE GRAY/1KG
IM06208 | Resin-Phrozen Aqua Blue/0.5Kg |  |  | A Class | NOS | NOS | I-Inventory | O-Other |  | Consumables | Resin | CAD CAM | Main Location | 39019000 |  | FIFO | Phorozen | [8 empty] | 0 | 0 | 0 | 1 | 0 | [7 empty] | NOS | 1 |  | PH/3DP/CM/DENTAL RESIN/PHROZEN AQUA BLUE/0.5KG
IM06209 | Resin-Phrozen Aqua Green/1Kg |  |  | A Class | NOS | NOS | I-Inventory | O-Other |  | Consumables | Resin | CAD CAM | Main Location | 39019000 |  | FIFO | Phorozen | [8 empty] | 0 | 0 | 0 | 1 | 0 | [7 empty] | NOS | 1 |  | PH/3DP/CM/DENTAL RESIN/PHROZEN AQUA GREEN/1KG
IM06210 | Resin-Phrozen Beige Flex/0.5Kg |  |  | A Class | NOS | NOS | I-Inventory | O-Other |  | Consumables | Resin | CAD CAM | Main Location | 39019000 |  | FIFO | Phorozen | [8 empty] | 0 | 0 | 0 | 1 | 0 | [7 empty] | NOS | 1 |  | PH/3DP/CM/DENTAL RESIN/PHROZEN BEIGE FLEX/0.5KG
IM06211 | Resin-Phrozen Water Washable Rapid Black/1Kg |  |  | A Class | NOS | NOS | I-Inventory | O-Other |  | Consumables | Resin | CAD CAM | Main Location | 39019000 |  | FIFO | Phorozen | [8 empty] | 0 | 0 | 0 | 1 | 0 | [7 empty] | NOS | 1 |  | PH/3DP/CM/DENTAL RESIN/PHROZEN WATER WASHABLE RAPID BLACK/1KG
IM06212 | Resin-Phrozen Aqua Blue/1Kg |  |  | A Class | NOS | NOS | I-Inventory | O-Other |  | Consumables | Resin | CAD CAM | Main Location | 39019000 |  | FIFO | Phorozen | [8 empty] | 0 | 0 | 0 | 1 | 0 | [7 empty] | NOS | 1 |  | PH/3DP/CM/DENTAL RESIN/PHROZEN AQUA BLUE/1KG
IM06213 | Resin-Phrozen Aqua Ivory 4K/1Kg |  |  | A Class | NOS | NOS | I-Inventory | O-Other |  | Consumables | Resin | CAD CAM | Main Location | 39019000 |  | FIFO | Phorozen | [8 empty] | 0 | 0 | 0 | 1 | 0 | [7 empty] | NOS | 1 |  | PH/3DP/CM/DENTAL RESIN/PHROZEN AQUA IVORY 4K/1KG
IM06214 | Resin-Phrozen Nylon Green Tough/1Kg |  |  | A Class | NOS | NOS | I-Inventory | O-Other |  | Consumables | Resin | CAD CAM | Main Location | 39019000 |  | FIFO | Phorozen | [8 empty] | 0 | 0 | 0 | 1 | 0 | [7 empty] | NOS | 1 |  | PH/3DP/CM/DENTAL RESIN/PHROZEN NYLON GREEN TOUGH/1KG
IM06215 | Resin-Phrozen Rock Black Stiff/1Kg |  |  | A Class | NOS | NOS | I-Inventory | O-Other |  | Consumables | Resin | CAD CAM | Main Location | 39019000 |  | FIFO | Phorozen | [8 empty] | 0 | 0 | 0 | 1 | 0 | [7 empty] | NOS | 1 |  | PH/3DP/CM/DENTAL RESIN/PHROZEN ROCK BLACK STIFF/1KG
IM06216 | Resin-Phrozen Sc-801 Clear/0.5Kg |  |  | A Class | NOS | NOS | I-Inventory | O-Other |  | Consumables | Resin | CAD CAM | Main Location | 39019000 |  | FIFO | Phorozen | [8 empty] | 0 | 0 | 0 | 1 | 0 | [7 empty] | NOS | 1 |  | PH/3DP/CM/DENTAL RESIN/PHROZEN SC-801 CLEAR/0.5KG
IM06217 | Resin-Phrozen Wax Like Violet/0.5Kg |  |  | A Class | NOS | NOS | I-Inventory | O-Other |  | Consumables | Resin | CAD CAM | Main Location | 39019000 |  | FIFO | Phorozen | [8 empty] | 0 | 0 | 0 | 1 | 0 | [7 empty] | NOS | 1 |  | PH/3DP/CM/DENTAL RESIN/PHROZEN WAX LIKE VIOLET/0.5KG
IM06218 | Resin-Uniontech-Resin -UTR 3100 |  |  | A Class | NOS | NOS | I-Inventory | O-Other |  | Consumables | Resin | CAD CAM | Main Location | 39019000 |  | FIFO | Uniontech | [8 empty] | 0 | 0 | 0 | 1 | 0 | [7 empty] | NOS | 1 |  | SU/3DP/CM/RESIN -UTR 3100
IM06219 | Resin-Uniontech-Resin -UTR 3500 |  |  | A Class | NOS | NOS | I-Inventory | O-Other |  | Consumables | Resin | CAD CAM | Main Location | 39019000 |  | FIFO | Uniontech | [8 empty] | 0 | 0 | 0 | 1 | 0 | [7 empty] | NOS | 1 |  | SU/3DP/CM/RESIN -UTR 3500
IM06220 | Resin-Anycubic-3D Imaging System -White Resin 1 Ltr |  |  | A Class | NOS | NOS | I-Inventory | O-Other |  | Consumables | Resin | CAD CAM | Main Location | 39019090 |  | FIFO | Anycubic | [8 empty] | 0 | 0 | 0 | 1 | 0 | [7 empty] | NOS | 1 |  | SD/ RS/CS/ANYCUBIC 3D IMAGING SYS./WHITE RESIN 1 LTR
IM06221 | Resin-Anycubic-3D Imaging System -Clear Resin 1 Ltr |  |  | A Class | NOS | NOS | I-Inventory | O-Other |  | Consumables | Resin | CAD CAM | Main Location | 39019090 |  | FIFO | Anycubic | [8 empty] | 0 | 0 | 0 | 1 | 0 | [7 empty] | NOS | 1 |  | SD/ RS/CS/ANYCUBIC 3D IMAGING/CLEAR RESIN 1 LTR
IM06222 | Resin-Anycubic-3D Imaging System -Green Resin 1 Ltr |  |  | A Class | NOS | NOS | I-Inventory | O-Other |  | Consumables | Resin | CAD CAM | Main Location | 90184900 |  | FIFO | Anycubic | [8 empty] | 0 | 0 | 0 | 1 | 0 | [7 empty] | NOS | 1 |  | SD/3DP/CM/ANYCUBIC 3D IMAGING SYS. 1LTR GREEN RESIN
IM06223 | Resin-Anycubic-3D Imaging System -Castable Resin 500 ML |  |  | A Class | NOS | NOS | I-Inventory | O-Other |  | Consumables | Resin | CAD CAM | Main Location | 39019090 |  | FIFO | Anycubic | [8 empty] | 0 | 0 | 0 | 1 | 0 | [7 empty] | NOS | 1 |  | SD/3DP/CM/ANYCUBIC 3D IMAGING SYS. 500ML CASTABLE RESIN
IM06224 | Resin-Anycubic-3D Imaging System -Clear Resin 500 ML |  |  | A Class | NOS | NOS | I-Inventory | O-Other |  | Consumables | Resin | CAD CAM | Main Location | 39019090 |  | FIFO | Anycubic | [8 empty] | 0 | 0 | 0 | 1 | 0 | [7 empty] | NOS | 1 |  | SD/3DP/CM/ANYCUBIC 3D IMAGING SYS. 500ML CLEAR RESIN
IM06225 | Resin-Anycubic-3D Imaging System -Green Resin 500 ML |  |  | A Class | NOS | NOS | I-Inventory | O-Other |  | Consumables | Resin | CAD CAM | Main Location | 39019090 |  | FIFO | Anycubic | [8 empty] | 0 | 0 | 0 | 1 | 0 | [7 empty] | NOS | 1 |  | SD/3DP/CM/ANYCUBIC 3D IMAGING SYS. 500ML GREEN RESIN
IM06226 | Resin-Anycubic-3D Imaging System -Non Castable Resin 500 ML |  |  | A Class | NOS | NOS | I-Inventory | O-Other |  | Consumables | Resin | CAD CAM | Main Location | 39019090 |  | FIFO | Anycubic | [8 empty] | 0 | 0 | 0 | 1 | 0 | [7 empty] | NOS | 1 |  | SD/3DP/CM/ANYCUBIC 3D IMAGING SYS. 500ML NON CASTABLE RESIN
IM06227 | Resin-Anycubic-3D Imaging System -White Resin 500 ML |  |  | A Class | NOS | NOS | I-Inventory | O-Other |  | Consumables | Resin | CAD CAM | Main Location | 39019090 |  | FIFO | Anycubic | [8 empty] | 0 | 0 | 0 | 1 | 0 | [7 empty] | NOS | 1 |  | SD/3DP/CM/ANYCUBIC 3D IMAGING SYS. 500ML WHITE RESIN
IM06228 | Resin-Anycubic-3D Imaging System -Yellow Resin 500 ML |  |  | A Class | NOS | NOS | I-Inventory | O-Other |  | Consumables | Resin | CAD CAM | Main Location | 39019090 |  | FIFO | Anycubic | [8 empty] | 0 | 0 | 0 | 1 | 0 | [7 empty] | NOS | 1 |  | SD/3DP/CM/ANYCUBIC 3D IMAGING SYS. 500ML YELLOW RESIN
IM06229 | Resin-Anycubic-3D Imaging System -Black Resin 500 ML |  |  | A Class | NOS | NOS | I-Inventory | O-Other |  | Consumables | Resin | CAD CAM | Main Location | 90184900 |  | FIFO | Anycubic | [8 empty] | 0 | 0 | 0 | 1 | 0 | [7 empty] | NOS | 1 |  | SD/3DP/CM/ANYCUBIC 3D IMAGING SYSTEM 500ML BLACK RESIN
IM06230 | Resin-Anycubic-3D Imaging System -Black Resin 1 Ltr |  |  | A Class | NOS | NOS | I-Inventory | O-Other |  | Consumables | Resin | CAD CAM | Main Location | 39019090 |  | FIFO | Anycubic | [8 empty] | 0 | 0 | 0 | 1 | 0 | [7 empty] | NOS | 1 |  | SD/CM/ANYCUBIC 3D IMAGING SYS./1LTR/ BLACK RESIN
IM06231 | Resin-Anycubic-3D Imaging System -Grey Resin 1 Ltr |  |  | A Class | NOS | NOS | I-Inventory | O-Other |  | Consumables | Resin | CAD CAM | Main Location | 39019090 |  | FIFO | Anycubic | [8 empty] | 0 | 0 | 0 | 1 | 0 | [7 empty] | NOS | 1 |  | SD/CM/ANYCUBIC/3D IMAGING SYSTEM/1LTR/GREY RESIN
IM06232 | Resin-Anycubic-3D Imaging System -Grey Resin 500 ML |  |  | A Class | NOS | NOS | I-Inventory | O-Other |  | Consumables | Resin | CAD CAM | Main Location | 90184900 |  | FIFO | Anycubic | [8 empty] | 0 | 0 | 0 | 1 | 0 | [7 empty] | NOS | 1 |  | SD/CM/ANYCUBIC/3D IMAGING SYSTEM/500ML/GREY RESIN
IM06233 | Resin-Anycubic-3D Imaging System -Aqua Blue Resin 1 Ltr |  |  | A Class | NOS | NOS | I-Inventory | O-Other |  | Consumables | Resin | CAD CAM | Main Location | 39019090 |  | FIFO | Anycubic | [8 empty] | 0 | 0 | 0 | 1 | 0 | [7 empty] | NOS | 1 |  | SD/CM/ANYCUBIC/3D IMAGING SYSTEM/AQUA BLUE RESIN/1LTR
IM06234 | Riva-Dental Avenue- Sc A2 8610502 |  |  | A Class | NOS | NOS | I-Inventory | O-Other |  | Consumables | RIVA | Dental Equiment | Main Location | 30064000 |  | FIFO | Dental Avenue | [8 empty] | 0 | 0 | 0 | 1 | 0 | [7 empty] | NOS | 1 |  | DV/RC/CM/RIVA SC A2 8610502
IM06235 | Riva-Dental Avenue- Sc A3 8610503 |  |  | A Class | NOS | NOS | I-Inventory | O-Other |  | Consumables | RIVA | Dental Equiment | Main Location | 30064000 |  | FIFO | Dental Avenue | [8 empty] | 0 | 0 | 0 | 1 | 0 | [7 empty] | NOS | 1 |  | DV/RC/CM/RIVA SC A3 8610503
IM06236 | Riva-Dental Avenue-Rive Cem |  |  | A Class | NOS | NOS | I-Inventory | O-Other |  | Consumables | RIVA | Dental Equiment | Main Location | 30064000 |  | FIFO | Dental Avenue | [8 empty] | 0 | 0 | 0 | 1 | 0 | [7 empty] | NOS | 1 |  | DV/RC/CM/RIVE CEM
IM06237 | API-Dental Rubber Dam Kit (Adult) |  |  | A Class | NOS | NOS | I-Inventory | FG-Finish Good |  | Equipment | Rubber Dam | Dental Equiment | Main Location | 90184900 |  | FIFO | API | [8 empty] | 0 | 0 | 0 | 1 | 0 | [7 empty] | NOS | 1 |  | DENTAL RUBBER DAM KIT (ADULT)
IM06238 | API-Dental Rubber Dam Kit (Paedo) |  |  | A Class | NOS | NOS | I-Inventory | FG-Finish Good |  | Equipment | Rubber Dam | Dental Equiment | Main Location | 90184900 |  | FIFO | API | [8 empty] | 0 | 0 | 0 | 1 | 0 | [7 empty] | NOS | 1 |  | DENTAL RUBBER DAM KIT (PAEDO)
IM06239 | RVG-Acteon Sensor Model Sophix 1.0 |  |  | A Class | NOS | NOS | I-Inventory | FG-Finish Good |  | Equipment | RVG | Radiogoloy Product | Main Location | 90221300 |  | FIFO | Acteon India | [8 empty] | 0 | 0 | 0 | 1 | 0 | [7 empty] | NOS | 1 |  | AC/RV/MC/ACTEON/DIG. RADIOGRAPHY SENSOR MOD. SOPIX 1.0
IM06240 | RVG- Anthos Radiographysensor X-VS 1 |  |  | A Class | NOS | NOS | I-Inventory | FG-Finish Good |  | Equipment | RVG | Radiogoloy Product | Main Location | 90229090 |  | FIFO | Anthos/Cefla | [8 empty] | 0 | 0 | 0 | 1 | 0 | [7 empty] | NOS | 1 |  | AN/RV/MC/DIG. RADIOGRAPHYSENSOR /ANTHOS X-VS 1
IM06241 | RVG-CareStream Sensor Size #1 |  |  | A Class | NOS | NOS | I-Inventory | FG-Finish Good |  | Equipment | RVG | Radiogoloy Product | Main Location | 90221300 |  | FIFO | CareStream | [8 empty] | 0 | 0 | 0 | 1 | 0 | [7 empty] | NOS | 1 |  | CS/RVG/MC/DIG. RADIOGRAPHY SENSOR MODEL CARESTREAM SIZE 1
IM06242 | RVG- Evolve Digital Radiography Sensor Model Crystal 1 |  |  | A Class | NOS | NOS | I-Inventory | FG-Finish Good |  | Equipment | RVG | Radiogoloy Product | Main Location | 90221300 |  | FIFO | Crystal-Evolve | [8 empty] | 0 | 0 | 0 | 1 | 0 | [7 empty] | NOS | 1 |  | EL/RVG/MC/DIG. RADIOGRAPHY SENSOR MODEL CRYSTAL 1
IM06243 | RVG- Evolve Digital Radiography Sensor Model Oradect |  |  | A Class | NOS | NOS | I-Inventory | FG-Finish Good |  | Equipment | RVG | Radiogoloy Product | Main Location | 90221300 |  | FIFO | Crystal-Evolve | [8 empty] | 0 | 0 | 0 | 1 | 0 | [7 empty] | NOS | 1 |  | EL/RVG/MC/DIG. RADIOGRAPHY SENSOR MODEL ORADECT
IM06244 | RVG- Fona Radiography Sensor CDR 1.0 |  |  | A Class | NOS | NOS | I-Inventory | FG-Finish Good |  | Equipment | RVG | Radiogoloy Product | Main Location | 90229090 |  | FIFO | Fona | [8 empty] | 0 | 0 | 0 | 1 | 0 | [7 empty] | NOS | 1 |  | FN/SEN/MC/DIG. RADIOGRAPHY SENSOR/ FONA CDR 1.0
IM06245 | RVG- Fona Radiography Sensor CDR 2.0 |  |  | A Class | NOS | NOS | I-Inventory | FG-Finish Good |  | Equipment | RVG | Radiogoloy Product | Main Location | 90229090 |  | FIFO | Fona | [8 empty] | 0 | 0 | 0 | 1 | 0 | [7 empty] | NOS | 1 |  | FN/SEN/MC/DIG. RADIOGRAPHY SENSOR/ FONA CDR 2.0
IM06246 | RVG- Fona Radiography Sensor CDR Elite 0 |  |  | A Class | NOS | NOS | I-Inventory | FG-Finish Good |  | Equipment | RVG | Radiogoloy Product | Main Location | 90229090 |  | FIFO | Fona | [8 empty] | 0 | 0 | 0 | 1 | 0 | [7 empty] | NOS | 1 |  | FN/SEN/MC/DIG. RADIOGRAPHYSENSOR/FONA CDR ELITE 0
IM06247 | RVG- Fona Radiography Sensor CDR Elite 1.0 |  |  | A Class | NOS | NOS | I-Inventory | FG-Finish Good |  | Equipment | RVG | Radiogoloy Product | Main Location | 90229090 |  | FIFO | Fona | [8 empty] | 0 | 0 | 0 | 1 | 0 | [7 empty] | NOS | 1 |  | FN/SEN/MC/DIG. RADIOGRAPHYSENSOR/FONA CDR ELITE 1.0
IM06248 | RVG- Fona Radiography Sensor CDR Elite 2.0 |  |  | A Class | NOS | NOS | I-Inventory | FG-Finish Good |  | Equipment | RVG | Radiogoloy Product | Main Location | 90229090 |  | FIFO | Fona | [8 empty] | 0 | 0 | 0 | 1 | 0 | [7 empty] | NOS | 1 |  | FN/SEN/MC/DIG. RADIOGRAPHYSENSOR/FONA CDR ELITE 2.0
IM06249 | RVG- Fona Radiography Sensor CDR 1.0 (W/R) |  |  | A Class | NOS | NOS | I-Inventory | FG-Finish Good |  | Equipment | RVG | Radiogoloy Product | Main Location | 90184900 |  | FIFO | Fona | [8 empty] | 0 | 0 | 0 | 1 | 0 | [7 empty] | NOS | 1 |  | FN/SEN/MC/DIG. RADIOGRAPHY SENSOR/ FONA CDR 1.0 (W/R)
IM06250 | RVG-Genoray Digital Radiography Sensor Port View |  |  | A Class | NOS | NOS | I-Inventory | FG-Finish Good |  | Equipment | RVG | Radiogoloy Product | Main Location | 90221300 |  | FIFO | Genoray | [8 empty] | 0 | 0 | 0 | 1 | 0 | [7 empty] | NOS | 1 |  | GE/SEN/MC/GENORAY/DIGITAL RADIOGRAPHY SEN PORT VIEW
IM06251 | RVG-Owandy- Digital Radiograpy Sensor Model Opteo Size 1.0 |  |  | A Class | NOS | NOS | I-Inventory | FG-Finish Good |  | Equipment | RVG | Radiogoloy Product | Main Location | 90229090 |  | FIFO | Owandy | [8 empty] | 0 | 0 | 0 | 1 | 0 | [7 empty] | NOS | 1 |  | OW/RV/MC/OWANDY/DIG. RADIOGRAPHY SENSOR /OPTEO SIZE 1.0
IM06252 | RVG-Owandy- Digital Radiograpy Sensor Model Opteo Size 2.0 |  |  | A Class | NOS | NOS | I-Inventory | FG-Finish Good |  | Equipment | RVG | Radiogoloy Product | Main Location | 90229090 |  | FIFO | Owandy | [8 empty] | 0 | 0 | 0 | 1 | 0 | [7 empty] | NOS | 1 |  | OW/RV/MC/OWANDY/DIG. RADIOGRAPHY SENSOR /OPTEO SIZE 2.0
IM06253 | RVG-Runyes IOC Model DigiX |  |  | A Class | NOS | NOS | I-Inventory | FG-Finish Good |  | Equipment | RVG | Radiogoloy Product | Main Location | 90229090 |  | FIFO | Runyes | [8 empty] | 0 | 0 | 0 | 1 | 0 | [7 empty] | NOS | 1 |  | RN/IO/MC/DIGIX/CORD-RUNYES IOC MOD-DIGIX
IM06254 | RVG- Sirona Digital Radiograpy Sensor Model XIOS Select XG 2.0 |  |  | A Class | NOS | NOS | I-Inventory | FG-Finish Good |  | Equipment | RVG | Radiogoloy Product | Main Location | 90229090 |  | FIFO | Sirona | [8 empty] | 0 | 0 | 0 | 1 | 0 | [7 empty] | NOS | 1 |  | SR/RV/MC/DIG RADIOGRAPHY SENSOR XIOS SELECT XG 2.0
IM06255 | RVG- Sirona Digital Radiograpy Sensor Model XIOS Select XG 0 |  |  | A Class | NOS | NOS | I-Inventory | FG-Finish Good |  | Equipment | RVG | Radiogoloy Product | Main Location | 90229090 |  | FIFO | Sirona | [8 empty] | 0 | 0 | 0 | 1 | 0 | [7 empty] | NOS | 1 |  | SR/RV/MC/DIG. RADIOGRAPHYSENSOR /XIOS SELECT/XG 0
IM06256 | RVG- Sirona Digital Radiograpy Sensor Model XIOS Supreme WIFI 1.0 |  |  | A Class | NOS | NOS | I-Inventory | FG-Finish Good |  | Equipment | RVG | Radiogoloy Product | Main Location | 90229090 |  | FIFO | Sirona | [8 empty] | 0 | 0 | 0 | 1 | 0 | [7 empty] | NOS | 1 |  | SR/RV/MC/DIG. RADIOGRAPHYSENSOR /XIOS SUPREME/WIFI 1.0
IM06257 | RVG- Sirona Rigital Radiograpy Sensor Model XIOS Select XG 1.0 |  |  | A Class | NOS | NOS | I-Inventory | FG-Finish Good |  | Equipment | RVG | Radiogoloy Product | Main Location | 90229090 |  | FIFO | Sirona | [8 empty] | 0 | 0 | 0 | 1 | 0 | [7 empty] | NOS | 1 |  | SR/RV/MC/DIG. RADIOGRAPHYSENSOR XIOS SELECT XG 1.0
IM06258 | RVG-Suniray-Digital Radiography Sensor 1 |  |  | A Class | NOS | NOS | I-Inventory | FG-Finish Good |  | Equipment | RVG | Radiogoloy Product | Main Location | 90229090 |  | FIFO | Suniray | [8 empty] | 0 | 0 | 0 | 1 | 0 | [7 empty] | NOS | 1 |  | SR/SEN/MC/SUNIRAY2/DIGITAL RADIOGRAPHY SENSOR 1
IM06259 | RVG-Fona Sensor Software |  |  | A Class | NOS | NOS | I-Inventory | FG-Finish Good |  | Accessories | RVG-Accessories | Radiogoloy Product | Main Location | 90229090 |  | FIFO | Fona | [8 empty] | 0 | 0 | 0 | 1 | 0 | [7 empty] | NOS | 1 |  | FN/AC/FONA ORISWIN DG SUIT/SENSOR SOFTWARE
IM06260 | RVG-Fona Digital USB Box CDR Elite |  |  | A Class | NOS | NOS | I-Inventory | FG-Finish Good |  | Accessories | RVG-Accessories | Radiogoloy Product | Main Location | 90229090 |  | FIFO | Fona | [8 empty] | 0 | 0 | 0 | 1 | 0 | [7 empty] | NOS | 1 |  | FN/USB/AC/FONA DIGITAL RADIOG USB BOX CDR ELITE
IM06261 | RVG-Fona Digital USB Box CDR Sensor |  |  | A Class | NOS | NOS | I-Inventory | FG-Finish Good |  | Accessories | RVG-Accessories | Radiogoloy Product | Main Location | 90229090 |  | FIFO | Fona | [8 empty] | 0 | 0 | 0 | 1 | 0 | [7 empty] | NOS | 1 |  | FN/USB/MC/FONA DIGITAL RADIOG. USB BOX FOR CDR SENSOR
IM06262 | Rvg Accessories- Sensor Holder Kit For Rvg |  |  | A Class | NOS | NOS | I-Inventory | FG-Finish Good |  | Accessories | RVG-Accessories | Radiogoloy Product | Main Location | 90330000 |  | FIFO | Indian Product | [8 empty] | 0 | 0 | 0 | 1 | 0 | [7 empty] | NOS | 1 |  | RVG Accessories- Sensor Holder Kit For RVG
IM06263 | RVG Accessories-Owandy RVG Positioner |  |  | A Class | NOS | NOS | I-Inventory | FG-Finish Good |  | Accessories | RVG-Accessories | Radiogoloy Product | Main Location | 90330000 |  | FIFO | Owandy | [8 empty] | 0 | 0 | 0 | 1 | 0 | [7 empty] | NOS | 1 |  | OW/RVG/SP/OWANDY POSITIONER
IM06264 | RVG Accessories- Sirona Digital Radiography USB Box Select/Supreme |  |  | A Class | NOS | NOS | I-Inventory | FG-Finish Good |  | Accessories | RVG-Accessories | Radiogoloy Product | Main Location | 90229090 |  | FIFO | Sirona | [8 empty] | 0 | 0 | 0 | 1 | 0 | [7 empty] | NOS | 1 |  | SR/USB/MC/SIRONA DIGITAL RADIOG. USB BOX SELECT /SUPREME
IM06265 | RVG Spares-Vatech- RVG Software CD |  |  | A Class | NOS | NOS | I-Inventory | FG-Finish Good |  | Spares | RVG-Spares | Radiogoloy Product | Main Location | 90330000 |  | FIFO | Vatech | [8 empty] | 0 | 0 | 0 | 1 | 0 | [7 empty] | NOS | 1 |  | VA/RVG/SP/VATECH RVG SOFTWARE CD
IM06266 | RVG Spares-Fona- Front Upper Cover 5668012000 |  |  | A Class | NOS | NOS | I-Inventory | FG-Finish Good |  | Spares | RVG-Spares | Radiogoloy Product | Main Location | 90330000 |  | FIFO | Fona | [8 empty] | 0 | 0 | 0 | 1 | 0 | [7 empty] | NOS | 1 |  | FN/SP FRONT UPPER COVER 5668012000
IM06267 | RVG Spares-Fona-Arm Upper Cover 5668015400 |  |  | A Class | NOS | NOS | I-Inventory | FG-Finish Good |  | Spares | RVG-Spares | Radiogoloy Product | Main Location | 90330000 |  | FIFO | Fona | [8 empty] | 0 | 0 | 0 | 1 | 0 | [7 empty] | NOS | 1 |  | FN/SP/ARM UPPER COVER 5668015400
IM06268 | RVG Spares-Fona-Closing Arm Upper Cover 5668015500 |  |  | A Class | NOS | NOS | I-Inventory | FG-Finish Good |  | Spares | RVG-Spares | Radiogoloy Product | Main Location | 90330000 |  | FIFO | Fona | [8 empty] | 0 | 0 | 0 | 1 | 0 | [7 empty] | NOS | 1 |  | FN/SP/CLOSING ARM UPPER COVER 5668015500
IM06269 | RVG Spares-Fona-Drive Lower Cover 5468005400 |  |  | A Class | NOS | NOS | I-Inventory | FG-Finish Good |  | Spares | RVG-Spares | Radiogoloy Product | Main Location | 90330000 |  | FIFO | Fona | [8 empty] | 0 | 0 | 0 | 1 | 0 | [7 empty] | NOS | 1 |  | FN/SP/DRIVE LOWER COVER 5468005400
IM06270 | RVG Spares-Fona-Electric Board For Column Motor 7668030110 |  |  | A Class | NOS | NOS | I-Inventory | FG-Finish Good |  | Spares | RVG-Spares | Radiogoloy Product | Main Location | 90330000 |  | FIFO | Fona | [8 empty] | 0 | 0 | 0 | 1 | 0 | [7 empty] | NOS | 1 |  | FN/SP/ELECTRIC BOARD FOR COLUMN MOTOR 7668030110
IM06271 | RVG Spares-Fona- Main Connection Module |  |  | A Class | NOS | NOS | I-Inventory | FG-Finish Good |  | Spares | RVG-Spares | Radiogoloy Product | Main Location | 90330000 |  | FIFO | Fona | [8 empty] | 0 | 0 | 0 | 1 | 0 | [7 empty] | NOS | 1 |  | FN/SP/FONA MAIN CONNECTION MODULE
IM06272 | RVG Spares-Fona- Over Head Xpan Dg Net(M) Nc 90229000 |  |  | A Class | NOS | NOS | I-Inventory | FG-Finish Good |  | Spares | RVG-Spares | Radiogoloy Product | Main Location | 90330000 |  | FIFO | Fona | [8 empty] | 0 | 0 | 0 | 1 | 0 | [7 empty] | NOS | 1 |  | FN/SP/FONA OVER HEAD XPAN DG NET(M) NC 90229000
IM06273 | RVG Spares-Fona- Power Control 7619024760 |  |  | A Class | NOS | NOS | I-Inventory | FG-Finish Good |  | Spares | RVG-Spares | Radiogoloy Product | Main Location | 90330000 |  | FIFO | Fona | [8 empty] | 0 | 0 | 0 | 1 | 0 | [7 empty] | NOS | 1 |  | FN/SP/FONA POWER CONTROL 7619024760
IM06274 | RVG Spares-Fona-Mirror Cover Xp 7668020900 |  |  | A Class | NOS | NOS | I-Inventory | FG-Finish Good |  | Spares | RVG-Spares | Radiogoloy Product | Main Location | 90330000 |  | FIFO | Fona | [8 empty] | 0 | 0 | 0 | 1 | 0 | [7 empty] | NOS | 1 |  | FN/SP/MIRROR COVER XP 7668020900
IM06275 | RVG Spares-Fona-Pantos Xp Buttom Cover 546800830 |  |  | A Class | NOS | NOS | I-Inventory | FG-Finish Good |  | Spares | RVG-Spares | Radiogoloy Product | Main Location | 90330000 |  | FIFO | Fona | [8 empty] | 0 | 0 | 0 | 1 | 0 | [7 empty] | NOS | 1 |  | FN/SP/PANTOS XP BUTTOM COVER 546800830
IM06276 | RVG Spares-Fona-Pantos Xp Upper Cover 5468008400 |  |  | A Class | NOS | NOS | I-Inventory | FG-Finish Good |  | Spares | RVG-Spares | Radiogoloy Product | Main Location | 90330000 |  | FIFO | Fona | [8 empty] | 0 | 0 | 0 | 1 | 0 | [7 empty] | NOS | 1 |  | FN/SP/PANTOS XP UPPER COVER 5468008400
IM06277 | RVG Spares-Fona-Power Switching Unit Jed28 7668020370 |  |  | A Class | NOS | NOS | I-Inventory | FG-Finish Good |  | Spares | RVG-Spares | Radiogoloy Product | Main Location | 90330000 |  | FIFO | Fona | [8 empty] | 0 | 0 | 0 | 1 | 0 | [7 empty] | NOS | 1 |  | FN/SP/POWER SWITCHING UNIT JED28 7668020370
IM06278 | RVG Spares-Fona- Collimator |  |  | A Class | NOS | NOS | I-Inventory | FG-Finish Good |  | Spares | RVG-Spares | Radiogoloy Product | Main Location | 90330000 |  | FIFO | Fona | [8 empty] | 0 | 0 | 0 | 1 | 0 | [7 empty] | NOS | 1 |  | FO/SP/FONA COLLIMATOR
IM06279 | RVG Spares-Fona- Display Cover (5468005600) |  |  | A Class | NOS | NOS | I-Inventory | FG-Finish Good |  | Spares | RVG-Spares | Radiogoloy Product | Main Location | 90330000 |  | FIFO | Fona | [8 empty] | 0 | 0 | 0 | 1 | 0 | [7 empty] | NOS | 1 |  | FO/SP/FONA DISPLAY COVER (5468005600)
IM06280 | RVG Spares-Fona- Mains Connection Module(7668020095) |  |  | A Class | NOS | NOS | I-Inventory | FG-Finish Good |  | Spares | RVG-Spares | Radiogoloy Product | Main Location | 90330000 |  | FIFO | Fona | [8 empty] | 0 | 0 | 0 | 1 | 0 | [7 empty] | NOS | 1 |  | FO/SP/FONA MAINS CONNECTION MODULE(7668020095)
IM06281 | RVG Spares-Fona- Rear Sensor Cover(5466005700) |  |  | A Class | NOS | NOS | I-Inventory | FG-Finish Good |  | Spares | RVG-Spares | Radiogoloy Product | Main Location | 90330000 |  | FIFO | Fona | [8 empty] | 0 | 0 | 0 | 1 | 0 | [7 empty] | NOS | 1 |  | FO/SP/FONA REAR SENSOR COVER(5466005700)
IM06282 | RVG Spares-Fona- Sensor Frontal Cover(5468005800) |  |  | A Class | NOS | NOS | I-Inventory | FG-Finish Good |  | Spares | RVG-Spares | Radiogoloy Product | Main Location | 90330000 |  | FIFO | Fona | [8 empty] | 0 | 0 | 0 | 1 | 0 | [7 empty] | NOS | 1 |  | FO/SP/FONA SENSOR FRONTAL COVER(5468005800)
IM06283 | RVG Spares-Fona- Wire Xd5 And Xd6 |  |  | A Class | NOS | NOS | I-Inventory | FG-Finish Good |  | Spares | RVG-Spares | Radiogoloy Product | Main Location | 90330000 |  | FIFO | Fona | [8 empty] | 0 | 0 | 0 | 1 | 0 | [7 empty] | NOS | 1 |  | FO/SP/FONA WIRE XD5 AND XD6
IM06284 | RVG Spares-Fona- Pantos Xp Casting Tubehead And Power Switching 7668020370/7668020161 |  |  | A Class | NOS | NOS | I-Inventory | FG-Finish Good |  | Spares | RVG-Spares | Radiogoloy Product | Main Location | 90330000 |  | FIFO | Fona | [8 empty] | 0 | 0 | 0 | 1 | 0 | [7 empty] | NOS | 1 |  | Fn/Sp/Fona Pantos XP Casting Tubehead and Power Switching 7668020370/7668020161
IM06285 | RVG Spares-Sirona Rvg Wifi Charger Adapter |  |  | A Class | NOS | NOS | I-Inventory | FG-Finish Good |  | Spares | RVG-Spares | Radiogoloy Product | Main Location | 90330000 |  | FIFO | Sirona | [8 empty] | 0 | 0 | 0 | 1 | 0 | [7 empty] | NOS | 1 |  | SR/CART/SIRONA RVG WIFI CHARGER ADAPTER
IM06286 | RVG Spares-Sirona Rvg Wifi Charger Stand |  |  | A Class | NOS | NOS | I-Inventory | FG-Finish Good |  | Spares | RVG-Spares | Radiogoloy Product | Main Location | 90330000 |  | FIFO | Sirona | [8 empty] | 0 | 0 | 0 | 1 | 0 | [7 empty] | NOS | 1 |  | SR/CART/SIRONA RVG WIFI CHARGER STAND
IM06287 | RVG-Spares-Sirona Xios Xg Usb Cable Kit 6404177 |  |  | A Class | NOS | NOS | I-Inventory | FG-Finish Good |  | Spares | RVG-Spares | Radiogoloy Product | Main Location | 90330000 |  | FIFO | Sirona | [8 empty] | 0 | 0 | 0 | 1 | 0 | [7 empty] | NOS | 1 |  | Sr/Sp/Sirona Xios Xg Usb Cable Kit 6404177
IM06288 | RVG Spares- Sirona Xios Xg Usb Cable Kit Supreme-270Cm-6404185 |  |  | A Class | NOS | NOS | I-Inventory | FG-Finish Good |  | Spares | RVG-Spares | Radiogoloy Product | Main Location | 90330000 |  | FIFO | Sirona | [8 empty] | 0 | 0 | 0 | 1 | 0 | [7 empty] | NOS | 1 |  | SR/SP/SIRONA XIOS XG USB CABLE KIT SUPREME-270cm-6404185
IM06289 | RVG Spares-Sirona-Usb Cable For Suni Plus Rvg |  |  | A Class | NOS | NOS | I-Inventory | FG-Finish Good |  | Spares | RVG-Spares | Radiogoloy Product | Main Location | 90330000 |  | FIFO | Sirona | [8 empty] | 0 | 0 | 0 | 1 | 0 | [7 empty] | NOS | 1 |  | SR/SP/USB CABLE FOR SUNI PLUS RVG
IM06290 | Sanitizer Product-Indian-Portable Ultra Voilet Sanitizer Apparatus/Uv-C Light |  |  | A Class | NOS | NOS | I-Inventory | FG-Finish Good |  | Equipment | Sanitizer Product | Dental Equiment | Main Location | 90182000 |  | FIFO | Indian Product | [8 empty] | 0 | 0 | 0 | 1 | 0 | [7 empty] | NOS | 1 |  | IN/MC/PORTABLE ULTRA VOILET SANITIZER APPARATUS/UV-C LIGHT
IM06291 | Sanitizer Product-Indian-Ultra Voilet Sanitizer Apparatus/Uv-C Box |  |  | A Class | NOS | NOS | I-Inventory | FG-Finish Good |  | Equipment | Sanitizer Product | Dental Equiment | Main Location | 90182000 |  | FIFO | Indian Product | [8 empty] | 0 | 0 | 0 | 1 | 0 | [7 empty] | NOS | 1 |  | IN/MC/ULTRA VOILET SANITIZER APPARATUS/UV-C BOX
IM06292 | Sanitizer Product-Indian-Ultra Voilet Sanitizer Apparatus/Uv-C Box (22L) |  |  | A Class | NOS | NOS | I-Inventory | FG-Finish Good |  | Equipment | Sanitizer Product | Dental Equiment | Main Location | 90182000 |  | FIFO | Indian Product | [8 empty] | 0 | 0 | 0 | 1 | 0 | [7 empty] | NOS | 1 |  | IN/MC/ULTRA VOILET SANITIZER APPARATUS/UV-C BOX (22L)
IM06293 | Sanitizer Product-Indian-Ultra Voilet Sanitizer Apparatus/Uv-C Box Pcb |  |  | A Class | NOS | NOS | I-Inventory | FG-Finish Good |  | Equipment | Sanitizer Product | Dental Equiment | Main Location | 90330000 |  | FIFO | Indian Product | [8 empty] | 0 | 0 | 0 | 1 | 0 | [7 empty] | NOS | 1 |  | IN/MC/ULTRA VOILET SANITIZER APPARATUS/UV-C BOX PCB
IM06294 | Scaler-Acteon- Inbuilt Scaler Model SP 4055 |  |  | A Class | NOS | NOS | I-Inventory | FG-Finish Good |  | Equipment | Scaler | Dental Equiment | Main Location | 90184900 |  | FIFO | Acteon India | [8 empty] | 0 | 0 | 0 | 1 | 0 | [7 empty] | NOS | 1 |  | SA/SC/ACTEON/INBUILT SCALER MODEL-SP 4055
IM06295 | Scaler-Woodpecker Periodontic Scaler PT1 |  |  | A Class | NOS | NOS | I-Inventory | FG-Finish Good |  | Equipment | Scaler | Dental Equiment | Main Location | 90184900 |  | FIFO | Gulin Woodpecker | [8 empty] | 0 | 0 | 0 | 1 | 0 | [7 empty] | NOS | 1 |  | GW/PS/AC/WOODPECKER PERIODONTIC SCALER PT1
IM06296 | Scaler-Woodpecker Inbuilt Scaler Model V6 |  |  | A Class | NOS | NOS | I-Inventory | FG-Finish Good |  | Equipment | Scaler | Dental Equiment | Main Location | 90184900 |  | FIFO | Gulin Woodpecker | [8 empty] | 0 | 0 | 0 | 1 | 0 | [7 empty] | NOS | 1 |  | GW/SC/AC WOODPECKER /INBUILT SCALER V6
IM06297 | Dental Scaler-Woodpecker D5 Inbuilt V2 |  |  | A Class | NOS | NOS | I-Inventory | FG-Finish Good |  | Equipment | Scaler | Dental Equiment | Main Location | 90184900 |  | FIFO | Gulin Woodpecker | [8 empty] | 0 | 0 | 0 | 1 | 0 | [7 empty] | NOS | 1 |  | GW/SC/MC WOODPECKER D5-INBUILT SCALER V2
IM06298 | Dental Scaler-Woodpecker D5 Inbuilt V2 LED |  |  | A Class | NOS | NOS | I-Inventory | FG-Finish Good |  | Equipment | Scaler | Dental Equiment | Main Location | 90184900 |  | FIFO | Gulin Woodpecker | [8 empty] | 0 | 0 | 0 | 1 | 0 | [7 empty] | NOS | 1 |  | GW/SC/MC WOODPECKER DTE-INBUILT SCALER V2 LED
IM06299 | Dental Scaler-Woodpecker D5 Inbuilt V3 LED |  |  | A Class | NOS | NOS | I-Inventory | FG-Finish Good |  | Equipment | Scaler | Dental Equiment | Main Location | 90184900 |  | FIFO | Gulin Woodpecker | [8 empty] | 0 | 0 | 0 | 1 | 0 | [7 empty] | NOS | 1 |  | GW/SC/MC WOODPECKER DTE-INBUILT SCALER V3 LED
IM06300 | Scaler-Woodpecker D3 Fixed Ultrasonic Scaler D3 New |  |  | A Class | NOS | NOS | I-Inventory | FG-Finish Good |  | Equipment | Scaler | Dental Equiment | Main Location | 90184900 |  | FIFO | Gulin Woodpecker | [8 empty] | 0 | 0 | 0 | 1 | 0 | [7 empty] | NOS | 1 |  | GW/US/MC WOODPECKER D3 FIXED-ULTRA SONIC SCALER D3 NEW
IM06301 | Scaler-Woodpecker D3 Ultrasonic Scaler D3 LED |  |  | A Class | NOS | NOS | I-Inventory | FG-Finish Good |  | Equipment | Scaler | Dental Equiment | Main Location | 90184900 |  | FIFO | Gulin Woodpecker | [8 empty] | 0 | 0 | 0 | 1 | 0 | [7 empty] | NOS | 1 |  | GW/US/MC WOODPECKER D3-ULTRA SONIC SCALER D3 LED
IM06302 | Scaler-Woodpecker D5 Ultrasonic Scaler D5 |  |  | A Class | NOS | NOS | I-Inventory | FG-Finish Good |  | Equipment | Scaler | Dental Equiment | Main Location | 90184900 |  | FIFO | Gulin Woodpecker | [8 empty] | 0 | 0 | 0 | 1 | 0 | [7 empty] | NOS | 1 |  | GW/US/MC WOODPECKER D5-ULTRA SONIC SCALER D5
IM06303 | Scaler-Woodpecker D5 Ultrasonic Scaler D5 LED |  |  | A Class | NOS | NOS | I-Inventory | FG-Finish Good |  | Equipment | Scaler | Dental Equiment | Main Location | 90184900 |  | FIFO | Gulin Woodpecker | [8 empty] | 0 | 0 | 0 | 1 | 0 | [7 empty] | NOS | 1 |  | GW/US/MC WOODPECKER D5-ULTRA SONIC SCALER D5 LED
IM06304 | Scaler-Woodpecker D7 Ultrasonic Scaler D7 LED |  |  | A Class | NOS | NOS | I-Inventory | FG-Finish Good |  | Equipment | Scaler | Dental Equiment | Main Location | 90184900 |  | FIFO | Gulin Woodpecker | [8 empty] | 0 | 0 | 0 | 1 | 0 | [7 empty] | NOS | 1 |  | GW/US/MC WOODPECKER D7-ULTRA SONIC SCALER D7 LED
IM06305 | Scaler-Woodpecker PT5 Ultrasonic Scaler PT5 |  |  | A Class | NOS | NOS | I-Inventory | FG-Finish Good |  | Equipment | Scaler | Dental Equiment | Main Location | 90184900 |  | FIFO | Gulin Woodpecker | [8 empty] | 0 | 0 | 0 | 1 | 0 | [7 empty] | NOS | 1 |  | GW/US/MC WOODPECKER PT5-ULTRA SONIC SCALER PT5
IM06306 | Scaler-Woodpecker U6 Ultrasonic Scaler U6 LED |  |  | A Class | NOS | NOS | I-Inventory | FG-Finish Good |  | Equipment | Scaler | Dental Equiment | Main Location | 90184900 |  | FIFO | Gulin Woodpecker | [8 empty] | 0 | 0 | 0 | 1 | 0 | [7 empty] | NOS | 1 |  | GW/US/MC WOODPECKER U6-ULTRA SONIC SCALER U6 LED
IM06307 | Scaler-Woodpecker PT3 Ultrasonic Scaler PT3 LED |  |  | A Class | NOS | NOS | I-Inventory | FG-Finish Good |  | Equipment | Scaler | Dental Equiment | Main Location | 90184900 |  | FIFO | Gulin Woodpecker | [8 empty] | 0 | 0 | 0 | 1 | 0 | [7 empty] | NOS | 1 |  | GW/US/MC/WOODPECKER PT3-ULTRA SONIC SCALER/PT3 LED
IM06308 | Scaler-Woodpecker D3 Ultrasonic Scaler D3 |  |  | A Class | NOS | NOS | I-Inventory | FG-Finish Good |  | Equipment | Scaler | Dental Equiment | Main Location | 90184900 |  | FIFO | Gulin Woodpecker | [8 empty] | 0 | 0 | 0 | 1 | 0 | [7 empty] | NOS | 1 |  | GW/US/MC/WOODPECKERD3 ULTRA SONIC SCALER D3
IM06309 | Dental Scaler-NSK Various 370 Non Fiber Optic |  |  | A Class | NOS | NOS | I-Inventory | FG-Finish Good |  | Equipment | Scaler | Dental Equiment | Main Location | 90184900 |  | FIFO | NSK Nakanishi | [8 empty] | 0 | 0 | 0 | 1 | 0 | [7 empty] | NOS | 1 |  | NSK/SC/MC /VAR/370/NFO-NSK VAR 370 SCALER
IM06310 | Dental Scaler-NSK Various 970 Lux Fiber Optic-Y1001168 |  |  | A Class | NOS | NOS | I-Inventory | FG-Finish Good |  | Equipment | Scaler | Dental Equiment | Main Location | 90184900 |  | FIFO | NSK Nakanishi | [8 empty] | 0 | 0 | 0 | 1 | 0 | [7 empty] | NOS | 1 |  | NSK/SC/MC/-NSK VARIOUS 970 LUX FO SCALER Y1001168
IM06311 | Dental Scaler-NSK Various 170 Optic-Y1001351 |  |  | A Class | NOS | NOS | I-Inventory | FG-Finish Good |  | Equipment | Scaler | Dental Equiment | Main Location | 90184900 |  | FIFO | NSK Nakanishi | [8 empty] | 0 | 0 | 0 | 1 | 0 | [7 empty] | NOS | 1 |  | NSK/SC/MC/VAR 170 LUX NSK VARIOUS 170 OPT Y1001351
IM06312 | Dental Scaler-NSK Various 170 Lux S2-Y1001441 |  |  | A Class | NOS | NOS | I-Inventory | FG-Finish Good |  | Equipment | Scaler | Dental Equiment | Main Location | 90184900 |  | FIFO | NSK Nakanishi | [8 empty] | 0 | 0 | 0 | 1 | 0 | [7 empty] | NOS | 1 |  | NSK/SC/MC/VAR 170 LUX-NSK VARO 170 LUXS2 Y1001441
IM06313 | Dental Scaler-NSK Various 170 Non Optic-Y1001352 |  |  | A Class | NOS | NOS | I-Inventory | FG-Finish Good |  | Equipment | Scaler | Dental Equiment | Main Location | 90184900 |  | FIFO | NSK Nakanishi | [8 empty] | 0 | 0 | 0 | 1 | 0 | [7 empty] | NOS | 1 |  | NSK/SC/MC/VAR 170-NSK VARIOUS 170 N.OPT Y1001352
IM06314 | Dental Scaler-NSK Various 170 Non Optic-Y1001898 |  |  | A Class | NOS | NOS | I-Inventory | FG-Finish Good |  | Equipment | Scaler | Dental Equiment | Main Location | 90184900 |  | FIFO | NSK Nakanishi | [8 empty] | 0 | 0 | 0 | 1 | 0 | [7 empty] | NOS | 1 |  | NSK/SC/MC/VAR 170-NSK VARIOUS 170 N.OPT Y1001898
IM06315 | Dental Scaler-NSK Various 350 Lux Fiber Optic |  |  | A Class | NOS | NOS | I-Inventory | FG-Finish Good |  | Equipment | Scaler | Dental Equiment | Main Location | 90184900 |  | FIFO | NSK Nakanishi | [8 empty] | 0 | 0 | 0 | 1 | 0 | [7 empty] | NOS | 1 |  | NSK/SC/MC/VAR 350/FO-NSK VAR 350 LUX FO SCALER
IM06316 | Dental Scaler-NSK Various 370 Lux Fiber Optic-Y1001386 |  |  | A Class | NOS | NOS | I-Inventory | FG-Finish Good |  | Equipment | Scaler | Dental Equiment | Main Location | 90184900 |  | FIFO | NSK Nakanishi | [8 empty] | 0 | 0 | 0 | 1 | 0 | [7 empty] | NOS | 1 |  | NSK/SC/MC/VAR 370/NSK VAR 370 LUX FO SCALER -Y1001386
IM06317 | Dental Scaler-NSK Various 570 Lux Fiber Optic-Y1001273 |  |  | A Class | NOS | NOS | I-Inventory | FG-Finish Good |  | Equipment | Scaler | Dental Equiment | Main Location | 90184900 |  | FIFO | NSK Nakanishi | [8 empty] | 0 | 0 | 0 | 1 | 0 | [7 empty] | NOS | 1 |  | NSK/SC/MC/VAR 570/FO-NSK 570 LUX FO SCALER Y1001273
IM06318 | Dental Scaler-NSK Various 570 Scaler-Y1001269 |  |  | A Class | NOS | NOS | I-Inventory | FG-Finish Good |  | Equipment | Scaler | Dental Equiment | Main Location | 90184900 |  | FIFO | NSK Nakanishi | [8 empty] | 0 | 0 | 0 | 1 | 0 | [7 empty] | NOS | 1 |  | NSK/SC/MC/VAR 570/NSK VAR 570 SCALER Y1001269
IM06319 | Dental Scaler-Venus Scaler |  |  | A Class | NOS | NOS | I-Inventory | FG-Finish Good |  | Equipment | Scaler | Dental Equiment | Main Location | 90184900 |  | FIFO | Venus | [8 empty] | 0 | 0 | 0 | 1 | 0 | [7 empty] | NOS | 1 |  | SK/SC/MC/UNI ULTRASONIC SCALER MODEL VENUS
IM06320 | Dental Scaler-Bonard Piezon P4 |  |  | A Class | NOS | NOS | I-Inventory | FG-Finish Good |  | Equipment | Scaler | Dental Equiment | Main Location | 90184900 |  | FIFO | Bonart | [8 empty] | 0 | 0 | 0 | 1 | 0 | [7 empty] | NOS | 1 |  | BO/SC/AC/P-4-BONART DIGITAL PIEZON SCALER P4
IM06321 | Scaler-Acteon-Scaler Model Newtron P5 |  |  | A Class | NOS | NOS | I-Inventory | FG-Finish Good |  | Equipment | Scaler | Dental Equiment | Main Location | 90184900 |  | FIFO | Acteon India | [8 empty] | 0 | 0 | 0 | 1 | 0 | [7 empty] | NOS | 1 |  | AC/SC/AC/ACTEON/SCALER MODEL-NEWTRON P5
IM06322 | Scaler Accessories-Acteon- Scaler Tip H4L |  |  | A Class | NOS | NOS | I-Inventory | FG-Finish Good |  | Accessories | Scaler-Accessories | Dental Equiment | Main Location | 90184900 |  | FIFO | Acteon India | [8 empty] | 0 | 0 | 0 | 1 | 0 | [7 empty] | NOS | 1 |  | SA/TI/AC/TIPS- SATELEC SCALER TIP H4L
IM06323 | Scaler Accessories-Acteon- Scaler Tip H4R |  |  | A Class | NOS | NOS | I-Inventory | FG-Finish Good |  | Accessories | Scaler-Accessories | Dental Equiment | Main Location | 90184900 |  | FIFO | Acteon India | [8 empty] | 0 | 0 | 0 | 1 | 0 | [7 empty] | NOS | 1 |  | SA/TI/AC/TIPS- SATELEC SCALER TIP H4R
IM06324 | Scaler Accessories-NSK-Tips-Nsk Scaler Tips G3 |  |  | A Class | NOS | NOS | I-Inventory | FG-Finish Good |  | Accessories | Scaler-Accessories | Dental Equiment | Main Location | 90184900 |  | FIFO | NSK Nakanishi | [8 empty] | 0 | 0 | 0 | 1 | 0 | [7 empty] | NOS | 1 |  | NSK/TI/AC/TIPS-NSK SCALER TIPS G3
IM06325 | Scaler Accessories-NSK-Tips-Nsk Scaler Tips G4 |  |  | A Class | NOS | NOS | I-Inventory | FG-Finish Good |  | Accessories | Scaler-Accessories | Dental Equiment | Main Location | 90184900 |  | FIFO | NSK Nakanishi | [8 empty] | 0 | 0 | 0 | 1 | 0 | [7 empty] | NOS | 1 |  | NSK/TI/AC/TIPS-NSK SCALER TIPS G4
IM06326 | Scaler Accessories-NSK-Tips-Nsk Scaler Tips G6 |  |  | A Class | NOS | NOS | I-Inventory | FG-Finish Good |  | Accessories | Scaler-Accessories | Dental Equiment | Main Location | 90184900 |  | FIFO | NSK Nakanishi | [8 empty] | 0 | 0 | 0 | 1 | 0 | [7 empty] | NOS | 1 |  | NSK/TI/AC/TIPS-NSK SCALER TIPS G6
IM06327 | Scaler Accessories-NSK-Tips-Nsk Scaler Tips G8 |  |  | A Class | NOS | NOS | I-Inventory | FG-Finish Good |  | Accessories | Scaler-Accessories | Dental Equiment | Main Location | 90184900 |  | FIFO | NSK Nakanishi | [8 empty] | 0 | 0 | 0 | 1 | 0 | [7 empty] | NOS | 1 |  | NSK/TI/AC/TIPS-NSK SCALER TIPS G8
IM06328 | Scaler Accessories-NSK-Tips-Nsk Scaler Tips G95 |  |  | A Class | NOS | NOS | I-Inventory | FG-Finish Good |  | Accessories | Scaler-Accessories | Dental Equiment | Main Location | 90330000 |  | FIFO | NSK Nakanishi | [8 empty] | 0 | 0 | 0 | 1 | 0 | [7 empty] | NOS | 1 |  | NSK/TI/AC/TIPS-NSK SCALER TIPS G95
IM06329 | Scaler Accessories-SKL- E1-S |  |  | A Class | NOS | NOS | I-Inventory | FG-Finish Good |  | Accessories | Scaler-Accessories | Dental Equiment | Main Location | 90184900 |  | FIFO | SKL | [8 empty] | 0 | 0 | 0 | 1 | 0 | [7 empty] | NOS | 1 |  | Skl Tip For Scaler E1-S
IM06330 | Scaler Accessories-SKL- G1-S |  |  | A Class | NOS | NOS | I-Inventory | FG-Finish Good |  | Accessories | Scaler-Accessories | Dental Equiment | Main Location | 90184900 |  | FIFO | SKL | [8 empty] | 0 | 0 | 0 | 1 | 0 | [7 empty] | NOS | 1 |  | Skl Tip For Scaler G1-S
IM06331 | Scaler Accessories-SKL- G2-S |  |  | A Class | NOS | NOS | I-Inventory | FG-Finish Good |  | Accessories | Scaler-Accessories | Dental Equiment | Main Location | 90184900 |  | FIFO | SKL | [8 empty] | 0 | 0 | 0 | 1 | 0 | [7 empty] | NOS | 1 |  | Skl Tip For Scaler G2-S
IM06332 | Scaler Accessories-SKL- G4-S |  |  | A Class | NOS | NOS | I-Inventory | FG-Finish Good |  | Accessories | Scaler-Accessories | Dental Equiment | Main Location | 90184900 |  | FIFO | SKL | [8 empty] | 0 | 0 | 0 | 1 | 0 | [7 empty] | NOS | 1 |  | Skl Tip For Scaler G4-S
IM06333 | Scaler Accessories-SKL- P3-S |  |  | A Class | NOS | NOS | I-Inventory | FG-Finish Good |  | Accessories | Scaler-Accessories | Dental Equiment | Main Location | 90184900 |  | FIFO | SKL | [8 empty] | 0 | 0 | 0 | 1 | 0 | [7 empty] | NOS | 1 |  | Skl Tip For Scaler P3-S
IM06334 | Scaler Spares-NSK-Various 150 Non Optic Handpiece Cable |  |  | A Class | NOS | NOS | I-Inventory | FG-Finish Good |  | Spares | Scaler-Spares | Dental Equiment | Main Location | 90330000 |  | FIFO | NSK Nakanishi | [8 empty] | 0 | 0 | 0 | 1 | 0 | [7 empty] | NOS | 1 |  | NSK/SC/MC/VARIOUS 150 NON OPTIC HANDPIECE CABLE
IM06335 | Scaler Spares-NSK-Various 170 Handpiece G1 |  |  | A Class | NOS | NOS | I-Inventory | FG-Finish Good |  | Spares | Scaler-Spares | Dental Equiment | Main Location | 90330000 |  | FIFO | NSK Nakanishi | [8 empty] | 0 | 0 | 0 | 1 | 0 | [7 empty] | NOS | 1 |  | NSK/SC/MC/VARIOUS 170 HANDPIECE G1
IM06336 | Scaler Spares-NSK-Various 170 Handpiece Wrench |  |  | A Class | NOS | NOS | I-Inventory | FG-Finish Good |  | Spares | Scaler-Spares | Dental Equiment | Main Location | 90330000 |  | FIFO | NSK Nakanishi | [8 empty] | 0 | 0 | 0 | 1 | 0 | [7 empty] | NOS | 1 |  | NSK/SC/MC/VARIOUS 170 HANDPIECE WRENCH
IM06337 | Scaler Spares-NSK-Various 170 Non Optic Handpiece |  |  | A Class | NOS | NOS | I-Inventory | FG-Finish Good |  | Spares | Scaler-Spares | Dental Equiment | Main Location | 90330000 |  | FIFO | NSK Nakanishi | [8 empty] | 0 | 0 | 0 | 1 | 0 | [7 empty] | NOS | 1 |  | NSK/SC/MC/VARIOUS 170 NON OPTIC HANDPIECE
IM06338 | Scaler Spares-NSK-Various 170 Non Optic Handpiece Cable |  |  | A Class | NOS | NOS | I-Inventory | FG-Finish Good |  | Spares | Scaler-Spares | Dental Equiment | Main Location | 90330000 |  | FIFO | NSK Nakanishi | [8 empty] | 0 | 0 | 0 | 1 | 0 | [7 empty] | NOS | 1 |  | NSK/SC/MC/VARIOUS 170 NON OPTIC HANDPIECE CABLE
IM06339 | Scaler Spares-NSK-Various 170 Optic Handpiece Cable |  |  | A Class | NOS | NOS | I-Inventory | FG-Finish Good |  | Spares | Scaler-Spares | Dental Equiment | Main Location | 90330000 |  | FIFO | NSK Nakanishi | [8 empty] | 0 | 0 | 0 | 1 | 0 | [7 empty] | NOS | 1 |  | NSK/SC/MC/VARIOUS 170 OPTIC HANDPIECE CABLE
IM06340 | Scaler Spares-NSK-Various 170 Pcb U1006001 |  |  | A Class | NOS | NOS | I-Inventory | FG-Finish Good |  | Spares | Scaler-Spares | Dental Equiment | Main Location | 90330000 |  | FIFO | NSK Nakanishi | [8 empty] | 0 | 0 | 0 | 1 | 0 | [7 empty] | NOS | 1 |  | NSK/SC/MC/VARIOUS 170 PCB U1006001
IM06341 | Scaler Spares-NSK-Variousurg Handpiece E297050 |  |  | A Class | NOS | NOS | I-Inventory | FG-Finish Good |  | Spares | Scaler-Spares | Dental Equiment | Main Location | 90330000 |  | FIFO | NSK Nakanishi | [8 empty] | 0 | 0 | 0 | 1 | 0 | [7 empty] | NOS | 1 |  | NSK/SC/MC/VARIOUSURG HANDPIECE E297050
IM06342 | Scaler Spares-NSK-Vario Surg Tip-Sg-10 -Z305111 |  |  | A Class | NOS | NOS | I-Inventory | FG-Finish Good |  | Spares | Scaler-Spares | Dental Equiment | Main Location | 90330000 |  | FIFO | NSK Nakanishi | [8 empty] | 0 | 0 | 0 | 1 | 0 | [7 empty] | NOS | 1 |  | NSK/SC/TIP/VARIO SURG TIP-SG-10 /Z305111
IM06343 | Scaler Spares-NSK-Vario Surg Tip-Sg-9 -Z305110 |  |  | A Class | NOS | NOS | I-Inventory | FG-Finish Good |  | Spares | Scaler-Spares | Dental Equiment | Main Location | 90184900 |  | FIFO | NSK Nakanishi | [8 empty] | 0 | 0 | 0 | 1 | 0 | [7 empty] | NOS | 1 |  | NSK/SC/TIP/VARIO SURG TIP-SG-9 /Z305110
IM06344 | Scaler Spares-NSK-Nsk Fo Straight H-P Int.Spray X65L |  |  | A Class | NOS | NOS | I-Inventory | FG-Finish Good |  | Spares | Scaler-Spares | Dental Equiment | Main Location | 90184900 |  | FIFO | NSK Nakanishi | [8 empty] | 0 | 0 | 0 | 1 | 0 | [7 empty] | NOS | 1 |  | NSK/SCH/MC-NSK FO STRAIGHT H/P INT.SPRAY X65L
IM06345 | Scaler Spares-NSK-Nsk Nfo Straight H-P Int.Spray H1008 M65 |  |  | A Class | NOS | NOS | I-Inventory | FG-Finish Good |  | Spares | Scaler-Spares | Dental Equiment | Main Location | 90184900 |  | FIFO | NSK Nakanishi | [8 empty] | 0 | 0 | 0 | 1 | 0 | [7 empty] | NOS | 1 |  | NSK/SCH/MC-NSK NFO STRAIGHT H/P INT.SPRAY H1008 M65
IM06346 | Scaler Spares-Acteon P5 Booster Scaler Handpiece |  |  | A Class | NOS | NOS | I-Inventory | FG-Finish Good |  | Spares | Scaler-Spares | Dental Equiment | Main Location | 90330000 |  | FIFO | Acteon India | [8 empty] | 0 | 0 | 0 | 1 | 0 | [7 empty] | NOS | 1 |  | AC/SC/AC/ACTEON/P5 BOOSTER SCALER HAND PIECE
IM06347 | Scaler Spares-Acteon P5 Booster Scaler Handpiece Cable |  |  | A Class | NOS | NOS | I-Inventory | FG-Finish Good |  | Spares | Scaler-Spares | Dental Equiment | Main Location | 90330000 |  | FIFO | Acteon India | [8 empty] | 0 | 0 | 0 | 1 | 0 | [7 empty] | NOS | 1 |  | AC/SC/AC/ACTEON/P5 BOOSTER SCALER HANDPIECE CABLE
IM06348 | Scaler Spares-Acteon P5 Booster Scaler Main PCB |  |  | A Class | NOS | NOS | I-Inventory | FG-Finish Good |  | Spares | Scaler-Spares | Dental Equiment | Main Location | 90330000 |  | FIFO | Acteon India | [8 empty] | 0 | 0 | 0 | 1 | 0 | [7 empty] | NOS | 1 |  | AC/SC/AC/ACTEON/P5 BOOSTER SCALER MAIN PCB
IM06349 | Scaler Spares-Acteon P5 Booster Scaler Scalling 10X Tip |  |  | A Class | NOS | NOS | I-Inventory | FG-Finish Good |  | Spares | Scaler-Spares | Dental Equiment | Main Location | 90330000 |  | FIFO | Acteon India | [8 empty] | 0 | 0 | 0 | 1 | 0 | [7 empty] | NOS | 1 |  | AC/SC/AC/ACTEON/P5 BOOSTER SCALER SCALING 10X TIP
IM06350 | Scaler Spares-Acteon P5 Booster Scaler Scalling 2 Tip |  |  | A Class | NOS | NOS | I-Inventory | FG-Finish Good |  | Spares | Scaler-Spares | Dental Equiment | Main Location | 90330000 |  | FIFO | Acteon India | [8 empty] | 0 | 0 | 0 | 1 | 0 | [7 empty] | NOS | 1 |  | AC/SC/AC/ACTEON/P5 BOOSTER SCALER SCALING 2 TIP
IM06351 | Scaler Spares-Acteon P5 Booster Scaler Solenoid Valve |  |  | A Class | NOS | NOS | I-Inventory | FG-Finish Good |  | Spares | Scaler-Spares | Dental Equiment | Main Location | 90330000 |  | FIFO | Acteon India | [8 empty] | 0 | 0 | 0 | 1 | 0 | [7 empty] | NOS | 1 |  | AC/SC/AC/ACTEON/P5 BOOSTER SCALER SOLENOID VALVE
IM06352 | Scaler Spares-Acteon P5 Booster Scaler Tip Wrench |  |  | A Class | NOS | NOS | I-Inventory | FG-Finish Good |  | Spares | Scaler-Spares | Dental Equiment | Main Location | 90330000 |  | FIFO | Acteon India | [8 empty] | 0 | 0 | 0 | 1 | 0 | [7 empty] | NOS | 1 |  | AC/SC/AC/ACTEON/P5 BOOSTER SCALER TIP WRECH
IM06353 | Scaler Spares-Acteon P5 Booster Scaler Unit Body |  |  | A Class | NOS | NOS | I-Inventory | FG-Finish Good |  | Spares | Scaler-Spares | Dental Equiment | Main Location | 90330000 |  | FIFO | Acteon India | [8 empty] | 0 | 0 | 0 | 1 | 0 | [7 empty] | NOS | 1 |  | AC/SC/AC/ACTEON/P5 BOOSTER SCALER UNIT BODY
IM06354 | Scaler Spares-Acteon Quick Scaler P5 Booster |  |  | A Class | NOS | NOS | I-Inventory | FG-Finish Good |  | Spares | Scaler-Spares | Dental Equiment | Main Location | 90184900 |  | FIFO | Acteon India | [8 empty] | 0 | 0 | 0 | 1 | 0 | [7 empty] | NOS | 1 |  | AC/SC/AC/ACTEON/QUICK SCALER P5 BOOSTER
IM06355 | Scaler Spares-Acteon Inbuilt Scaler Main PCB |  |  | A Class | NOS | NOS | I-Inventory | FG-Finish Good |  | Spares | Scaler-Spares | Dental Equiment | Main Location | 90330000 |  | FIFO | Acteon India | [8 empty] | 0 | 0 | 0 | 1 | 0 | [7 empty] | NOS | 1 |  | AC/SC/ACTEON/INBUILT SCALER MAIN PCB
IM06356 | Scaler Spares-Acteon Inbuilt Scaler Solenoid Valve |  |  | A Class | NOS | NOS | I-Inventory | FG-Finish Good |  | Spares | Scaler-Spares | Dental Equiment | Main Location | 90330000 |  | FIFO | Acteon India | [8 empty] | 0 | 0 | 0 | 1 | 0 | [7 empty] | NOS | 1 |  | AC/SC/ACTEON/INBUILT SCALER SOLENOID VALVE
IM06357 | Scaler Spares-Acteon Inbuilt Scaler Water Controller |  |  | A Class | NOS | NOS | I-Inventory | FG-Finish Good |  | Spares | Scaler-Spares | Dental Equiment | Main Location | 90330000 |  | FIFO | Acteon India | [8 empty] | 0 | 0 | 0 | 1 | 0 | [7 empty] | NOS | 1 |  | AC/SC/ACTEON/INBUILT SCALER WATER CONTROLLER
IM06358 | Scaler Spares-Bonart Endo Complete File |  |  | A Class | NOS | NOS | I-Inventory | FG-Finish Good |  | Spares | Scaler-Spares | Dental Equiment | Main Location | 90330000 |  | FIFO | Bonart | [8 empty] | 0 | 0 | 0 | 1 | 0 | [7 empty] | NOS | 1 |  | Bo/En/Sp/Endo Complete File
IM06359 | Scaler Spares-Bonart Endo Tip with Screw |  |  | A Class | NOS | NOS | I-Inventory | FG-Finish Good |  | Spares | Scaler-Spares | Dental Equiment | Main Location | 90330000 |  | FIFO | Bonart | [8 empty] | 0 | 0 | 0 | 1 | 0 | [7 empty] | NOS | 1 |  | Bo/En/Sp/Endo Tip With Screw
IM06360 | Scaler Spares-Bonart Endo Tip witout Screw |  |  | A Class | NOS | NOS | I-Inventory | FG-Finish Good |  | Spares | Scaler-Spares | Dental Equiment | Main Location | 90330000 |  | FIFO | Bonart | [8 empty] | 0 | 0 | 0 | 1 | 0 | [7 empty] | NOS | 1 |  | Bo/En/Sp/Endo Tip Without Screw
IM06361 | Scaler Spares-Bonart Display PCB Cord of P3-II Scaler |  |  | A Class | NOS | NOS | I-Inventory | FG-Finish Good |  | Spares | Scaler-Spares | Dental Equiment | Main Location | 90330000 |  | FIFO | Bonart | [8 empty] | 0 | 0 | 0 | 1 | 0 | [7 empty] | NOS | 1 |  | Bo/Sc/Sp/Display Pcb Card Of P3-II Scaler
IM06362 | Scaler Spares-Bonart Display PCB Cord of PB-III Scaler |  |  | A Class | NOS | NOS | I-Inventory | FG-Finish Good |  | Spares | Scaler-Spares | Dental Equiment | Main Location | 90330000 |  | FIFO | Bonart | [8 empty] | 0 | 0 | 0 | 1 | 0 | [7 empty] | NOS | 1 |  | Bo/Sc/Sp/Display Pcb Card Of Pb-III Scaler
IM06363 | Scaler Spares-Bonart Display PCB Cord of P6 Led Scaler |  |  | A Class | NOS | NOS | I-Inventory | FG-Finish Good |  | Spares | Scaler-Spares | Dental Equiment | Main Location | 90330000 |  | FIFO | Bonart | [8 empty] | 0 | 0 | 0 | 1 | 0 | [7 empty] | NOS | 1 |  | Bo/Sc/Sp/Display Pcb Card P6 Led Scaler
IM06364 | Scaler Spares-Bonart Foot Controller of P4 Scaler |  |  | A Class | NOS | NOS | I-Inventory | FG-Finish Good |  | Spares | Scaler-Spares | Dental Equiment | Main Location | 90330000 |  | FIFO | Bonart | [8 empty] | 0 | 0 | 0 | 1 | 0 | [7 empty] | NOS | 1 |  | Bo/Sc/Sp/Foot Controller Of P4 Scaler
IM06365 | Scaler Spares-Bonart Foot Controller of P6 Scaler |  |  | A Class | NOS | NOS | I-Inventory | FG-Finish Good |  | Spares | Scaler-Spares | Dental Equiment | Main Location | 90330000 |  | FIFO | Bonart | [8 empty] | 0 | 0 | 0 | 1 | 0 | [7 empty] | NOS | 1 |  | Bo/Sc/Sp/Foot Controller Of P6 Scaler
IM06366 | Scaler Spares-Bonart Handpiece Back Connector |  |  | A Class | NOS | NOS | I-Inventory | FG-Finish Good |  | Spares | Scaler-Spares | Dental Equiment | Main Location | 90330000 |  | FIFO | Bonart | [8 empty] | 0 | 0 | 0 | 1 | 0 | [7 empty] | NOS | 1 |  | BO/SC/SP/HANDPIECE BACK CONNECTOR
IM06367 | Scaler Spares-Bonart Handpiece Cable for Scaler P4 |  |  | A Class | NOS | NOS | I-Inventory | FG-Finish Good |  | Spares | Scaler-Spares | Dental Equiment | Main Location | 90330000 |  | FIFO | Bonart | [8 empty] | 0 | 0 | 0 | 1 | 0 | [7 empty] | NOS | 1 |  | Bo/Sc/Sp/Handpiece Cable For Scaler P4
IM06368 | Scaler Spares-Bonart Handpiece Cable for Scaler P6 |  |  | A Class | NOS | NOS | I-Inventory | FG-Finish Good |  | Spares | Scaler-Spares | Dental Equiment | Main Location | 90330000 |  | FIFO | Bonart | [8 empty] | 0 | 0 | 0 | 1 | 0 | [7 empty] | NOS | 1 |  | Bo/Sc/Sp/Handpiece Cable For Scaler P6
IM06369 | Scaler Spares-Bonart Handpiece for Scaler P3 |  |  | A Class | NOS | NOS | I-Inventory | FG-Finish Good |  | Spares | Scaler-Spares | Dental Equiment | Main Location | 90330000 |  | FIFO | Bonart | [8 empty] | 0 | 0 | 0 | 1 | 0 | [7 empty] | NOS | 1 |  | Bo/Sc/Sp/Handpiece For Scaler P3
IM06370 | Scaler Spares-Bonart Handpiece Stand |  |  | A Class | NOS | NOS | I-Inventory | FG-Finish Good |  | Spares | Scaler-Spares | Dental Equiment | Main Location | 90330000 |  | FIFO | Bonart | [8 empty] | 0 | 0 | 0 | 1 | 0 | [7 empty] | NOS | 1 |  | Bo/Sc/Sp/Handpiece Stand
IM06371 | Scaler Spares-Bonart Main PCB Card P6 Led Scaler |  |  | A Class | NOS | NOS | I-Inventory | FG-Finish Good |  | Spares | Scaler-Spares | Dental Equiment | Main Location | 90330000 |  | FIFO | Bonart | [8 empty] | 0 | 0 | 0 | 1 | 0 | [7 empty] | NOS | 1 |  | Bo/Sc/Sp/Main Pcb Card P6 Led Scaler
IM06372 | Scaler Spares-Bonart Main PCB of P4 Scaler |  |  | A Class | NOS | NOS | I-Inventory | FG-Finish Good |  | Spares | Scaler-Spares | Dental Equiment | Main Location | 90330000 |  | FIFO | Bonart | [8 empty] | 0 | 0 | 0 | 1 | 0 | [7 empty] | NOS | 1 |  | Bo/Sc/Sp/Main Pcb Of P4 Scaler
IM06373 | Scaler Spares-Bonart Handpiece Cable Plastic Coupling for P6 Scaler |  |  | A Class | NOS | NOS | I-Inventory | FG-Finish Good |  | Spares | Scaler-Spares | Dental Equiment | Main Location | 90330000 |  | FIFO | Bonart | [8 empty] | 0 | 0 | 0 | 1 | 0 | [7 empty] | NOS | 1 |  | Bo/Sc/Sp/P6 Handpiece Cable Plastic Coupling
IM06374 | Scaler Spares-Bonart Foot Controller for P6 LED Scaler |  |  | A Class | NOS | NOS | I-Inventory | FG-Finish Good |  | Spares | Scaler-Spares | Dental Equiment | Main Location | 90330000 |  | FIFO | Bonart | [8 empty] | 0 | 0 | 0 | 1 | 0 | [7 empty] | NOS | 1 |  | Bo/Sc/Sp/P6 Led Scaler Foot Controller Foot Control
IM06375 | Scaler Spares-Bonart Vibration Controller for P6 LED Scaler |  |  | A Class | NOS | NOS | I-Inventory | FG-Finish Good |  | Spares | Scaler-Spares | Dental Equiment | Main Location | 90330000 |  | FIFO | Bonart | [8 empty] | 0 | 0 | 0 | 1 | 0 | [7 empty] | NOS | 1 |  | Bo/Sc/Sp/P6 Led Scaler Vibration Controller
IM06376 | Scaler Spares-Bonart Plastic Lower Body for P6 Scaler |  |  | A Class | NOS | NOS | I-Inventory | FG-Finish Good |  | Spares | Scaler-Spares | Dental Equiment | Main Location | 90330000 |  | FIFO | Bonart | [8 empty] | 0 | 0 | 0 | 1 | 0 | [7 empty] | NOS | 1 |  | Bo/Sc/Sp/P6 Plastic Lower Body
IM06377 | Scaler Spares-Bonart Plastic Upper Body for P6 Scaler |  |  | A Class | NOS | NOS | I-Inventory | FG-Finish Good |  | Spares | Scaler-Spares | Dental Equiment | Main Location | 90330000 |  | FIFO | Bonart | [8 empty] | 0 | 0 | 0 | 1 | 0 | [7 empty] | NOS | 1 |  | Bo/Sc/Sp/P6 Plastic Upper Body
IM06378 | Scaler Spares-Bonart Blue Nobe for P6 Scaler |  |  | A Class | NOS | NOS | I-Inventory | FG-Finish Good |  | Spares | Scaler-Spares | Dental Equiment | Main Location | 90330000 |  | FIFO | Bonart | [8 empty] | 0 | 0 | 0 | 1 | 0 | [7 empty] | NOS | 1 |  | Bo/Sc/Sp/P6 Scaler Blue Nobe
IM06379 | Scaler Spares-Bonart Main PCB for P6 Scaler |  |  | A Class | NOS | NOS | I-Inventory | FG-Finish Good |  | Spares | Scaler-Spares | Dental Equiment | Main Location | 90330000 |  | FIFO | Bonart | [8 empty] | 0 | 0 | 0 | 1 | 0 | [7 empty] | NOS | 1 |  | Bo/Sc/Sp/P6 Scaler Main Pcb
IM06380 | Scaler Spares-Bonart PC Board for P1 Scaler |  |  | A Class | NOS | NOS | I-Inventory | FG-Finish Good |  | Spares | Scaler-Spares | Dental Equiment | Main Location | 90330000 |  | FIFO | Bonart | [8 empty] | 0 | 0 | 0 | 1 | 0 | [7 empty] | NOS | 1 |  | Bo/Sc/Sp/Pc Board P1
IM06381 | Scaler Spares-Bonart PC Board for P3 II Scaler |  |  | A Class | NOS | NOS | I-Inventory | FG-Finish Good |  | Spares | Scaler-Spares | Dental Equiment | Main Location | 90330000 |  | FIFO | Bonart | [8 empty] | 0 | 0 | 0 | 1 | 0 | [7 empty] | NOS | 1 |  | Bo/Sc/Sp/Pc Board P3 II
IM06382 | Scaler Spares-Bonart Main PCB for P3 Scaler |  |  | A Class | NOS | NOS | I-Inventory | FG-Finish Good |  | Spares | Scaler-Spares | Dental Equiment | Main Location | 90330000 |  | FIFO | Bonart | [8 empty] | 0 | 0 | 0 | 1 | 0 | [7 empty] | NOS | 1 |  | Bo/Sc/Sp/Pc Board P3/Main Pcb
IM06383 | Scaler Spares-Bonart PC Board Old for PB II Scaler |  |  | A Class | NOS | NOS | I-Inventory | FG-Finish Good |  | Spares | Scaler-Spares | Dental Equiment | Main Location | 90330000 |  | FIFO | Bonart | [8 empty] | 0 | 0 | 0 | 1 | 0 | [7 empty] | NOS | 1 |  | Bo/Sc/Sp/Pc Board Pb-II Old
IM06384 | Scaler Spares-Bonart PCB Card for PB III Scaler |  |  | A Class | NOS | NOS | I-Inventory | FG-Finish Good |  | Spares | Scaler-Spares | Dental Equiment | Main Location | 90330000 |  | FIFO | Bonart | [8 empty] | 0 | 0 | 0 | 1 | 0 | [7 empty] | NOS | 1 |  | Bo/Sc/Sp/Power Pcb Card Pb3 Scaler
IM06385 | Scaler Spares-Bonart Power PCB for P4 Scaler |  |  | A Class | NOS | NOS | I-Inventory | FG-Finish Good |  | Spares | Scaler-Spares | Dental Equiment | Main Location | 90330000 |  | FIFO | Bonart | [8 empty] | 0 | 0 | 0 | 1 | 0 | [7 empty] | NOS | 1 |  | BO/SC/SP/POWER PCB OF P-4 SCALER
IM06386 | Scaler Spares-Bonart Power PCB for P6 Scaler |  |  | A Class | NOS | NOS | I-Inventory | FG-Finish Good |  | Spares | Scaler-Spares | Dental Equiment | Main Location | 90330000 |  | FIFO | Bonart | [8 empty] | 0 | 0 | 0 | 1 | 0 | [7 empty] | NOS | 1 |  | BO/SC/SP/POWER PCB OF P-6 SCALER
IM06387 | Scaler Spares-Bonart Foot Controller Switch |  |  | A Class | NOS | NOS | I-Inventory | FG-Finish Good |  | Spares | Scaler-Spares | Dental Equiment | Main Location | 90330000 |  | FIFO | Bonart | [8 empty] | 0 | 0 | 0 | 1 | 0 | [7 empty] | NOS | 1 |  | Bo/Sc/Sp/Scaler Foot Controller Switch
IM06388 | Scaler Spares-Bonart Scaler Power Cable |  |  | A Class | NOS | NOS | I-Inventory | FG-Finish Good |  | Spares | Scaler-Spares | Dental Equiment | Main Location | 90330000 |  | FIFO | Bonart | [8 empty] | 0 | 0 | 0 | 1 | 0 | [7 empty] | NOS | 1 |  | Bo/Sc/Sp/Scaler Power Cable
IM06389 | Scaler Spares-Bonart Scaler Power Socket |  |  | A Class | NOS | NOS | I-Inventory | FG-Finish Good |  | Spares | Scaler-Spares | Dental Equiment | Main Location | 90330000 |  | FIFO | Bonart | [8 empty] | 0 | 0 | 0 | 1 | 0 | [7 empty] | NOS | 1 |  | Bo/Sc/Sp/Scaler Power Socket
IM06390 | Scaler Spares-Bonart Tip Torque Metal Wrech |  |  | A Class | NOS | NOS | I-Inventory | FG-Finish Good |  | Spares | Scaler-Spares | Dental Equiment | Main Location | 90330000 |  | FIFO | Bonart | [8 empty] | 0 | 0 | 0 | 1 | 0 | [7 empty] | NOS | 1 |  | Bo/Sc/Sp/Tip Torque Wrench Metal
IM06391 | Scaler Spares-Bonart Tip Plastic Wrech |  |  | A Class | NOS | NOS | I-Inventory | FG-Finish Good |  | Spares | Scaler-Spares | Dental Equiment | Main Location | 90330000 |  | FIFO | Bonart | [8 empty] | 0 | 0 | 0 | 1 | 0 | [7 empty] | NOS | 1 |  | Bo/Sc/Sp/Tip Wrench Plastic
IM06392 | Scaler Spares-Bonart Transformer of P4 Scaler |  |  | A Class | NOS | NOS | I-Inventory | FG-Finish Good |  | Spares | Scaler-Spares | Dental Equiment | Main Location | 90330000 |  | FIFO | Bonart | [8 empty] | 0 | 0 | 0 | 1 | 0 | [7 empty] | NOS | 1 |  | Bo/Sc/Sp/Transformer Of P4 Scaler
IM06393 | Scaler Spares-Bonart Transformer of P6 Scaler |  |  | A Class | NOS | NOS | I-Inventory | FG-Finish Good |  | Spares | Scaler-Spares | Dental Equiment | Main Location | 90330000 |  | FIFO | Bonart | [8 empty] | 0 | 0 | 0 | 1 | 0 | [7 empty] | NOS | 1 |  | Bo/Sc/Sp/Transformer Of P6 Scaler
IM06394 | Scaler Spares-Bonart Vibration Controller of P6 Scaler |  |  | A Class | NOS | NOS | I-Inventory | FG-Finish Good |  | Spares | Scaler-Spares | Dental Equiment | Main Location | 90330000 |  | FIFO | Bonart | [8 empty] | 0 | 0 | 0 | 1 | 0 | [7 empty] | NOS | 1 |  | Bo/Sc/Sp/Vibration Controller Of P6 Scaler
IM06395 | Scaler Spares-Bonart Water Controller of P6 Scaler |  |  | A Class | NOS | NOS | I-Inventory | FG-Finish Good |  | Spares | Scaler-Spares | Dental Equiment | Main Location | 90330000 |  | FIFO | Bonart | [8 empty] | 0 | 0 | 0 | 1 | 0 | [7 empty] | NOS | 1 |  | Bo/Sc/Sp/Water Controller Of P6 Scaler
IM06396 | Scaler Spares-Bonart Display PCB for P4 Scaler |  |  | A Class | NOS | NOS | I-Inventory | FG-Finish Good |  | Spares | Scaler-Spares | Dental Equiment | Main Location | 90330000 |  | FIFO | Bonart | [8 empty] | 0 | 0 | 0 | 1 | 0 | [7 empty] | NOS | 1 |  | Bo/Sp/Display Pcb Of P4 Scaler
IM06397 | Scaler Spares-Bonart Handpiece for Scaler P4/P6 |  |  | A Class | NOS | NOS | I-Inventory | FG-Finish Good |  | Spares | Scaler-Spares | Dental Equiment | Main Location | 90330000 |  | FIFO | Bonart | [8 empty] | 0 | 0 | 0 | 1 | 0 | [7 empty] | NOS | 1 |  | Bo/Sc/Sp/Handpiece For Scaler P4/P6
IM06398 | Scaler Spares-Bonart Scaler On/Off Switch |  |  | A Class | NOS | NOS | I-Inventory | FG-Finish Good |  | Spares | Scaler-Spares | Dental Equiment | Main Location | 90330000 |  | FIFO | Bonart | [8 empty] | 0 | 0 | 0 | 1 | 0 | [7 empty] | NOS | 1 |  | Bo/Sc/Sp/Scaler On/Off Switch
IM06399 | Scaler Spares-Woodpecker- Fixed Handpiece With Cable |  |  | A Class | NOS | NOS | I-Inventory | FG-Finish Good |  | Spares | Scaler-Spares | Dental Equiment | Main Location | 90330000 |  | FIFO | Gulin Woodpecker | [8 empty] | 0 | 0 | 0 | 1 | 0 | [7 empty] | NOS | 1 |  | GW/HP/SP WOODPECKER FIXED HANDPIECE WITH CABLE
IM06400 | Scaler Spares-Woodpecker- Handpiece Of Scaler V6 |  |  | A Class | NOS | NOS | I-Inventory | FG-Finish Good |  | Spares | Scaler-Spares | Dental Equiment | Main Location | 90330000 |  | FIFO | Gulin Woodpecker | [8 empty] | 0 | 0 | 0 | 1 | 0 | [7 empty] | NOS | 1 |  | GW/HP/SP/WOODPECKER HANDPIECE OF SCALER V6
IM06401 | Scaler Spares-Woodpecker--Handpiece Of Scaler D5 Hd-7H |  |  | A Class | NOS | NOS | I-Inventory | FG-Finish Good |  | Spares | Scaler-Spares | Dental Equiment | Main Location | 90330000 |  | FIFO | Gulin Woodpecker | [8 empty] | 0 | 0 | 0 | 1 | 0 | [7 empty] | NOS | 1 |  | GW/HP/SP/WOODPECKER-HANDPIECE OF SCALER D5 HD-7H
IM06402 | Scaler Spares-Woodpecker- Apex Locator Clip |  |  | A Class | NOS | NOS | I-Inventory | FG-Finish Good |  | Spares | Scaler-Spares | Dental Equiment | Main Location | 90330000 |  | FIFO | Gulin Woodpecker | [8 empty] | 0 | 0 | 0 | 1 | 0 | [7 empty] | NOS | 1 |  | GW/IP/SP/WOODPECKER APEX LOCATOR CLIP
IM06403 | Scaler Spares-Woodpecker-Automatic Water Supply System At-1 |  |  | A Class | NOS | NOS | I-Inventory | FG-Finish Good |  | Spares | Scaler-Spares | Dental Equiment | Main Location | 90330000 |  | FIFO | Gulin Woodpecker | [8 empty] | 0 | 0 | 0 | 1 | 0 | [7 empty] | NOS | 1 |  | Gw/Mc/Automatic Water Supply System AT-1
IM06404 | Scaler Spares-Woodpecker- -Main Board Of Led Scaler Dte D3 And D5 |  |  | A Class | NOS | NOS | I-Inventory | FG-Finish Good |  | Spares | Scaler-Spares | Dental Equiment | Main Location | 90330000 |  | FIFO | Gulin Woodpecker | [8 empty] | 0 | 0 | 0 | 1 | 0 | [7 empty] | NOS | 1 |  | GW/SC/SP/WOODPECKER -MAIN BOARD OF LED SCALER DTE D3 AND D5
IM06405 | Scaler Spares-Woodpecker- Main Pcb V6 Scaler |  |  | A Class | NOS | NOS | I-Inventory | FG-Finish Good |  | Spares | Scaler-Spares | Dental Equiment | Main Location | 90330000 |  | FIFO | Gulin Woodpecker | [8 empty] | 0 | 0 | 0 | 1 | 0 | [7 empty] | NOS | 1 |  | GW/SC/SP/WOODPECKER MAIN PCB V6 SCALER
IM06406 | Scaler Spares-Woodpecker- Scaler Tip Basic E1 |  |  | A Class | NOS | NOS | I-Inventory | FG-Finish Good |  | Spares | Scaler-Spares | Dental Equiment | Main Location | 90330000 |  | FIFO | Gulin Woodpecker | [8 empty] | 0 | 0 | 0 | 1 | 0 | [7 empty] | NOS | 1 |  | GW/SC/SP/WOODPECKER SCALER TIP BASIC E1
IM06407 | Scaler Spares-Woodpecker- Scaler Tip Basic E10D |  |  | A Class | NOS | NOS | I-Inventory | FG-Finish Good |  | Spares | Scaler-Spares | Dental Equiment | Main Location | 90330000 |  | FIFO | Gulin Woodpecker | [8 empty] | 0 | 0 | 0 | 1 | 0 | [7 empty] | NOS | 1 |  | GW/SC/SP/WOODPECKER SCALER TIP BASIC E10D
IM06408 | Scaler Spares-Woodpecker- Scaler Tip Basic E11 |  |  | A Class | NOS | NOS | I-Inventory | FG-Finish Good |  | Spares | Scaler-Spares | Dental Equiment | Main Location | 90330000 |  | FIFO | Gulin Woodpecker | [8 empty] | 0 | 0 | 0 | 1 | 0 | [7 empty] | NOS | 1 |  | GW/SC/SP/WOODPECKER SCALER TIP BASIC E11
IM06409 | Scaler Spares-Woodpecker- Scaler Tip Basic E3 |  |  | A Class | NOS | NOS | I-Inventory | FG-Finish Good |  | Spares | Scaler-Spares | Dental Equiment | Main Location | 90330000 |  | FIFO | Gulin Woodpecker | [8 empty] | 0 | 0 | 0 | 1 | 0 | [7 empty] | NOS | 1 |  | GW/SC/SP/WOODPECKER SCALER TIP BASIC E3
IM06410 | Scaler Spares-Woodpecker- Scaler Tip Basic E3D |  |  | A Class | NOS | NOS | I-Inventory | FG-Finish Good |  | Spares | Scaler-Spares | Dental Equiment | Main Location | 90330000 |  | FIFO | Gulin Woodpecker | [8 empty] | 0 | 0 | 0 | 1 | 0 | [7 empty] | NOS | 1 |  | GW/SC/SP/WOODPECKER SCALER TIP BASIC E3D
IM06411 | Scaler Spares-Woodpecker- Scaler Tip Basic E8 |  |  | A Class | NOS | NOS | I-Inventory | FG-Finish Good |  | Spares | Scaler-Spares | Dental Equiment | Main Location | 90330000 |  | FIFO | Gulin Woodpecker | [8 empty] | 0 | 0 | 0 | 1 | 0 | [7 empty] | NOS | 1 |  | GW/SC/SP/WOODPECKER SCALER TIP BASIC E8
IM06412 | Scaler Spares-Woodpecker- Scaler Tip Basic E9 |  |  | A Class | NOS | NOS | I-Inventory | FG-Finish Good |  | Spares | Scaler-Spares | Dental Equiment | Main Location | 90330000 |  | FIFO | Gulin Woodpecker | [8 empty] | 0 | 0 | 0 | 1 | 0 | [7 empty] | NOS | 1 |  | GW/SC/SP/WOODPECKER SCALER TIP BASIC E9
IM06413 | Scaler Spares-Woodpecker- Scaler Tip Basic Ed2 |  |  | A Class | NOS | NOS | I-Inventory | FG-Finish Good |  | Spares | Scaler-Spares | Dental Equiment | Main Location | 90330000 |  | FIFO | Gulin Woodpecker | [8 empty] | 0 | 0 | 0 | 1 | 0 | [7 empty] | NOS | 1 |  | GW/SC/SP/WOODPECKER SCALER TIP BASIC ED2
IM06414 | Scaler Spares-Woodpecker- Scaler Tip Exelcymosis Uc3 |  |  | A Class | NOS | NOS | I-Inventory | FG-Finish Good |  | Spares | Scaler-Spares | Dental Equiment | Main Location | 90330000 |  | FIFO | Gulin Woodpecker | [8 empty] | 0 | 0 | 0 | 1 | 0 | [7 empty] | NOS | 1 |  | GW/SC/SP/WOODPECKER SCALER TIP EXELCYMOSIS UC3
IM06415 | Scaler Spares-Woodpecker- - Main Board Of Scaler V2 |  |  | A Class | NOS | NOS | I-Inventory | FG-Finish Good |  | Spares | Scaler-Spares | Dental Equiment | Main Location | 90330000 |  | FIFO | Gulin Woodpecker | [8 empty] | 0 | 0 | 0 | 1 | 0 | [7 empty] | NOS | 1 |  | GW/SP WOODPECKER - MAIN BOARD OF SCALER V2
IM06416 | Scaler Spares-Woodpecker- -Foot Switch Of Scaler D3 |  |  | A Class | NOS | NOS | I-Inventory | FG-Finish Good |  | Spares | Scaler-Spares | Dental Equiment | Main Location | 90330000 |  | FIFO | Gulin Woodpecker | [8 empty] | 0 | 0 | 0 | 1 | 0 | [7 empty] | NOS | 1 |  | GW/SP WOODPECKER -FOOT SWITCH OF SCALER D3
IM06417 | Scaler Spares-Woodpecker- -Set Of 6 Tips Of Scaler Dte D5 |  |  | A Class | NOS | NOS | I-Inventory | FG-Finish Good |  | Spares | Scaler-Spares | Dental Equiment | Main Location | 90330000 |  | FIFO | Gulin Woodpecker | [8 empty] | 0 | 0 | 0 | 1 | 0 | [7 empty] | NOS | 1 |  | Gw/Sp Woodpecker -Set Of 6 Tips Of Scaler Dte D5
IM06418 | Scaler Spares-Woodpecker- -Water Control Switch Dte D5 |  |  | A Class | NOS | NOS | I-Inventory | FG-Finish Good |  | Spares | Scaler-Spares | Dental Equiment | Main Location | 90330000 |  | FIFO | Gulin Woodpecker | [8 empty] | 0 | 0 | 0 | 1 | 0 | [7 empty] | NOS | 1 |  | GW/SP WOODPECKER -WATER CONTROL SWITCH DTE D5
IM06419 | Scaler Spares-Woodpecker-Niti Endodontic File |  |  | A Class | NOS | NOS | I-Inventory | FG-Finish Good |  | Spares | Scaler-Spares | Dental Equiment | Main Location | 90330000 |  | FIFO | Gulin Woodpecker | [8 empty] | 0 | 0 | 0 | 1 | 0 | [7 empty] | NOS | 1 |  | Gw/Sp/Niti Endodontic File
IM06420 | Scaler Spares-Woodpecker- Adopter Of Scaler Dte-D5 |  |  | A Class | NOS | NOS | I-Inventory | FG-Finish Good |  | Spares | Scaler-Spares | Dental Equiment | Main Location | 90330000 |  | FIFO | Gulin Woodpecker | [8 empty] | 0 | 0 | 0 | 1 | 0 | [7 empty] | NOS | 1 |  | Gw/Sp/Woodpecker Adopter Of Scaler Dte-D5
IM06421 | Scaler Spares-Woodpecker- D3 Led Scaler Body |  |  | A Class | NOS | NOS | I-Inventory | FG-Finish Good |  | Spares | Scaler-Spares | Dental Equiment | Main Location | 90330000 |  | FIFO | Gulin Woodpecker | [8 empty] | 0 | 0 | 0 | 1 | 0 | [7 empty] | NOS | 1 |  | Gw/Sp/Woodpecker D3 Led Scaler Body
IM06422 | Scaler Spares-Woodpecker- D5 Scaler Body |  |  | A Class | NOS | NOS | I-Inventory | FG-Finish Good |  | Spares | Scaler-Spares | Dental Equiment | Main Location | 90330000 |  | FIFO | Gulin Woodpecker | [8 empty] | 0 | 0 | 0 | 1 | 0 | [7 empty] | NOS | 1 |  | Gw/Sp/Woodpecker D5 Scaler Body
IM06423 | Scaler Spares-Woodpecker- Handpiece Scaler Of Dte D5 Led Bulb Only |  |  | A Class | NOS | NOS | I-Inventory | FG-Finish Good |  | Spares | Scaler-Spares | Dental Equiment | Main Location | 90330000 |  | FIFO | Gulin Woodpecker | [8 empty] | 0 | 0 | 0 | 1 | 0 | [7 empty] | NOS | 1 |  | Gw/Sp/Woodpecker Handpiece Scaler of Dte D5 Led Bulb Only
IM06424 | Scaler Spares-Woodpecker- Led Handpiece Of Scaler D3 |  |  | A Class | NOS | NOS | I-Inventory | FG-Finish Good |  | Spares | Scaler-Spares | Dental Equiment | Main Location | 90330000 |  | FIFO | Gulin Woodpecker | [8 empty] | 0 | 0 | 0 | 1 | 0 | [7 empty] | NOS | 1 |  | Gw/Sp/Woodpecker Led Handpiece of Scaler D3
IM06425 | Scaler Spares-Woodpecker- Led Handpiece Of Scaler Of Dte D5 |  |  | A Class | NOS | NOS | I-Inventory | FG-Finish Good |  | Spares | Scaler-Spares | Dental Equiment | Main Location | 90330000 |  | FIFO | Gulin Woodpecker | [8 empty] | 0 | 0 | 0 | 1 | 0 | [7 empty] | NOS | 1 |  | Gw/Sp/Woodpecker Led Handpiece of Scaler of Dte D5
IM06426 | Scaler Spares-Woodpecker- -Main Board Of Scaler D3 |  |  | A Class | NOS | NOS | I-Inventory | FG-Finish Good |  | Spares | Scaler-Spares | Dental Equiment | Main Location | 90330000 |  | FIFO | Gulin Woodpecker | [8 empty] | 0 | 0 | 0 | 1 | 0 | [7 empty] | NOS | 1 |  | GW/SP/WOODPECKER -MAIN BOARD OF SCALER D3
IM06427 | Scaler Spares-Woodpecker- -Main Board Of Scaler Dte D5 |  |  | A Class | NOS | NOS | I-Inventory | FG-Finish Good |  | Spares | Scaler-Spares | Dental Equiment | Main Location | 90330000 |  | FIFO | Gulin Woodpecker | [8 empty] | 0 | 0 | 0 | 1 | 0 | [7 empty] | NOS | 1 |  | GW/SP/WOODPECKER -MAIN BOARD OF SCALER DTE D5
IM06428 | Scaler Spares-Woodpecker- Main Pcb V3 Led Scaler |  |  | A Class | NOS | NOS | I-Inventory | FG-Finish Good |  | Spares | Scaler-Spares | Dental Equiment | Main Location | 90330000 |  | FIFO | Gulin Woodpecker | [8 empty] | 0 | 0 | 0 | 1 | 0 | [7 empty] | NOS | 1 |  | Gw/Sp/Woodpecker Main Pcb V3 Led Scaler
IM06429 | Scaler Spares-Woodpecker- New Adopter Of Scaler D3 |  |  | A Class | NOS | NOS | I-Inventory | FG-Finish Good |  | Spares | Scaler-Spares | Dental Equiment | Main Location | 90330000 |  | FIFO | Gulin Woodpecker | [8 empty] | 0 | 0 | 0 | 1 | 0 | [7 empty] | NOS | 1 |  | GW/SP/WOODPECKER NEW ADOPTER OF SCALER D3
IM06430 | Scaler Spares-Woodpecker- Scaler Tip Basic Us2 |  |  | A Class | NOS | NOS | I-Inventory | FG-Finish Good |  | Spares | Scaler-Spares | Dental Equiment | Main Location | 90330000 |  | FIFO | Gulin Woodpecker | [8 empty] | 0 | 0 | 0 | 1 | 0 | [7 empty] | NOS | 1 |  | GW/SP/WOODPECKER SCALER TIP BASIC US2
IM06431 | Scaler Spares-Woodpecker- Scaler Tip Bone Surgery Us1L |  |  | A Class | NOS | NOS | I-Inventory | FG-Finish Good |  | Spares | Scaler-Spares | Dental Equiment | Main Location | 90330000 |  | FIFO | Gulin Woodpecker | [8 empty] | 0 | 0 | 0 | 1 | 0 | [7 empty] | NOS | 1 |  | GW/SP/WOODPECKER SCALER TIP BONE SURGERY US1L
IM06432 | Scaler Spares-Woodpecker- Scaler Tip Bone Surgery Us1R |  |  | A Class | NOS | NOS | I-Inventory | FG-Finish Good |  | Spares | Scaler-Spares | Dental Equiment | Main Location | 90330000 |  | FIFO | Gulin Woodpecker | [8 empty] | 0 | 0 | 0 | 1 | 0 | [7 empty] | NOS | 1 |  | GW/SP/WOODPECKER SCALER TIP BONE SURGERY US1R
IM06433 | Scaler Spares-Woodpecker- Scaler Tip Cone Surgery Us1 |  |  | A Class | NOS | NOS | I-Inventory | FG-Finish Good |  | Spares | Scaler-Spares | Dental Equiment | Main Location | 90330000 |  | FIFO | Gulin Woodpecker | [8 empty] | 0 | 0 | 0 | 1 | 0 | [7 empty] | NOS | 1 |  | GW/SP/WOODPECKER SCALER TIP CONE SURGERY US1
IM06434 | Scaler Spares-Woodpecker- Scaler Tip Ed1T |  |  | A Class | NOS | NOS | I-Inventory | FG-Finish Good |  | Spares | Scaler-Spares | Dental Equiment | Main Location | 90330000 |  | FIFO | Gulin Woodpecker | [8 empty] | 0 | 0 | 0 | 1 | 0 | [7 empty] | NOS | 1 |  | GW/SP/WOODPECKER SCALER TIP ED1T
IM06435 | Scaler Spares-Woodpecker- Scaler Tip Gd1T |  |  | A Class | NOS | NOS | I-Inventory | FG-Finish Good |  | Spares | Scaler-Spares | Dental Equiment | Main Location | 90330000 |  | FIFO | Gulin Woodpecker | [8 empty] | 0 | 0 | 0 | 1 | 0 | [7 empty] | NOS | 1 |  | GW/SP/WOODPECKER SCALER TIP GD1T
IM06436 | Scaler Spares-Woodpecker- Scaler Tip Gd2T |  |  | A Class | NOS | NOS | I-Inventory | FG-Finish Good |  | Spares | Scaler-Spares | Dental Equiment | Main Location | 90330000 |  | FIFO | Gulin Woodpecker | [8 empty] | 0 | 0 | 0 | 1 | 0 | [7 empty] | NOS | 1 |  | GW/SP/WOODPECKER SCALER TIP GD2T
IM06437 | Scaler Spares-Woodpecker- Scaler Tip Gd4T |  |  | A Class | NOS | NOS | I-Inventory | FG-Finish Good |  | Spares | Scaler-Spares | Dental Equiment | Main Location | 90330000 |  | FIFO | Gulin Woodpecker | [8 empty] | 0 | 0 | 0 | 1 | 0 | [7 empty] | NOS | 1 |  | GW/SP/WOODPECKER SCALER TIP GD4T
IM06438 | Scaler Spares-Woodpecker- Scaler Tip Implantation Ui7 |  |  | A Class | NOS | NOS | I-Inventory | FG-Finish Good |  | Spares | Scaler-Spares | Dental Equiment | Main Location | 90330000 |  | FIFO | Gulin Woodpecker | [8 empty] | 0 | 0 | 0 | 1 | 0 | [7 empty] | NOS | 1 |  | GW/SP/WOODPECKER SCALER TIP IMPLANTATION UI7
IM06439 | Scaler Spares-Woodpecker- Scaler Tip P1 |  |  | A Class | NOS | NOS | I-Inventory | FG-Finish Good |  | Spares | Scaler-Spares | Dental Equiment | Main Location | 90330000 |  | FIFO | Gulin Woodpecker | [8 empty] | 0 | 0 | 0 | 1 | 0 | [7 empty] | NOS | 1 |  | GW/SP/WOODPECKER SCALER TIP P1
IM06440 | Scaler Spares-Woodpecker- Scaler Tip P3 |  |  | A Class | NOS | NOS | I-Inventory | FG-Finish Good |  | Spares | Scaler-Spares | Dental Equiment | Main Location | 90330000 |  | FIFO | Gulin Woodpecker | [8 empty] | 0 | 0 | 0 | 1 | 0 | [7 empty] | NOS | 1 |  | GW/SP/WOODPECKER SCALER TIP P3
IM06441 | Scaler Spares-Woodpecker- Scaler Tip P4 |  |  | A Class | NOS | NOS | I-Inventory | FG-Finish Good |  | Spares | Scaler-Spares | Dental Equiment | Main Location | 90330000 |  | FIFO | Gulin Woodpecker | [8 empty] | 0 | 0 | 0 | 1 | 0 | [7 empty] | NOS | 1 |  | GW/SP/WOODPECKER SCALER TIP P4
IM06442 | Scaler Spares-Woodpecker- Scaler Tip Pd1T |  |  | A Class | NOS | NOS | I-Inventory | FG-Finish Good |  | Spares | Scaler-Spares | Dental Equiment | Main Location | 90330000 |  | FIFO | Gulin Woodpecker | [8 empty] | 0 | 0 | 0 | 1 | 0 | [7 empty] | NOS | 1 |  | GW/SP/WOODPECKER SCALER TIP PD1T
IM06443 | Scaler Spares-Woodpecker- Scaler Tip Periodontal Up4 |  |  | A Class | NOS | NOS | I-Inventory | FG-Finish Good |  | Spares | Scaler-Spares | Dental Equiment | Main Location | 90330000 |  | FIFO | Gulin Woodpecker | [8 empty] | 0 | 0 | 0 | 1 | 0 | [7 empty] | NOS | 1 |  | GW/SP/WOODPECKER SCALER TIP PERIODONTAL UP4
IM06444 | Scaler Spares-Woodpecker- Scaler Tip Sinus Lifting Ul2 |  |  | A Class | NOS | NOS | I-Inventory | FG-Finish Good |  | Spares | Scaler-Spares | Dental Equiment | Main Location | 90330000 |  | FIFO | Gulin Woodpecker | [8 empty] | 0 | 0 | 0 | 1 | 0 | [7 empty] | NOS | 1 |  | GW/SP/WOODPECKER SCALER TIP SINUS LIFTING UL2
IM06445 | Scaler Spares-Woodpecker- Scaler Tip Sinus Lifting Ul3 |  |  | A Class | NOS | NOS | I-Inventory | FG-Finish Good |  | Spares | Scaler-Spares | Dental Equiment | Main Location | 90330000 |  | FIFO | Gulin Woodpecker | [8 empty] | 0 | 0 | 0 | 1 | 0 | [7 empty] | NOS | 1 |  | GW/SP/WOODPECKER SCALER TIP SINUS LIFTING UL3
IM06446 | Scaler Spares-Woodpecker- Scaler Tip Sinus Lifting Ul4 |  |  | A Class | NOS | NOS | I-Inventory | FG-Finish Good |  | Spares | Scaler-Spares | Dental Equiment | Main Location | 90330000 |  | FIFO | Gulin Woodpecker | [8 empty] | 0 | 0 | 0 | 1 | 0 | [7 empty] | NOS | 1 |  | GW/SP/WOODPECKER SCALER TIP SINUS LIFTING UL4
IM06447 | Scaler Spares-Woodpecker- Scaler Tip Wrench |  |  | A Class | NOS | NOS | I-Inventory | FG-Finish Good |  | Spares | Scaler-Spares | Dental Equiment | Main Location | 90330000 |  | FIFO | Gulin Woodpecker | [8 empty] | 0 | 0 | 0 | 1 | 0 | [7 empty] | NOS | 1 |  | Gw/Sp/Woodpecker Scaler Tip Wrench
IM06448 | Scaler Spares-Woodpecker- Scaler Vibration Controller |  |  | A Class | NOS | NOS | I-Inventory | FG-Finish Good |  | Spares | Scaler-Spares | Dental Equiment | Main Location | 90330000 |  | FIFO | Gulin Woodpecker | [8 empty] | 0 | 0 | 0 | 1 | 0 | [7 empty] | NOS | 1 |  | Gw/Sp/Woodpecker Scaler Vibration Controller
IM06449 | Scaler Spares-Woodpecker-Woodpecker Tee Joint 4X6 |  |  | A Class | NOS | NOS | I-Inventory | FG-Finish Good |  | Spares | Scaler-Spares | Dental Equiment | Main Location | 90330000 |  | FIFO | Gulin Woodpecker | [8 empty] | 0 | 0 | 0 | 1 | 0 | [7 empty] | NOS | 1 |  | Gw/Sp/Woodpecker Tee Joint 4x6
IM06450 | Scaler Spares-Woodpecker--Display Pcb Of Led Scaler D3 |  |  | A Class | NOS | NOS | I-Inventory | FG-Finish Good |  | Spares | Scaler-Spares | Dental Equiment | Main Location | 90330000 |  | FIFO | Gulin Woodpecker | [8 empty] | 0 | 0 | 0 | 1 | 0 | [7 empty] | NOS | 1 |  | Gw/Sp/Woodpecker-Display Pcb of Led Scaler D3
IM06451 | Scaler Spares-Woodpecker--Display Pcb Of Scaler Dte D5 |  |  | A Class | NOS | NOS | I-Inventory | FG-Finish Good |  | Spares | Scaler-Spares | Dental Equiment | Main Location | 90330000 |  | FIFO | Gulin Woodpecker | [8 empty] | 0 | 0 | 0 | 1 | 0 | [7 empty] | NOS | 1 |  | Gw/Sp/Woodpecker-Display Pcb Of Scaler Dte D5
IM06452 | Scaler Spares-Woodpecker--Foot Switch Of Scaler Dte D5 |  |  | A Class | NOS | NOS | I-Inventory | FG-Finish Good |  | Spares | Scaler-Spares | Dental Equiment | Main Location | 90330000 |  | FIFO | Gulin Woodpecker | [8 empty] | 0 | 0 | 0 | 1 | 0 | [7 empty] | NOS | 1 |  | GW/SP/WOODPECKER-FOOT SWITCH OF SCALER DTE D5
IM06453 | Scaler Spares-Woodpecker--Scaler Cable Of Scaler Dte-D5 |  |  | A Class | NOS | NOS | I-Inventory | FG-Finish Good |  | Spares | Scaler-Spares | Dental Equiment | Main Location | 90330000 |  | FIFO | Gulin Woodpecker | [8 empty] | 0 | 0 | 0 | 1 | 0 | [7 empty] | NOS | 1 |  | GW/SP/WOODPECKER-SCALER CABLE OF SCALER DTE-D5
IM06454 | Scaler Spares-Woodpecker--Solenoid Of Scaler Dte D5 |  |  | A Class | NOS | NOS | I-Inventory | FG-Finish Good |  | Spares | Scaler-Spares | Dental Equiment | Main Location | 90330000 |  | FIFO | Gulin Woodpecker | [8 empty] | 0 | 0 | 0 | 1 | 0 | [7 empty] | NOS | 1 |  | Gw/Sp/Woodpecker-Solenoid Of Scaler Dte D5
IM06455 | Scaler Spares-Woodpecker- Endo Files/21Mm (Pack Of 10) |  |  | A Class | NOS | NOS | I-Inventory | FG-Finish Good |  | Spares | Scaler-Spares | Dental Equiment | Main Location | 90330000 |  | FIFO | Gulin Woodpecker | [8 empty] | 0 | 0 | 0 | 1 | 0 | [7 empty] | NOS | 1 |  | GW/IP/CS/WOODPECKER ENDO FILES/21MM (PACK OF 10)
IM06456 | Scaler Spares-Woodpecker- Endo Files/25Mm (Pack Of 10) |  |  | A Class | NOS | NOS | I-Inventory | FG-Finish Good |  | Spares | Scaler-Spares | Dental Equiment | Main Location | 90330000 |  | FIFO | Gulin Woodpecker | [8 empty] | 0 | 0 | 0 | 1 | 0 | [7 empty] | NOS | 1 |  | GW/IP/CS/WOODPECKER ENDO FILES/25MM (PACK OF 10)
IM06457 | Scaler Spares-Woodpecker- Led H/P Cable Of Scaler D3 |  |  | A Class | NOS | NOS | I-Inventory | FG-Finish Good |  | Spares | Scaler-Spares | Dental Equiment | Main Location | 90330000 |  | FIFO | Gulin Woodpecker | [8 empty] | 0 | 0 | 0 | 1 | 0 | [7 empty] | NOS | 1 |  | Gw/Sp/Woodpecker Led h/p Cable Of Scaler D3
IM06458 | Scaler-Spares-Local-Perio Curretes Tips |  |  | A Class | NOS | NOS | I-Inventory | FG-Finish Good |  | Spares | Scaler-Spares | Dental Equiment | Main Location | 90330000 |  | FIFO | Indian Product | [8 empty] | 0 | 0 | 0 | 1 | 0 | [7 empty] | NOS | 1 |  | IN/AC/PERIO CURRETES TIPS
IM06459 | Scaler Spares-NSK-Var 170 Lux-Nsk Various 170 Opt Handpiece |  |  | A Class | NOS | NOS | I-Inventory | FG-Finish Good |  | Spares | Scaler-Spares | Dental Equiment | Main Location | 90330000 |  | FIFO | NSK Nakanishi | [8 empty] | 0 | 0 | 0 | 1 | 0 | [7 empty] | NOS | 1 |  | NSK/SC/AC/VAR 170 LUX-NSK VARIOUS 170 OPT HANDPIECE
IM06460 | Scaler Spares-NSK-350 Lux Scaler Adapter |  |  | A Class | NOS | NOS | I-Inventory | FG-Finish Good |  | Spares | Scaler-Spares | Dental Equiment | Main Location | 90330000 |  | FIFO | NSK Nakanishi | [8 empty] | 0 | 0 | 0 | 1 | 0 | [7 empty] | NOS | 1 |  | NSK/SC/SP/350 LUX SCALER ADAPTER
IM06461 | Scaler Spares-NSK-350 Lux Scaler Cable |  |  | A Class | NOS | NOS | I-Inventory | FG-Finish Good |  | Spares | Scaler-Spares | Dental Equiment | Main Location | 90330000 |  | FIFO | NSK Nakanishi | [8 empty] | 0 | 0 | 0 | 1 | 0 | [7 empty] | NOS | 1 |  | NSK/SC/SP/350 LUX SCALER CABLE
IM06462 | Scaler Spares-NSK-350 Lux Scaler Foot Control |  |  | A Class | NOS | NOS | I-Inventory | FG-Finish Good |  | Spares | Scaler-Spares | Dental Equiment | Main Location | 90330000 |  | FIFO | NSK Nakanishi | [8 empty] | 0 | 0 | 0 | 1 | 0 | [7 empty] | NOS | 1 |  | NSK/SC/SP/350 LUX SCALER FOOT CONTROL
IM06463 | Scaler Spares-NSK-350 Lux Scaler Water Contoller |  |  | A Class | NOS | NOS | I-Inventory | FG-Finish Good |  | Spares | Scaler-Spares | Dental Equiment | Main Location | 90330000 |  | FIFO | NSK Nakanishi | [8 empty] | 0 | 0 | 0 | 1 | 0 | [7 empty] | NOS | 1 |  | NSK/SC/SP/350 LUX SCALER WATER CONTOLLER
IM06464 | Scaler Spares-NSK-350 Lux Scaler Water Filter Venturi Y9000691 |  |  | A Class | NOS | NOS | I-Inventory | FG-Finish Good |  | Spares | Scaler-Spares | Dental Equiment | Main Location | 90330000 |  | FIFO | NSK Nakanishi | [8 empty] | 0 | 0 | 0 | 1 | 0 | [7 empty] | NOS | 1 |  | NSK/SC/SP/350 LUX SCALER WATER FILTER VENTURI Y9000691
IM06465 | Scaler Spares-NSK-350 Lux Scaler Water Solenoid Valve |  |  | A Class | NOS | NOS | I-Inventory | FG-Finish Good |  | Spares | Scaler-Spares | Dental Equiment | Main Location | 90330000 |  | FIFO | NSK Nakanishi | [8 empty] | 0 | 0 | 0 | 1 | 0 | [7 empty] | NOS | 1 |  | NSK/SC/SP/350 LUX SCALER WATER SOLENOID VALVE
IM06466 | Scaler Spares-NSK-Various Optic Handpiece VA2 Lux |  |  | A Class | NOS | NOS | I-Inventory | FG-Finish Good |  | Spares | Scaler-Spares | Dental Equiment | Main Location | 90330000 |  | FIFO | NSK Nakanishi | [8 empty] | 0 | 0 | 0 | 1 | 0 | [7 empty] | NOS | 1 |  | NSK/SP/VARIOUS OPTIC HANDPIECE VA2 LUX
IM06467 | Scaler Spares-NSK-Tips-Nsk Scaler Tips G1 |  |  | A Class | NOS | NOS | I-Inventory | FG-Finish Good |  | Spares | Scaler-Spares | Dental Equiment | Main Location | 90330000 |  | FIFO | NSK Nakanishi | [8 empty] | 0 | 0 | 0 | 1 | 0 | [7 empty] | NOS | 1 |  | NSK/TI/AC/TIPS-NSK SCALER TIPS G1
IM06468 | Scaler Spares-NSK-Tips-Nsk Scaler Tips G2 Z217102 |  |  | A Class | NOS | NOS | I-Inventory | FG-Finish Good |  | Spares | Scaler-Spares | Dental Equiment | Main Location | 90330000 |  | FIFO | NSK Nakanishi | [8 empty] | 0 | 0 | 0 | 1 | 0 | [7 empty] | NOS | 1 |  | NSK/TI/AC/TIPS-NSK SCALER TIPS G2 Z217102
IM06469 | Scaler Spares-NSK-Tips-Nsk Scaler Tips G3 |  |  | A Class | NOS | NOS | I-Inventory | FG-Finish Good |  | Spares | Scaler-Spares | Dental Equiment | Main Location | 90330000 |  | FIFO | NSK Nakanishi | [8 empty] | 0 | 0 | 0 | 1 | 0 | [7 empty] | NOS | 1 |  | NSK/TI/AC/TIPS-NSK SCALER TIPS G3
IM06470 | Scaler Spares-NSK-Tips-Nsk Scaler Tips G4 Z217104 |  |  | A Class | NOS | NOS | I-Inventory | FG-Finish Good |  | Spares | Scaler-Spares | Dental Equiment | Main Location | 90330000 |  | FIFO | NSK Nakanishi | [8 empty] | 0 | 0 | 0 | 1 | 0 | [7 empty] | NOS | 1 |  | NSK/TI/AC/TIPS-NSK SCALER TIPS G4 Z217104
IM06471 | Scaler Spares-NSK-Tips-Nsk Scaler Tips G4-E Z291104 |  |  | A Class | NOS | NOS | I-Inventory | FG-Finish Good |  | Spares | Scaler-Spares | Dental Equiment | Main Location | 90330000 |  | FIFO | NSK Nakanishi | [8 empty] | 0 | 0 | 0 | 1 | 0 | [7 empty] | NOS | 1 |  | NSK/TI/AC/TIPS-NSK SCALER TIPS G4-E Z291104
IM06472 | Scaler Spares-NSK-Tips-Nsk Scaler Tips G6 Z217106 |  |  | A Class | NOS | NOS | I-Inventory | FG-Finish Good |  | Spares | Scaler-Spares | Dental Equiment | Main Location | 90330000 |  | FIFO | NSK Nakanishi | [8 empty] | 0 | 0 | 0 | 1 | 0 | [7 empty] | NOS | 1 |  | NSK/TI/AC/TIPS-NSK SCALER TIPS G6 Z217106
IM06473 | Scaler Spares-NSK-Tips-Nsk Scaler Tips G8 Z217108 |  |  | A Class | NOS | NOS | I-Inventory | FG-Finish Good |  | Spares | Scaler-Spares | Dental Equiment | Main Location | 90330000 |  | FIFO | NSK Nakanishi | [8 empty] | 0 | 0 | 0 | 1 | 0 | [7 empty] | NOS | 1 |  | NSK/TI/AC/TIPS-NSK SCALER TIPS G8 Z217108
IM06474 | Scaler Spares-NSK-Var 170 Lux-Nsk Var 170 N-Opt H/P |  |  | A Class | NOS | NOS | I-Inventory | FG-Finish Good |  | Spares | Scaler-Spares | Dental Equiment | Main Location | 90330000 |  | FIFO | NSK Nakanishi | [8 empty] | 0 | 0 | 0 | 1 | 0 | [7 empty] | NOS | 1 |  | NSK/SC/AC/VAR 170 LUX-NSK VAR 170 N-OPT H/P
IM06475 | Scaler Spares-SKL-Scaler Display Pcb/Keyboard |  |  | A Class | NOS | NOS | I-Inventory | FG-Finish Good |  | Spares | Scaler-Spares | Dental Equiment | Main Location | 90330000 |  | FIFO | SKL | [8 empty] | 0 | 0 | 0 | 1 | 0 | [7 empty] | NOS | 1 |  | SKL/SC/SP/SCALER DISPLAY PCB/KEYBOARD
IM06476 | Scaler Spares-SKL-Scaler Complete Tip Set |  |  | A Class | NOS | NOS | I-Inventory | FG-Finish Good |  | Spares | Scaler-Spares | Dental Equiment | Main Location | 90330000 |  | FIFO | SKL | [8 empty] | 0 | 0 | 0 | 1 | 0 | [7 empty] | NOS | 1 |  | SKL/SC/AC/SCALER COMPLETE TIP SET
IM06477 | Scaler Spares-SKL-Skl Cable For Scaler |  |  | A Class | NOS | NOS | I-Inventory | FG-Finish Good |  | Spares | Scaler-Spares | Dental Equiment | Main Location | 90330000 |  | FIFO | SKL | [8 empty] | 0 | 0 | 0 | 1 | 0 | [7 empty] | NOS | 1 |  | SKL/SC/AC/SKL CABLE FOR SCALER
IM06478 | Scaler Spares-SKL-Skl Main Board For Main Unit |  |  | A Class | NOS | NOS | I-Inventory | FG-Finish Good |  | Spares | Scaler-Spares | Dental Equiment | Main Location | 90330000 |  | FIFO | SKL | [8 empty] | 0 | 0 | 0 | 1 | 0 | [7 empty] | NOS | 1 |  | SKL/SC/AC/SKL MAIN BOARD FOR MAIN UNIT
IM06479 | Scaler Spares-SKL-Skl Scaler Unit Lower Body |  |  | A Class | NOS | NOS | I-Inventory | FG-Finish Good |  | Spares | Scaler-Spares | Dental Equiment | Main Location | 90330000 |  | FIFO | SKL | [8 empty] | 0 | 0 | 0 | 1 | 0 | [7 empty] | NOS | 1 |  | SKL/SC/AC/SKL SCALER UNIT LOWER BODY
IM06480 | Scaler Spares-SKL-Skl Scaler Unit Upper Body |  |  | A Class | NOS | NOS | I-Inventory | FG-Finish Good |  | Spares | Scaler-Spares | Dental Equiment | Main Location | 90330000 |  | FIFO | SKL | [8 empty] | 0 | 0 | 0 | 1 | 0 | [7 empty] | NOS | 1 |  | SKL/SC/AC/SKL SCALER UNIT UPPER BODY
IM06481 | Scaler Spares-SKL-Skl Tip Wernch |  |  | A Class | NOS | NOS | I-Inventory | FG-Finish Good |  | Spares | Scaler-Spares | Dental Equiment | Main Location | 90330000 |  | FIFO | SKL | [8 empty] | 0 | 0 | 0 | 1 | 0 | [7 empty] | NOS | 1 |  | SKL/SC/AC/SKL TIP WERNCH
IM06482 | Scaler Spares-SKL-Skl Water Tube |  |  | A Class | NOS | NOS | I-Inventory | FG-Finish Good |  | Spares | Scaler-Spares | Dental Equiment | Main Location | 90330000 |  | FIFO | SKL | [8 empty] | 0 | 0 | 0 | 1 | 0 | [7 empty] | NOS | 1 |  | SKL/SC/AC/SKL WATER TUBE
IM06483 | Scaler Spares-SKL-Scaler Display Pcb Cover |  |  | A Class | NOS | NOS | I-Inventory | FG-Finish Good |  | Spares | Scaler-Spares | Dental Equiment | Main Location | 90330000 |  | FIFO | SKL | [8 empty] | 0 | 0 | 0 | 1 | 0 | [7 empty] | NOS | 1 |  | SKL/SC/SP/SCALER DISPLAY PCB COVER
IM06484 | Scaler Spares-SKL-Scaler Handpiece |  |  | A Class | NOS | NOS | I-Inventory | FG-Finish Good |  | Spares | Scaler-Spares | Dental Equiment | Main Location | 90330000 |  | FIFO | SKL | [8 empty] | 0 | 0 | 0 | 1 | 0 | [7 empty] | NOS | 1 |  | SKL/SC/SP/SCALER HANDPIECE
IM06485 | Scaler Spares-SKL-Scaler Handpiece Holder Stand |  |  | A Class | NOS | NOS | I-Inventory | FG-Finish Good |  | Spares | Scaler-Spares | Dental Equiment | Main Location | 90330000 |  | FIFO | SKL | [8 empty] | 0 | 0 | 0 | 1 | 0 | [7 empty] | NOS | 1 |  | SKL/SC/SP/SCALER HANDPIECE HOLDER STAND
IM06486 | Scaler Spares-SKL-Scaler Power Pcb |  |  | A Class | NOS | NOS | I-Inventory | FG-Finish Good |  | Spares | Scaler-Spares | Dental Equiment | Main Location | 90330000 |  | FIFO | SKL | [8 empty] | 0 | 0 | 0 | 1 | 0 | [7 empty] | NOS | 1 |  | SKL/SC/SP/SCALER POWER PCB
IM06487 | Scaler Spares-SKL-Scaler Solenoid Valve |  |  | A Class | NOS | NOS | I-Inventory | FG-Finish Good |  | Spares | Scaler-Spares | Dental Equiment | Main Location | 90330000 |  | FIFO | SKL | [8 empty] | 0 | 0 | 0 | 1 | 0 | [7 empty] | NOS | 1 |  | SKL/SC/SP/SCALER SOLENOID VALVE
IM06488 | Scaler Spares-SKL-Scaler Water Control |  |  | A Class | NOS | NOS | I-Inventory | FG-Finish Good |  | Spares | Scaler-Spares | Dental Equiment | Main Location | 90330000 |  | FIFO | SKL | [8 empty] | 0 | 0 | 0 | 1 | 0 | [7 empty] | NOS | 1 |  | SKL/SC/SP/SCALER WATER CONTROL
IM06489 | Scaler Spares-SKL-Scaler Water Pump For Scaler |  |  | A Class | NOS | NOS | I-Inventory | FG-Finish Good |  | Spares | Scaler-Spares | Dental Equiment | Main Location | 90330000 |  | FIFO | SKL | [8 empty] | 0 | 0 | 0 | 1 | 0 | [7 empty] | NOS | 1 |  | SKL/SC/SP/SCALER WATER PUMP FOR SCALER
IM06490 | Scaler Spares- Woodpecker Scaler Vibration Controller Knob |  |  | A Class | NOS | NOS | I-Inventory | FG-Finish Good |  | Spares | Scaler-Spares | Dental Equiment | Main Location | 90330000 |  | FIFO | Gulin Woodpecker | [8 empty] | 0 | 0 | 0 | 1 | 0 | [7 empty] | NOS | 1 |  | GW/SC/SP/WOODPECKER SCALER VIBRATION CONTROLLER KNOB
IM06491 | Scaler Spares-Woodpecker Ultrasurgery 60W TIP UP4 |  |  | A Class | NOS | NOS | I-Inventory | FG-Finish Good |  | Spares | Scaler-Spares | Dental Equiment | Main Location | 90184900 |  | FIFO | Gulin Woodpecker | [8 empty] | 0 | 0 | 0 | 1 | 0 | [7 empty] | NOS | 1 |  | GW/US/SP/WOODPECKER PIEZO-ULTRASURGERY 60W TIP UP4
IM06492 | Scaler Spares-Woodpecker Ultrasurgery 60W TIP UP5 |  |  | A Class | NOS | NOS | I-Inventory | FG-Finish Good |  | Spares | Scaler-Spares | Dental Equiment | Main Location | 90184900 |  | FIFO | Gulin Woodpecker | [8 empty] | 0 | 0 | 0 | 1 | 0 | [7 empty] | NOS | 1 |  | GW/US/SP/WOODPECKER PIEZO-ULTRASURGERY 60W TIP UP5
IM06493 | Scaler Spares-Tips- Bonart Scaler Tips(Bs)-3 |  |  | A Class | NOS | NOS | I-Inventory | FG-Finish Good |  | Spares | Scaler-Spares | Dental Equiment | Main Location | 90330000 |  | FIFO | Bonart | [8 empty] | 0 | 0 | 0 | 1 | 0 | [7 empty] | NOS | 1 |  | BO/HP/SP/TIPS- BONART SCALER TIPS(BS)-3
IM06494 | Scaler Spares-Tips-Bonart Scaler Tips Bs-2 |  |  | A Class | NOS | NOS | I-Inventory | FG-Finish Good |  | Spares | Scaler-Spares | Dental Equiment | Main Location | 90330000 |  | FIFO | Bonart | [8 empty] | 0 | 0 | 0 | 1 | 0 | [7 empty] | NOS | 1 |  | BO/HP/SP/TIPS-BONART SCALER TIPS BS-2
IM06495 | Scaler Spares-Tips-Bonart Scaler Tips E-5 |  |  | A Class | NOS | NOS | I-Inventory | FG-Finish Good |  | Spares | Scaler-Spares | Dental Equiment | Main Location | 90330000 |  | FIFO | Bonart | [8 empty] | 0 | 0 | 0 | 1 | 0 | [7 empty] | NOS | 1 |  | BO/HP/SP/TIPS-BONART SCALER TIPS E-5
IM06496 | Scaler Spares-Tips-Bonart Scaler Tips(BS)-1 |  |  | A Class | NOS | NOS | I-Inventory | FG-Finish Good |  | Spares | Scaler-Spares | Dental Equiment | Main Location | 90330000 |  | FIFO | Bonart | [8 empty] | 0 | 0 | 0 | 1 | 0 | [7 empty] | NOS | 1 |  | BO/HP/SP/TIPS-BONART SCALER TIPS(BS)-1
IM06497 | Scaler Spares-Bonart Digital Scaler Without Handpiece |  |  | A Class | NOS | NOS | I-Inventory | FG-Finish Good |  | Spares | Scaler-Spares | Dental Equiment | Main Location | 90330000 |  | FIFO | Bonart | [8 empty] | 0 | 0 | 0 | 1 | 0 | [7 empty] | NOS | 1 |  | Bo/Sc/Sp/Bonart Digital Scaler Without Handpiece
IM06498 | Scaler Spares-Bonart Piezon Digital Scaler P6 Led |  |  | A Class | NOS | NOS | I-Inventory | FG-Finish Good |  | Spares | Scaler-Spares | Dental Equiment | Main Location | 90330000 |  | FIFO | Bonart | [8 empty] | 0 | 0 | 0 | 1 | 0 | [7 empty] | NOS | 1 |  | BO/SC/SP/BONART PIEZON DIGITAL SCALER P6 LED
IM06499 | Scaler Spares-Tips-Bonart Scaler Tips Be-2 |  |  | A Class | NOS | NOS | I-Inventory | FG-Finish Good |  | Spares | Scaler-Spares | Dental Equiment | Main Location | 90330000 |  | FIFO | Bonart | [8 empty] | 0 | 0 | 0 | 1 | 0 | [7 empty] | NOS | 1 |  | BO/TI/AC/TIPS-BONART SCALER TIPS BE-2
IM06500 | Scaler Spares-Tips-Bonart Scaler Tips Be-3 |  |  | A Class | NOS | NOS | I-Inventory | FG-Finish Good |  | Spares | Scaler-Spares | Dental Equiment | Main Location | 90330000 |  | FIFO | Bonart | [8 empty] | 0 | 0 | 0 | 1 | 0 | [7 empty] | NOS | 1 |  | BO/TI/AC/TIPS-BONART SCALER TIPS BE-3
IM06501 | Scaler Spares-Tips-Bonart Scaler Tips(Be)-1 |  |  | A Class | NOS | NOS | I-Inventory | FG-Finish Good |  | Spares | Scaler-Spares | Dental Equiment | Main Location | 90330000 |  | FIFO | Bonart | [8 empty] | 0 | 0 | 0 | 1 | 0 | [7 empty] | NOS | 1 |  | BO/TI/AC/TIPS-BONART SCALER TIPS(BE)-1
IM06502 | Dental Scalers Spares-Handpeices for Scalers PB-III |  |  | A Class | NOS | NOS | I-Inventory | FG-Finish Good |  | Spares | Scaler-Spares | Dental Equiment | Main Location | 90330000 |  | FIFO | Bonart | [8 empty] | 0 | 0 | 0 | 1 | 0 | [7 empty] | NOS | 1 |  | BO/SC/SP/HANDPIECE FOR SCALER PB-III
IM06503 | Sealing Machine-Fomos-Sealing Machine Model FO Seal |  |  | A Class | NOS | NOS | I-Inventory | FG-Finish Good |  | Equipment | Sealing Machine | Dental Equiment | Main Location | 90330000 |  | FIFO | Fomos Zhejiang | [8 empty] | 0 | 0 | 0 | 1 | 0 | [7 empty] | NOS | 1 |  | FM/AC/DENTAL FOMOS SEALING MACHINE MODEL FO SEAL
IM06504 | Sealing Machine- Dental Sealing Machine Model Sella-I-30C |  |  | A Class | NOS | NOS | I-Inventory | FG-Finish Good |  | Equipment | Sealing Machine | Dental Equiment | Main Location | 90330000 |  | FIFO | Cristofolio | [8 empty] | 0 | 0 | 0 | 1 | 0 | [7 empty] | NOS | 1 |  | CR/AC/ DENTAL SEALING MACHINE MODEL SELLA-I-30C
IM06505 | Sealing Machine- Shield- Dental Sealing mchine Model Seal-SM01 |  |  | A Class | NOS | NOS | I-Inventory | FG-Finish Good |  | Equipment | Sealing Machine | Dental Equiment | Main Location | 84223000 |  | FIFO | Shield | [8 empty] | 0 | 0 | 0 | 1 | 0 | [7 empty] | NOS | 1 |  | SM/SM/MC/SHIELD DENTAL SEALING MACHINE MODEL SEAL-SM01
IM06506 | Sealing Machine- Runyes Model Seal 120 |  |  | A Class | NOS | NOS | I-Inventory | FG-Finish Good |  | Equipment | Sealing Machine | Dental Equiment | Main Location | 84223000 |  | FIFO | Runyes | [8 empty] | 0 | 0 | 0 | 1 | 0 | [7 empty] | NOS | 1 |  | RN/AC/ DENTAL SEALING MACHINE MODEL SEAL - 120
IM06507 | Sealing Machine- Runyes Model Seal 80 |  |  | A Class | NOS | NOS | I-Inventory | FG-Finish Good |  | Equipment | Sealing Machine | Dental Equiment | Main Location | 90330000 |  | FIFO | Runyes | [8 empty] | 0 | 0 | 0 | 1 | 0 | [7 empty] | NOS | 1 |  | RN/AC/ DENTAL SEALING MACHINE MODEL SEAL - 80
IM06508 | Sealing Machine Accessories-Fomos- Cutter |  |  | A Class | NOS | NOS | I-Inventory | FG-Finish Good |  | Accessories | Sealing Machine-Accessories | Dental Equiment | Main Location | 90330000 |  | FIFO | Fomos Zhejiang | [8 empty] | 0 | 0 | 0 | 1 | 0 | [7 empty] | NOS | 1 |  | FM/AC/DENTAL FOMOS SEALING MACHINE CUTTER
IM06509 | Sealing Machine Accessories-Fomos- Cutter lever |  |  | A Class | NOS | NOS | I-Inventory | FG-Finish Good |  | Accessories | Sealing Machine-Accessories | Dental Equiment | Main Location | 90330000 |  | FIFO | Fomos Zhejiang | [8 empty] | 0 | 0 | 0 | 1 | 0 | [7 empty] | NOS | 1 |  | FM/AC/DENTAL FOMOS SEALING MACHINE CUTTER LEVER
IM06510 | Sealing Machine Accessories-Fomos- Lever Cap |  |  | A Class | NOS | NOS | I-Inventory | FG-Finish Good |  | Accessories | Sealing Machine-Accessories | Dental Equiment | Main Location | 90330000 |  | FIFO | Fomos Zhejiang | [8 empty] | 0 | 0 | 0 | 1 | 0 | [7 empty] | NOS | 1 |  | FM/AC/DENTAL FOMOS SEALING MACHINE LEVER CAP
IM06511 | Sealing Machine Accessories-Fomos-Lever Part |  |  | A Class | NOS | NOS | I-Inventory | FG-Finish Good |  | Accessories | Sealing Machine-Accessories | Dental Equiment | Main Location | 90330000 |  | FIFO | Fomos Zhejiang | [8 empty] | 0 | 0 | 0 | 1 | 0 | [7 empty] | NOS | 1 |  | FM/AC/DENTAL FOMOS- SEALING MACHINE LEVER PART
IM06512 | Sealing Machine Accessories-Fomos- Side Cap |  |  | A Class | NOS | NOS | I-Inventory | FG-Finish Good |  | Accessories | Sealing Machine-Accessories | Dental Equiment | Main Location | 90330000 |  | FIFO | Fomos Zhejiang | [8 empty] | 0 | 0 | 0 | 1 | 0 | [7 empty] | NOS | 1 |  | FM/AC/DENTAL FOMOS SEALING MACHINE SIDE CAP
IM06513 | Sealing Machine Spares- Fomos Sealing Machine PCB |  |  | A Class | NOS | NOS | I-Inventory | FG-Finish Good |  | Spares | Sealing Machine-Spares | Dental Equiment | Main Location | 90330000 |  | FIFO | Fomos Zhejiang | [8 empty] | 0 | 0 | 0 | 1 | 0 | [7 empty] | NOS | 1 |  | FM/AC/SP/DENTAL FOMOS SEALING MACHINE PCB
IM06514 | Sealing Machine Spares- Fomos- Heating Element |  |  | A Class | NOS | NOS | I-Inventory | FG-Finish Good |  | Spares | Sealing Machine-Spares | Dental Equiment | Main Location | 90330000 |  | FIFO | Fomos Zhejiang | [8 empty] | 0 | 0 | 0 | 1 | 0 | [7 empty] | NOS | 1 |  | FM/SM/AC/DENTAL FOMOS SEALING MACHINE HEATING ELEMENT
IM06515 | Sealing Machine Spares- Fomos- Left Side Lever |  |  | A Class | NOS | NOS | I-Inventory | FG-Finish Good |  | Spares | Sealing Machine-Spares | Dental Equiment | Main Location | 90330000 |  | FIFO | Fomos Zhejiang | [8 empty] | 0 | 0 | 0 | 1 | 0 | [7 empty] | NOS | 1 |  | FM/SM/AC/DENTAL FOMOS SEALING MACHINE LEFT SIDE LEVER
IM06516 | Sealing Machine Spares-Fomos- Lower Body |  |  | A Class | NOS | NOS | I-Inventory | FG-Finish Good |  | Spares | Sealing Machine-Spares | Dental Equiment | Main Location | 90330000 |  | FIFO | Fomos Zhejiang | [8 empty] | 0 | 0 | 0 | 1 | 0 | [7 empty] | NOS | 1 |  | FM/SM/AC/DENTAL FOMOS SEALING MACHINE LOWER BODY
IM06517 | Sealing Machine Spares-Fomos- Right Side Lever |  |  | A Class | NOS | NOS | I-Inventory | FG-Finish Good |  | Spares | Sealing Machine-Spares | Dental Equiment | Main Location | 90330000 |  | FIFO | Fomos Zhejiang | [8 empty] | 0 | 0 | 0 | 1 | 0 | [7 empty] | NOS | 1 |  | FM/SM/AC/DENTAL FOMOS SEALING MACHINE RIGHT SIDE LEVER
IM06518 | Sealing Machine Spares-Fomos- Support Resisteance Silicon |  |  | A Class | NOS | NOS | I-Inventory | FG-Finish Good |  | Spares | Sealing Machine-Spares | Dental Equiment | Main Location | 90330000 |  | FIFO | Fomos Zhejiang | [8 empty] | 0 | 0 | 0 | 1 | 0 | [7 empty] | NOS | 1 |  | FM/SM/AC/DENTAL FOMOS SEALING MACHINE SUPPORT RESISTEANCE SILICON
IM06519 | Sealing Machine Spares-Fomos- Support Sealing |  |  | A Class | NOS | NOS | I-Inventory | FG-Finish Good |  | Spares | Sealing Machine-Spares | Dental Equiment | Main Location | 90330000 |  | FIFO | Fomos Zhejiang | [8 empty] | 0 | 0 | 0 | 1 | 0 | [7 empty] | NOS | 1 |  | FM/SM/AC/DENTAL FOMOS SEALING MACHINE SUPPORT SEALING
IM06520 | Sealing Machine Spares-Fomos- Upper Body |  |  | A Class | NOS | NOS | I-Inventory | FG-Finish Good |  | Spares | Sealing Machine-Spares | Dental Equiment | Main Location | 90330000 |  | FIFO | Fomos Zhejiang | [8 empty] | 0 | 0 | 0 | 1 | 0 | [7 empty] | NOS | 1 |  | FM/SM/AC/DENTAL FOMOS SEALING MACHINE UPPER BODY
IM06521 | Sealing Machine Spares-Runyes-Dental Runyes Sealer Machine Cutter Blade |  |  | A Class | NOS | NOS | I-Inventory | FG-Finish Good |  | Spares | Sealing Machine-Spares | Dental Equiment | Main Location | 90330000 |  | FIFO | Runyes | [8 empty] | 0 | 0 | 0 | 1 | 0 | [7 empty] | NOS | 1 |  | RN/SL/SP/DENTAL RUNYES SEALER MACHINE CUTTER BLADE
IM06522 | Sealing Machine Spares-Runyes-Dental Runyes Sealer Machine Holder 1 |  |  | A Class | NOS | NOS | I-Inventory | FG-Finish Good |  | Spares | Sealing Machine-Spares | Dental Equiment | Main Location | 90330000 |  | FIFO | Runyes | [8 empty] | 0 | 0 | 0 | 1 | 0 | [7 empty] | NOS | 1 |  | RN/SL/SP/DENTAL RUNYES SEALER MACHINE HOLDER 1
IM06523 | Sealing Machine Spares-Runyes-Dental Runyes Sealer Machine Holder 2 |  |  | A Class | NOS | NOS | I-Inventory | FG-Finish Good |  | Spares | Sealing Machine-Spares | Dental Equiment | Main Location | 90330000 |  | FIFO | Runyes | [8 empty] | 0 | 0 | 0 | 1 | 0 | [7 empty] | NOS | 1 |  | RN/SL/SP/DENTAL RUNYES SEALER MACHINE HOLDER 2
IM06524 | Sealing Machine Spares-Runyes-Dental Runyes Sealer Machine Holder 3 |  |  | A Class | NOS | NOS | I-Inventory | FG-Finish Good |  | Spares | Sealing Machine-Spares | Dental Equiment | Main Location | 90330000 |  | FIFO | Runyes | [8 empty] | 0 | 0 | 0 | 1 | 0 | [7 empty] | NOS | 1 |  | RN/SL/SP/DENTAL RUNYES SEALER MACHINE HOLDER 3
IM06525 | Sealing Machine Spares-Runyes-Dental Runyes Sealer Machine Thermostat Adjustable Thermostat |  |  | A Class | NOS | NOS | I-Inventory | FG-Finish Good |  | Spares | Sealing Machine-Spares | Dental Equiment | Main Location | 90330000 |  | FIFO | Runyes | [8 empty] | 0 | 0 | 0 | 1 | 0 | [7 empty] | NOS | 1 |  | RN/SL/SP/DENTAL RUNYES SEALER MACHINE THERMOSTAT ADJUSTABLE THERMOSTAT
IM06526 | Servo Stablizer Spares- Dawn Digital Control Relays |  |  | A Class | NOS | NOS | I-Inventory | FG-Finish Good |  | Spares | Servo Stablizer Spares | Dental Equiment | Main Location | 90330000 |  | FIFO | Indian Product | [8 empty] | 0 | 0 | 0 | 1 | 0 | [7 empty] | NOS | 1 |  | Dd/Sp/Dawn Digital Control Relays
IM06527 | Servo Stablizer Spares- Dawn Digital Control Transformer 12V |  |  | A Class | NOS | NOS | I-Inventory | FG-Finish Good |  | Spares | Servo Stablizer Spares | Dental Equiment | Main Location | 90330000 |  | FIFO | Indian Product | [8 empty] | 0 | 0 | 0 | 1 | 0 | [7 empty] | NOS | 1 |  | Dd/Sp/Dawn Digital Control Transformer 12v
IM06528 | Servo Stablizer Spares- Dawn Digital Control Transformer 18V |  |  | A Class | NOS | NOS | I-Inventory | FG-Finish Good |  | Spares | Servo Stablizer Spares | Dental Equiment | Main Location | 90330000 |  | FIFO | Indian Product | [8 empty] | 0 | 0 | 0 | 1 | 0 | [7 empty] | NOS | 1 |  | Dd/Sp/Dawn Digital Control Transformer 18v
IM06529 | Servo Stablizer Spares- Dawn Digital Varic Transformer 3 KVA |  |  | A Class | NOS | NOS | I-Inventory | FG-Finish Good |  | Spares | Servo Stablizer Spares | Dental Equiment | Main Location | 90330000 |  | FIFO | Indian Product | [8 empty] | 0 | 0 | 0 | 1 | 0 | [7 empty] | NOS | 1 |  | DD/SP/DAWN DIGITAL VARIC TRASFORMER 3KVA
IM06530 | Servo Stablizer Spares- Dawn Digital Voltmeter and Ammeter |  |  | A Class | NOS | NOS | I-Inventory | FG-Finish Good |  | Spares | Servo Stablizer Spares | Dental Equiment | Main Location | 90330000 |  | FIFO | Indian Product | [8 empty] | 0 | 0 | 0 | 1 | 0 | [7 empty] | NOS | 1 |  | DD/SP/DAWN DIGITAL VOLTMETER AND AMMETER
IM06531 | Servo Stablizer Spares- Dawn Digital Servo Voltage Control Cards |  |  | A Class | NOS | NOS | I-Inventory | FG-Finish Good |  | Spares | Servo Stablizer Spares | Dental Equiment | Main Location | 90330000 |  | FIFO | Indian Product | [8 empty] | 0 | 0 | 0 | 1 | 0 | [7 empty] | NOS | 1 |  | DD/SP/DIGITAL DAWN SERVO VOLTAGE CONTROL CARDS
IM06532 | Servo Stablizer Spares- Dawn Digital Varic Transformer Motor |  |  | A Class | NOS | NOS | I-Inventory | FG-Finish Good |  | Spares | Servo Stablizer Spares | Dental Equiment | Main Location | 90330000 |  | FIFO | Indian Product | [8 empty] | 0 | 0 | 0 | 1 | 0 | [7 empty] | NOS | 1 |  | DD/SU/SP/DAWN DIGITAL VARIC TRASFORMER MOTOR
IM06533 | Dental Surgical Laser System-Biolase EPIC 10W |  |  | A Class | NOS | NOS | I-Inventory | FG-Finish Good |  | Equipment | Soft Tissue Laser | Dental Equiment | Main Location | 90184900 |  | FIFO | Biolase | [8 empty] | 0 | 0 | 0 | 1 | 0 | [7 empty] | NOS | 1 |  | BL/LS/MC/DENTAL SURGICAL LASER SYSTEM EPIC 10 W
IM06534 | Dental Surgical Laser-Elexon- Laser System Nano |  |  | A Class | NOS | NOS | I-Inventory | FG-Finish Good |  | Equipment | Soft Tissue Laser | Dental Equiment | Main Location | 90184900 |  | FIFO | Elexon | [8 empty] | 0 | 0 | 0 | 1 | 0 | [7 empty] | NOS | 1 |  | EL/LS/MC/DENTAL SURGICAL LASER SYSTEM NANO
IM06535 | Dental Surgical Laser-Elexon- Laser System Pico 5W |  |  | A Class | NOS | NOS | I-Inventory | FG-Finish Good |  | Equipment | Soft Tissue Laser | Dental Equiment | Main Location | 90184900 |  | FIFO | Elexon | [8 empty] | 0 | 0 | 0 | 1 | 0 | [7 empty] | NOS | 1 |  | EL/LS/MC/DENTAL SURGICAL LASER SYSTEM PICO 5W
IM06536 | Dental Surgical Laser-Elexon- Laser System Pico 5W F/C |  |  | A Class | NOS | NOS | I-Inventory | FG-Finish Good |  | Equipment | Soft Tissue Laser | Dental Equiment | Main Location | 90184900 |  | FIFO | Elexon | [8 empty] | 0 | 0 | 0 | 1 | 0 | [7 empty] | NOS | 1 |  | EL/LS/MC/DENTAL SURGICAL LASER SYSTEM PICO 5W F/C
IM06537 | Dental Surgical Laser System-Biolase I Lase 5W |  |  | A Class | NOS | NOS | I-Inventory | FG-Finish Good |  | Equipment | Soft Tissue Laser | Dental Equiment | Main Location | 90184900 |  | FIFO | Biolase | [8 empty] | 0 | 0 | 0 | 1 | 0 | [7 empty] | NOS | 1 |  | BL/LS/MC/DENTAL SURGICAL LASER SYSTEM ILASE 5W
IM06538 | Dental Surgical Laser System-Biolase Epic-Pro |  |  | A Class | NOS | NOS | I-Inventory | FG-Finish Good |  | Equipment | Soft Tissue Laser | Dental Equiment | Main Location | 90184900 |  | FIFO | Biolase | [8 empty] | 0 | 0 | 0 | 1 | 0 | [7 empty] | NOS | 1 |  | BL/LS/MC/DENTAL SURGICAL LASER SYSTEM MOD. EPIC PRO
IM06539 | Dental Surgical Laser System-Biolase Epic-X |  |  | A Class | NOS | NOS | I-Inventory | FG-Finish Good |  | Equipment | Soft Tissue Laser | Dental Equiment | Main Location | 90184900 |  | FIFO | Biolase | [8 empty] | 0 | 0 | 0 | 1 | 0 | [7 empty] | NOS | 1 |  | BL/LS/MC/DENTAL SURGICAL LASER SYSTEM MOD. EPIC -X
IM06540 | Dental Surigcal Laser Accessories-Boxes For Claros Pico 11841 |  |  | A Class | NOS | NOS | I-Inventory | FG-Finish Good |  | Accessories | Soft Tissue Laser-Accessories | Dental Equiment | Main Location | 90184900 |  | FIFO | Elexon | [8 empty] | 0 | 0 | 0 | 1 | 0 | [7 empty] | NOS | 1 |  | EL/LS/AC/BOXES FUR CLAROS PICO 11841
IM06541 | Dental Surigcal Laser Accessories-Laser Google |  |  | A Class | NOS | NOS | I-Inventory | FG-Finish Good |  | Accessories | Soft Tissue Laser-Accessories | Dental Equiment | Main Location | 90184900 |  | FIFO | Elexon | [8 empty] | 0 | 0 | 0 | 1 | 0 | [7 empty] | NOS | 1 |  | EL/LS/PICO 5W /LASER GOOGLE
IM06542 | Dental Surigcal Laser Accessories-Laser Tip Set |  |  | A Class | NOS | NOS | I-Inventory | FG-Finish Good |  | Accessories | Soft Tissue Laser-Accessories | Dental Equiment | Main Location | 90184900 |  | FIFO | Elexon | [8 empty] | 0 | 0 | 0 | 1 | 0 | [7 empty] | NOS | 1 |  | EL/LS/PICO 5W /LASER TIP SET
IM06543 | Dental Surgical Laser Accessories -Biolase-Deep Tissue Hand Piece for Bio-Stimulation |  |  | A Class | NOS | NOS | I-Inventory | FG-Finish Good |  | Accessories | Soft Tissue Laser-Accessories | Dental Equiment | Main Location | 90184900 |  | FIFO | Biolase | [8 empty] | 0 | 0 | 0 | 1 | 0 | [7 empty] | NOS | 1 |  | BL/AC/DEEP TISSUE H/P FOR BIO-STIMULATION/EPIC
IM06544 | Dental Surigcal Laser Accessories-Biolase- Bleaching Get Kit Pack of 5 Pcs |  |  | A Class | NOS | NOS | I-Inventory | FG-Finish Good |  | Accessories | Soft Tissue Laser-Accessories | Dental Equiment | Main Location | 90184900 |  | FIFO | Biolase | [8 empty] | 0 | 0 | 0 | 1 | 0 | [7 empty] | NOS | 1 |  | BL/AC/EPIC/ BLEACHING GEL KIT PACK OF 5 PCS
IM06545 | Dental Surgical Laser Accessories-Bleaching Handpieces |  |  | A Class | NOS | NOS | I-Inventory | FG-Finish Good |  | Accessories | Soft Tissue Laser-Accessories | Dental Equiment | Main Location | 90184900 |  | FIFO | Biolase | [8 empty] | 0 | 0 | 0 | 1 | 0 | [7 empty] | NOS | 1 |  | BL/AC/EPIC/ EZLAZE BLEACHING HANDPIECE
IM06546 | Dental Surigcal Laser Accessories-Biolase- Endo Tip - E2-20 MM |  |  | A Class | NOS | NOS | I-Inventory | FG-Finish Good |  | Accessories | Soft Tissue Laser-Accessories | Dental Equiment | Main Location | 90184900 |  | FIFO | Biolase | [8 empty] | 0 | 0 | 0 | 1 | 0 | [7 empty] | NOS | 1 |  | BL/AC/EZTIPS/ENDO/E200-20MM
IM06547 | Dental Surigcal Laser Accessories-Biolase- Endo Tip - E2-14 MM |  |  | A Class | NOS | NOS | I-Inventory | FG-Finish Good |  | Accessories | Soft Tissue Laser-Accessories | Dental Equiment | Main Location | 90184900 |  | FIFO | Biolase | [8 empty] | 0 | 0 | 0 | 1 | 0 | [7 empty] | NOS | 1 |  | BL/AC/EZTIPS/ENDO/E2-14MM
IM06548 | Dental Surigcal Laser Accessories-Biolase- Perio Tip- E3-7 MM |  |  | A Class | NOS | NOS | I-Inventory | FG-Finish Good |  | Accessories | Soft Tissue Laser-Accessories | Dental Equiment | Main Location | 90184900 |  | FIFO | Biolase | [8 empty] | 0 | 0 | 0 | 1 | 0 | [7 empty] | NOS | 1 |  | BL/AC/EZTIPS/PERIO/E3-7MM
IM06549 | Dental Surigcal Laser Accessories-Biolase- Perio Tip- E3-9 MM |  |  | A Class | NOS | NOS | I-Inventory | FG-Finish Good |  | Accessories | Soft Tissue Laser-Accessories | Dental Equiment | Main Location | 90184900 |  | FIFO | Biolase | [8 empty] | 0 | 0 | 0 | 1 | 0 | [7 empty] | NOS | 1 |  | BL/AC/EZTIPS/PERIO/E3-9MM
IM06550 | Dental Surigcal Laser Accessories-Biolase- Perio Tip- E4-9 MM |  |  | A Class | NOS | NOS | I-Inventory | FG-Finish Good |  | Accessories | Soft Tissue Laser-Accessories | Dental Equiment | Main Location | 90184900 |  | FIFO | Biolase | [8 empty] | 0 | 0 | 0 | 1 | 0 | [7 empty] | NOS | 1 |  | BL/AC/EZTIPS/PERIO/E4-9MM
IM06551 | Dental Surigcal Laser Accessories-Biolase-Surgical Tip- E3-4 MM |  |  | A Class | NOS | NOS | I-Inventory | FG-Finish Good |  | Accessories | Soft Tissue Laser-Accessories | Dental Equiment | Main Location | 90184900 |  | FIFO | Biolase | [8 empty] | 0 | 0 | 0 | 1 | 0 | [7 empty] | NOS | 1 |  | BL/AC/EZTIPS/SURGICAL/E3-4MM
IM06552 | Dental Surigcal Laser Accessories-Biolase-Surgical Tip- E4-4 MM |  |  | A Class | NOS | NOS | I-Inventory | FG-Finish Good |  | Accessories | Soft Tissue Laser-Accessories | Dental Equiment | Main Location | 90184900 |  | FIFO | Biolase | [8 empty] | 0 | 0 | 0 | 1 | 0 | [7 empty] | NOS | 1 |  | BL/AC/EZTIPS/SURGICAL/E4-4MM
IM06553 | Dental Surigcal Laser Accessories-Biolase-Surgical Tip- E4-7 MM |  |  | A Class | NOS | NOS | I-Inventory | FG-Finish Good |  | Accessories | Soft Tissue Laser-Accessories | Dental Equiment | Main Location | 90184900 |  | FIFO | Biolase | [8 empty] | 0 | 0 | 0 | 1 | 0 | [7 empty] | NOS | 1 |  | BL/AC/EZTIPS/SURGICAL/E4-7MM
IM06554 | Dental Laser Spares-Gigaa- Unilase Optical Fibre |  |  | A Class | NOS | NOS | I-Inventory | FG-Finish Good |  | Spares | Soft Tissue Laser-Spares | Dental Equiment | Main Location | 90330000 |  | FIFO | Gigga | [8 empty] | 0 | 0 | 0 | 1 | 0 | [7 empty] | NOS | 1 |  | GI/LS/AC/DENTAL UNILASE OPTICAL FIBRE
IM06555 | Dental Laser Spares-Gigaa- Buzzer For Unilase Low |  |  | A Class | NOS | NOS | I-Inventory | FG-Finish Good |  | Spares | Soft Tissue Laser-Spares | Dental Equiment | Main Location | 90330000 |  | FIFO | Gigga | [8 empty] | 0 | 0 | 0 | 1 | 0 | [7 empty] | NOS | 1 |  | Gi/Ls/Ac/Gigaa Buzzer For Unilase Low
IM06556 | Dental Laser Spares-Gigaa- Dental 200Um Fibre |  |  | A Class | NOS | NOS | I-Inventory | FG-Finish Good |  | Spares | Soft Tissue Laser-Spares | Dental Equiment | Main Location | 90330000 |  | FIFO | Gigga | [8 empty] | 0 | 0 | 0 | 1 | 0 | [7 empty] | NOS | 1 |  | Gi/Ls/Ac/Gigaa Dental 200Um Fibre
IM06557 | Dental Laser Spares-Gigaa- Dental 600Um Fiber |  |  | A Class | NOS | NOS | I-Inventory | FG-Finish Good |  | Spares | Soft Tissue Laser-Spares | Dental Equiment | Main Location | 90330000 |  | FIFO | Gigga | [8 empty] | 0 | 0 | 0 | 1 | 0 | [7 empty] | NOS | 1 |  | GI/LS/AC/GIGAA DENTAL 600UM FIBER
IM06558 | Dental Laser Spares-Gigaa- Dental Biostimulation Probe |  |  | A Class | NOS | NOS | I-Inventory | FG-Finish Good |  | Spares | Soft Tissue Laser-Spares | Dental Equiment | Main Location | 90330000 |  | FIFO | Gigga | [8 empty] | 0 | 0 | 0 | 1 | 0 | [7 empty] | NOS | 1 |  | GI/LS/AC/GIGAA DENTAL BIOSTIMULATION PROBE
IM06559 | Dental Laser Spares-Gigaa- Dental Fiber Holder Wheel |  |  | A Class | NOS | NOS | I-Inventory | FG-Finish Good |  | Spares | Soft Tissue Laser-Spares | Dental Equiment | Main Location | 90330000 |  | FIFO | Gigga | [8 empty] | 0 | 0 | 0 | 1 | 0 | [7 empty] | NOS | 1 |  | Gi/Ls/Ac/Gigaa Dental Fiber Holder Wheel
IM06560 | Dental Laser Spares-Gigaa- Dental Fibre Holder Attachment Point |  |  | A Class | NOS | NOS | I-Inventory | FG-Finish Good |  | Spares | Soft Tissue Laser-Spares | Dental Equiment | Main Location | 90330000 |  | FIFO | Gigga | [8 empty] | 0 | 0 | 0 | 1 | 0 | [7 empty] | NOS | 1 |  | Gi/Ls/Ac/Gigaa Dental Fibre Holder Attachment Point
IM06561 | Dental Laser Spares-Gigaa- Dental Fibre Stripper 200 Mm |  |  | A Class | NOS | NOS | I-Inventory | FG-Finish Good |  | Spares | Soft Tissue Laser-Spares | Dental Equiment | Main Location | 90330000 |  | FIFO | Gigga | [8 empty] | 0 | 0 | 0 | 1 | 0 | [7 empty] | NOS | 1 |  | GI/LS/AC/GIGAA DENTAL FIBRE STRIPPER 200 MM
IM06562 | Dental Laser Spares-Gigaa- Dental Fibre Stripper 400 Mm |  |  | A Class | NOS | NOS | I-Inventory | FG-Finish Good |  | Spares | Soft Tissue Laser-Spares | Dental Equiment | Main Location | 90330000 |  | FIFO | Gigga | [8 empty] | 0 | 0 | 0 | 1 | 0 | [7 empty] | NOS | 1 |  | GI/LS/AC/GIGAA DENTAL FIBRE STRIPPER 400 MM
IM06563 | Dental Laser Spares-Gigaa- Dental Laser Holder For Hand Piece |  |  | A Class | NOS | NOS | I-Inventory | FG-Finish Good |  | Spares | Soft Tissue Laser-Spares | Dental Equiment | Main Location | 90330000 |  | FIFO | Gigga | [8 empty] | 0 | 0 | 0 | 1 | 0 | [7 empty] | NOS | 1 |  | GI/LS/AC/GIGAA DENTAL LASER HOLDER FOR HAND PIECE
IM06564 | Dental Laser Spares-Gigaa- Dental Protective Gogles |  |  | A Class | NOS | NOS | I-Inventory | FG-Finish Good |  | Spares | Soft Tissue Laser-Spares | Dental Equiment | Main Location | 90330000 |  | FIFO | Gigga | [8 empty] | 0 | 0 | 0 | 1 | 0 | [7 empty] | NOS | 1 |  | Gi/Ls/Ac/Gigaa Dental protective Gogles
IM06565 | Dental Laser Spares-Gigaa- Dental Tips For 400Um Fiber |  |  | A Class | NOS | NOS | I-Inventory | FG-Finish Good |  | Spares | Soft Tissue Laser-Spares | Dental Equiment | Main Location | 90330000 |  | FIFO | Gigga | [8 empty] | 0 | 0 | 0 | 1 | 0 | [7 empty] | NOS | 1 |  | Gi/LS/AC/GIGAA DENTAL TIPS FOR 400UM FIBER
IM06566 | Dental Laser Spares-Gigaa-Bleaching Handpiece |  |  | A Class | NOS | NOS | I-Inventory | FG-Finish Good |  | Spares | Soft Tissue Laser-Spares | Dental Equiment | Main Location | 90330000 |  | FIFO | Gigga | [8 empty] | 0 | 0 | 0 | 1 | 0 | [7 empty] | NOS | 1 |  | GI/LS/SP/BLEACHING HANDPIECE
IM06567 | Dental Laser Spares-Gigaa- Dental Laser Battery |  |  | A Class | NOS | NOS | I-Inventory | FG-Finish Good |  | Spares | Soft Tissue Laser-Spares | Dental Equiment | Main Location | 90330000 |  | FIFO | Gigga | [8 empty] | 0 | 0 | 0 | 1 | 0 | [7 empty] | NOS | 1 |  | Gi/Ls/sp/Gigaa Dental Laser battery
IM06568 | Dental Laser Spares-Gigaa- Unilease Foot Control |  |  | A Class | NOS | NOS | I-Inventory | FG-Finish Good |  | Spares | Soft Tissue Laser-Spares | Dental Equiment | Main Location | 90330000 |  | FIFO | Gigga | [8 empty] | 0 | 0 | 0 | 1 | 0 | [7 empty] | NOS | 1 |  | GI/LS/SP/LASER SYSTEM UNILEASE FOOT CONTROL
IM06569 | Dental Laser Spares-Gigaa- Unilease 10W H/P |  |  | A Class | NOS | NOS | I-Inventory | FG-Finish Good |  | Spares | Soft Tissue Laser-Spares | Dental Equiment | Main Location | 90330000 |  | FIFO | Gigga | [8 empty] | 0 | 0 | 0 | 1 | 0 | [7 empty] | NOS | 1 |  | Gi/Ls/Mc/Dental Sur. Laser System Unilease 10W H/P
IM06570 | Dental Surgical Laser Spares- Biolase- High Voltage Power Supply-4200238S |  |  | A Class | NOS | NOS | I-Inventory | FG-Finish Good |  | Spares | Soft Tissue Laser-Spares | Dental Equiment | Main Location | 90330000 |  | FIFO | Biolase | [8 empty] | 0 | 0 | 0 | 1 | 0 | [7 empty] | NOS | 1 |  | Biolase High Voltage Power Supply 4200238S
IM06571 | Dental Surgical Laser Spares-Biolase- Interface Board - PCA-40-0023 |  |  | A Class | NOS | NOS | I-Inventory | FG-Finish Good |  | Spares | Soft Tissue Laser-Spares | Dental Equiment | Main Location | 90330000 |  | FIFO | Biolase | [8 empty] | 0 | 0 | 0 | 1 | 0 | [7 empty] | NOS | 1 |  | Biolase Interface Board PCA-40-0023
IM06572 | Dental Surgical Laser Spares- Biolase- EPIC-X Battery |  |  | A Class | NOS | NOS | I-Inventory | FG-Finish Good |  | Spares | Soft Tissue Laser-Spares | Dental Equiment | Main Location | 90330000 |  | FIFO | Biolase | [8 empty] | 0 | 0 | 0 | 1 | 0 | [7 empty] | NOS | 1 |  | BL/LS/MC/DENTAL SURGICAL LASER EPIC BATTERY
IM06573 | Dental Surigcal Laser Spares -Biolase- EPIC-X Adopter |  |  | A Class | NOS | NOS | I-Inventory | FG-Finish Good |  | Spares | Soft Tissue Laser-Spares | Dental Equiment | Main Location | 90330000 |  | FIFO | Biolase | [8 empty] | 0 | 0 | 0 | 1 | 0 | [7 empty] | NOS | 1 |  | BL/LS/MC/DENTAL SURGICAL LASER EPIC X ADOPTER
IM06574 | Dental Surigcal Laser Spares- Biolase- EPIC-X Cable-Chinese |  |  | A Class | NOS | NOS | I-Inventory | FG-Finish Good |  | Spares | Soft Tissue Laser-Spares | Dental Equiment | Main Location | 90330000 |  | FIFO | Biolase | [8 empty] | 0 | 0 | 0 | 1 | 0 | [7 empty] | NOS | 1 |  | BL/LS/MC/DENTAL SURGICAL LASER EPIC X POWER CABLE-CHINESE
IM06575 | Dental Surigcal Laser Spares- Biolase-EPIC-X Cable-Indian |  |  | A Class | NOS | NOS | I-Inventory | FG-Finish Good |  | Spares | Soft Tissue Laser-Spares | Dental Equiment | Main Location | 90330000 |  | FIFO | Biolase | [8 empty] | 0 | 0 | 0 | 1 | 0 | [7 empty] | NOS | 1 |  | BL/LS/MC/DENTAL SURGICAL LASER EPIC X POWER CABLE-INDIAN
IM06576 | Dental Surigcal Laser Spares -Biolase-Assy Coupling Protective Window |  |  | A Class | NOS | NOS | I-Inventory | FG-Finish Good |  | Spares | Soft Tissue Laser-Spares | Dental Equiment | Main Location | 90330000 |  | FIFO | Biolase | [8 empty] | 0 | 0 | 0 | 1 | 0 | [7 empty] | NOS | 1 |  | BL/LS/SP/ASSY COUPLING PROTECTIVE WINDOW
IM06577 | Dental Surgical Laser Spares Biolase- Pressure Switch |  |  | A Class | NOS | NOS | I-Inventory | FG-Finish Good |  | Spares | Soft Tissue Laser-Spares | Dental Equiment | Main Location | 90330000 |  | FIFO | Biolase | [8 empty] | 0 | 0 | 0 | 1 | 0 | [7 empty] | NOS | 1 |  | BL/LS/SP/BIOLASE-PRESSURE SWITCH
IM06578 | Dental Surgical Laser Spares -Biolase- Epic X Foot Control |  |  | A Class | NOS | NOS | I-Inventory | FG-Finish Good |  | Spares | Soft Tissue Laser-Spares | Dental Equiment | Main Location | 90330000 |  | FIFO | Biolase | [8 empty] | 0 | 0 | 0 | 1 | 0 | [7 empty] | NOS | 1 |  | BL/LS/SP/DENTAL SURGICAL LASER EPIC X FOOT CONTROL
IM06579 | Dental Surgical Laser Spares -Biolase- Epic X Main Handpieces Protection Outer Body Sleeves |  |  | A Class | NOS | NOS | I-Inventory | FG-Finish Good |  | Spares | Soft Tissue Laser-Spares | Dental Equiment | Main Location | 90330000 |  | FIFO | Biolase | [8 empty] | 0 | 0 | 0 | 1 | 0 | [7 empty] | NOS | 1 |  | BL/LS/SP/DENTAL SURGICAL LASER EPIC X HANDPIECE PROTECTION OUTER BODY SLEEVE
IM06580 | Dental Laser-Spares-Elexon-Lithium-Ion-Battery Pico 5W |  |  | A Class | NOS | NOS | I-Inventory | FG-Finish Good |  | Spares | Soft Tissue Laser-Spares | Dental Equiment | Main Location | 90330000 |  | FIFO | Elexon | [8 empty] | 0 | 0 | 0 | 1 | 0 | [7 empty] | NOS | 1 |  | EL/LS/AC/LITHIUM-ION-BATTERY PICO 5W
IM06581 | Dental Laser-Spares-Elexon-Nano Tip 200 |  |  | A Class | NOS | NOS | I-Inventory | FG-Finish Good |  | Spares | Soft Tissue Laser-Spares | Dental Equiment | Main Location | 90330000 |  | FIFO | Elexon | [8 empty] | 0 | 0 | 0 | 1 | 0 | [7 empty] | NOS | 1 |  | EL/LS/AC/NANO TIP 200
IM06582 | Dental Laser-Spares-Elexon-Nano Tip 300 |  |  | A Class | NOS | NOS | I-Inventory | FG-Finish Good |  | Spares | Soft Tissue Laser-Spares | Dental Equiment | Main Location | 90330000 |  | FIFO | Elexon | [8 empty] | 0 | 0 | 0 | 1 | 0 | [7 empty] | NOS | 1 |  | EL/LS/AC/NANO TIP 300
IM06583 | Dental Laser-Spares-Elexon-Nano Tip 400 |  |  | A Class | NOS | NOS | I-Inventory | FG-Finish Good |  | Spares | Soft Tissue Laser-Spares | Dental Equiment | Main Location | 90330000 |  | FIFO | Elexon | [8 empty] | 0 | 0 | 0 | 1 | 0 | [7 empty] | NOS | 1 |  | EL/LS/AC/NANO TIP 400
IM06584 | Dental Laser-Spares-Elexon-Nano Tip 600 |  |  | A Class | NOS | NOS | I-Inventory | FG-Finish Good |  | Spares | Soft Tissue Laser-Spares | Dental Equiment | Main Location | 90330000 |  | FIFO | Elexon | [8 empty] | 0 | 0 | 0 | 1 | 0 | [7 empty] | NOS | 1 |  | EL/LS/AC/NANO TIP 600
IM06585 | Dental Laser-Spares-Elexon-Pico Battery 11650 |  |  | A Class | NOS | NOS | I-Inventory | FG-Finish Good |  | Spares | Soft Tissue Laser-Spares | Dental Equiment | Main Location | 90330000 |  | FIFO | Elexon | [8 empty] | 0 | 0 | 0 | 1 | 0 | [7 empty] | NOS | 1 |  | EL/LS/AC/PICO BATTERY 11650
IM06586 | Dental Laser-Spares-Elexon-Pico Endo 200U Fibre 11707 (E 200) |  |  | A Class | NOS | NOS | I-Inventory | FG-Finish Good |  | Spares | Soft Tissue Laser-Spares | Dental Equiment | Main Location | 90330000 |  | FIFO | Elexon | [8 empty] | 0 | 0 | 0 | 1 | 0 | [7 empty] | NOS | 1 |  | EL/LS/AC/PICO ENDO 200U FIBRE 11707 (E 200)
IM06587 | Dental Laser-Spares-Elexon-Pico Laser Card |  |  | A Class | NOS | NOS | I-Inventory | FG-Finish Good |  | Spares | Soft Tissue Laser-Spares | Dental Equiment | Main Location | 90330000 |  | FIFO | Elexon | [8 empty] | 0 | 0 | 0 | 1 | 0 | [7 empty] | NOS | 1 |  | EL/LS/AC/PICO LASER CARD
IM06588 | Dental Laser-Spares-Elexon-Pico Perio 300U Fibre 11708 |  |  | A Class | NOS | NOS | I-Inventory | FG-Finish Good |  | Spares | Soft Tissue Laser-Spares | Dental Equiment | Main Location | 90330000 |  | FIFO | Elexon | [8 empty] | 0 | 0 | 0 | 1 | 0 | [7 empty] | NOS | 1 |  | EL/LS/AC/PICO PERIO 300U FIBRE 11708
IM06589 | Dental Laser-Spares-Elexon-Pico Perio 400U Fibre 11709 |  |  | A Class | NOS | NOS | I-Inventory | FG-Finish Good |  | Spares | Soft Tissue Laser-Spares | Dental Equiment | Main Location | 90330000 |  | FIFO | Elexon | [8 empty] | 0 | 0 | 0 | 1 | 0 | [7 empty] | NOS | 1 |  | EL/LS/AC/PICO PERIO 400U FIBRE 11709
IM06590 | Dental Laser-Spares-Elexon-Pico Surgery S200U Fibre 11645 |  |  | A Class | NOS | NOS | I-Inventory | FG-Finish Good |  | Spares | Soft Tissue Laser-Spares | Dental Equiment | Main Location | 90330000 |  | FIFO | Elexon | [8 empty] | 0 | 0 | 0 | 1 | 0 | [7 empty] | NOS | 1 |  | EL/LS/AC/PICO SURGERY S200U FIBRE 11645
IM06591 | Dental Laser-Spares-Elexon-Pico Surgery S300U Fibre 11646 |  |  | A Class | NOS | NOS | I-Inventory | FG-Finish Good |  | Spares | Soft Tissue Laser-Spares | Dental Equiment | Main Location | 90330000 |  | FIFO | Elexon | [8 empty] | 0 | 0 | 0 | 1 | 0 | [7 empty] | NOS | 1 |  | EL/LS/AC/PICO SURGERY S300U FIBRE 11646
IM06592 | Dental Laser-Spares-Elexon-Pico Surgery S400U Fibre 11647 |  |  | A Class | NOS | NOS | I-Inventory | FG-Finish Good |  | Spares | Soft Tissue Laser-Spares | Dental Equiment | Main Location | 90330000 |  | FIFO | Elexon | [8 empty] | 0 | 0 | 0 | 1 | 0 | [7 empty] | NOS | 1 |  | EL/LS/AC/PICO SURGERY S400U FIBRE 11647
IM06593 | Dental Laser-Spares-Elexon-Pico Surgery S600U Fibre 11648 |  |  | A Class | NOS | NOS | I-Inventory | FG-Finish Good |  | Spares | Soft Tissue Laser-Spares | Dental Equiment | Main Location | 90330000 |  | FIFO | Elexon | [8 empty] | 0 | 0 | 0 | 1 | 0 | [7 empty] | NOS | 1 |  | EL/LS/AC/PICO SURGERY S600U FIBRE 11648
IM06594 | Dental Laser-Spares-Elexon-Pico T Glass Rod 11710 |  |  | A Class | NOS | NOS | I-Inventory | FG-Finish Good |  | Spares | Soft Tissue Laser-Spares | Dental Equiment | Main Location | 90330000 |  | FIFO | Elexon | [8 empty] | 0 | 0 | 0 | 1 | 0 | [7 empty] | NOS | 1 |  | EL/LS/AC/PICO T GLASS ROD 11710
IM06595 | Dental Laser-Spares-Elexon-Pico Tip E400 |  |  | A Class | NOS | NOS | I-Inventory | FG-Finish Good |  | Spares | Soft Tissue Laser-Spares | Dental Equiment | Main Location | 90330000 |  | FIFO | Elexon | [8 empty] | 0 | 0 | 0 | 1 | 0 | [7 empty] | NOS | 1 |  | EL/LS/AC/PICO TIP E400
IM06596 | Dental Laser-Spares-Elexon-Pico User Manual 11860 |  |  | A Class | NOS | NOS | I-Inventory | FG-Finish Good |  | Spares | Soft Tissue Laser-Spares | Dental Equiment | Main Location | 90330000 |  | FIFO | Elexon | [8 empty] | 0 | 0 | 0 | 1 | 0 | [7 empty] | NOS | 1 |  | EL/LS/AC/PICO USER MANUAL 11860
IM06597 | Dental Laser-Spares-Elexon-Soft Metal Tips For Ergo Flex 11256 |  |  | A Class | NOS | NOS | I-Inventory | FG-Finish Good |  | Spares | Soft Tissue Laser-Spares | Dental Equiment | Main Location | 90330000 |  | FIFO | Elexon | [8 empty] | 0 | 0 | 0 | 1 | 0 | [7 empty] | NOS | 1 |  | EL/S/AC/SOFT METAL TIPS FOR ERGO FLEX 11256
IM06598 | Dental Laser-Spares-Elexon-Pico 5W/ Foot Control |  |  | A Class | NOS | NOS | I-Inventory | FG-Finish Good |  | Spares | Soft Tissue Laser-Spares | Dental Equiment | Main Location | 90330000 |  | FIFO | Elexon | [8 empty] | 0 | 0 | 0 | 1 | 0 | [7 empty] | NOS | 1 |  | EL/LS/AC/PICO 5W/ FOOT CONTROL
IM06599 | Dental Laser-Spares-Elexon-Pico 5W/ Perio Green Kit |  |  | A Class | NOS | NOS | I-Inventory | FG-Finish Good |  | Spares | Soft Tissue Laser-Spares | Dental Equiment | Main Location | 90330000 |  | FIFO | Elexon | [8 empty] | 0 | 0 | 0 | 1 | 0 | [7 empty] | NOS | 1 |  | EL/LS/AC/PICO 5W/ PERIO GREEN KIT
IM06600 | Assy I Lase Battery - 6400567 |  |  | A Class | NOS | NOS | I-Inventory | FG-Finish Good |  | Spares | Soft Tissue Laser-Spares | Dental Equiment | Main Location | 90184900 |  | FIFO | Biolase | [8 empty] | 0 | 0 | 0 | 1 | 0 | [7 empty] | NOS | 1 |  | BL/LS/SP/ASSY ILASE BATTERY/6400567
IM06601 | Software-3 Shape-New Temp IP TRF-Ortho Premium Add On/Edu |  |  | A Class | NOS | NOS | I-Inventory | O-Other |  | Consumables | Software | CAD CAM | Main Location | 997339 |  | FIFO | 3 Shape | [8 empty] | 0 | 0 | 0 | 1 | 0 | [7 empty] | NOS | 1 |  | 3SHAPE/3SW/NEW/TEM IP TRF/ORTHO PREMIUM ADD ON/EDU
IM06602 | Software-3 Shape-New Temp IP TRF-DS Crown And Bridge Basic Pack/Add On |  |  | A Class | NOS | NOS | I-Inventory | O-Other |  | Consumables | Software | CAD CAM | Main Location | 997339 |  | FIFO | 3 Shape | [8 empty] | 0 | 0 | 0 | 1 | 0 | [7 empty] | NOS | 1 |  | 3SHAPE/3SW/RENEW/TEM IP TRF/DS CROWN AND BRIDGE BASIC PACK/ADD ON
IM06603 | Software-3 Shape-New-Tem IP TRF-Seat Licence |  |  | A Class | NOS | NOS | I-Inventory | O-Other |  | Consumables | Software | CAD CAM | Main Location | 997339 |  | FIFO | 3 Shape | [8 empty] | 0 | 0 | 0 | 1 | 0 | [7 empty] | NOS | 1 |  | 3SHAPE/3SW/NEW/TEM IP TRF/SEAT LICENCE
IM06604 | Software-3 Shape--Main-Tem. Transfer Of IP-Ortho Analyzer |  |  | A Class | NOS | NOS | I-Inventory | O-Other |  | Consumables | Software | CAD CAM | Main Location | 997339 |  | FIFO | 3 Shape | [8 empty] | 0 | 0 | 0 | 1 | 0 | [7 empty] | NOS | 1 |  | 3SHAPE/MAIN/TEM. TRANSFER OF IP/ORTHO ANALYZER
IM06605 | Software-3 Shape-New-Dental Sys Crown And Bridge Stand Alone |  |  | A Class | NOS | NOS | I-Inventory | O-Other |  | Consumables | Software | CAD CAM | Main Location | 997339 |  | FIFO | 3 Shape | [8 empty] | 0 | 0 | 0 | 1 | 0 | [7 empty] | NOS | 1 |  | 3SHAPE/NEW/DENTAL SYS CROWN AND BRIDGE STAND ALONE
IM06606 | Software-3 Shape--New-Dental System Premium Stand Alone |  |  | A Class | NOS | NOS | I-Inventory | O-Other |  | Consumables | Software | CAD CAM | Main Location | 997339 |  | FIFO | 3 Shape | [8 empty] | 0 | 0 | 0 | 1 | 0 | [7 empty] | NOS | 1 |  | 3SHAPE/NEW/DENTAL SYSTEM PREMIUM STAND ALONE
IM06607 | Software-3 Shape--New-Dental System Premium Stand Alone Edu |  |  | A Class | NOS | NOS | I-Inventory | O-Other |  | Consumables | Software | CAD CAM | Main Location | 997339 |  | FIFO | 3 Shape | [8 empty] | 0 | 0 | 0 | 1 | 0 | [7 empty] | NOS | 1 |  | 3SHAPE/NEW/DENTAL SYSTEM PREMIUM STAND ALONE EDU
IM06608 | Software-3 Shape-New-Ip Trf-Ds Crown And Bridge Basic Pack |  |  | A Class | NOS | NOS | I-Inventory | O-Other |  | Consumables | Software | CAD CAM | Main Location | 997339 |  | FIFO | 3 Shape | [8 empty] | 0 | 0 | 0 | 1 | 0 | [7 empty] | NOS | 1 |  | 3SHAPE/NEW/IP TRF/DS CROWN AND BRIDGE BASIC PACK
IM06609 | Software-3 Shape--New-Tem IP TRF-Abutment -Implant Bar-Bridge-Mb All Pack |  |  | A Class | NOS | NOS | I-Inventory | O-Other |  | Consumables | Software | CAD CAM | Main Location | 997339 |  | FIFO | 3 Shape | [8 empty] | 0 | 0 | 0 | 1 | 0 | [7 empty] | NOS | 1 |  | 3SHAPE/NEW/TEM IP TRF/ABUTMENT /IMPLANT BAR/BRIDGE/MB ALL PACK
IM06610 | Software-3 Shape--New-Tem IP TRF-Abutment -Implant Bar-Bridge-Mb All Pack Edu |  |  | A Class | NOS | NOS | I-Inventory | O-Other |  | Consumables | Software | CAD CAM | Main Location | 997339 |  | FIFO | 3 Shape | [8 empty] | 0 | 0 | 0 | 1 | 0 | [7 empty] | NOS | 1 |  | 3SHAPE/NEW/TEM IP TRF/ABUTMENT /IMPLANT BAR/BRIDGE/MB ALL PACK EDU
IM06611 | Software-3 Shape--New-Tem IP TRF-Abutment Designer |  |  | A Class | NOS | NOS | I-Inventory | O-Other |  | Consumables | Software | CAD CAM | Main Location | 997339 |  | FIFO | 3 Shape | [8 empty] | 0 | 0 | 0 | 1 | 0 | [7 empty] | NOS | 1 |  | 3SHAPE/NEW/TEM IP TRF/ABUTMENT DESIGNER
IM06612 | Software-3 Shape--New-Tem IP TRF-Crown And Bridge Basic Pack |  |  | A Class | NOS | NOS | I-Inventory | O-Other |  | Consumables | Software | CAD CAM | Main Location | 997339 |  | FIFO | 3 Shape | [8 empty] | 0 | 0 | 0 | 1 | 0 | [7 empty] | NOS | 1 |  | 3SHAPE/NEW/TEM IP TRF/CROWN AND BRIDGE BASIC PACK
IM06613 | Software-3 Shape--New-Tem IP TRF-Ds Crown And Bridge Basic Pack-Add On |  |  | A Class | NOS | NOS | I-Inventory | O-Other |  | Consumables | Software | CAD CAM | Main Location | 997339 |  | FIFO | 3 Shape | [8 empty] | 0 | 0 | 0 | 1 | 0 | [7 empty] | NOS | 1 |  | 3SHAPE/NEW/TEM IP TRF/DS CROWN AND BRIDGE BASIC PACK/ADD ON
IM06614 | Software-3 Shape--New-Tem IP TRF-Ds Premium Additional Seat |  |  | A Class | NOS | NOS | I-Inventory | O-Other |  | Consumables | Software | CAD CAM | Main Location | 997339 |  | FIFO | 3 Shape | [8 empty] | 0 | 0 | 0 | 1 | 0 | [7 empty] | NOS | 1 |  | 3SHAPE/NEW/TEM IP TRF/DS PREMIUM ADDITIONAL SEAT
IM06615 | Software-3 Shape--New-Tem IP TRF-Implant Bar And Bridge Design |  |  | A Class | NOS | NOS | I-Inventory | O-Other |  | Consumables | Software | CAD CAM | Main Location | 997339 |  | FIFO | 3 Shape | [8 empty] | 0 | 0 | 0 | 1 | 0 | [7 empty] | NOS | 1 |  | 3SHAPE/NEW/TEM IP TRF/IMPLANT BAR AND BRIDGE DESIGN
IM06616 | Software-3 Shape--New-Tem IP TRF-Rpd And Full Denture Add-On Pack |  |  | A Class | NOS | NOS | I-Inventory | O-Other |  | Consumables | Software | CAD CAM | Main Location | 997339 |  | FIFO | 3 Shape | [8 empty] | 0 | 0 | 0 | 1 | 0 | [7 empty] | NOS | 1 |  | 3SHAPE/NEW/TEM IP TRF/RPD AND FULL DENTURE ADD-ON PACK
IM06617 | Software-3 Shape--New-Tem IP TRF-Stl Model Builder Add On |  |  | A Class | NOS | NOS | I-Inventory | O-Other |  | Consumables | Software | CAD CAM | Main Location | 997339 |  | FIFO | 3 Shape | [8 empty] | 0 | 0 | 0 | 1 | 0 | [7 empty] | NOS | 1 |  | 3SHAPE/NEW/TEM IP TRF/STL MODEL BUILDER ADD ON
IM06618 | Software-3 Shape--New-Tem IP TRF-Study Model Builder |  |  | A Class | NOS | NOS | I-Inventory | O-Other |  | Consumables | Software | CAD CAM | Main Location | 997339 |  | FIFO | 3 Shape | [8 empty] | 0 | 0 | 0 | 1 | 0 | [7 empty] | NOS | 1 |  | 3SHAPE/NEW/TEM IP TRF/STUDY MODEL BUILDER
IM06619 | Software-3 Shape--New-Tem IP TRFd Ortho Premium Add On |  |  | A Class | NOS | NOS | I-Inventory | O-Other |  | Consumables | Software | CAD CAM | Main Location | 997339 |  | FIFO | 3 Shape | [8 empty] | 0 | 0 | 0 | 1 | 0 | [7 empty] | NOS | 1 |  | 3SHAPE/NEW/TEM IP TRFD ORTHO PREMIUM ADD ON
IM06620 | Software-3 Shape-Re-New-Implant Studio(Full Solution) Stand-Alone |  |  | A Class | NOS | NOS | I-Inventory | O-Other |  | Consumables | Software | CAD CAM | Main Location | 997339 |  | FIFO | 3 Shape | [8 empty] | 0 | 0 | 0 | 1 | 0 | [7 empty] | NOS | 1 |  | 3SHAPE/RE-NEW/IMPLANT STUDIO(FULL SOLUTION) STAND-ALONE
IM06621 | Software-3 Shape-Renew-Tem. Ip Trfd-Trios 3 Pod Scanning |  |  | A Class | NOS | NOS | I-Inventory | O-Other |  | Consumables | Software | CAD CAM | Main Location | 997339 |  | FIFO | 3 Shape | [8 empty] | 0 | 0 | 0 | 1 | 0 | [7 empty] | NOS | 1 |  | 3SHAPE/RENEW/TEM. IP TRFD/TRIOS 3 POD SCANNING
IM06622 | Software-3 Shape-Renewal-Tem. Transfer Of Ip-Ortho R500 SUBS |  |  | A Class | NOS | NOS | I-Inventory | O-Other |  | Consumables | Software | CAD CAM | Main Location | 997339 |  | FIFO | 3 Shape | [8 empty] | 0 | 0 | 0 | 1 | 0 | [7 empty] | NOS | 1 |  | 3SHAPE/RENEWAL/TEM. TRANSFER OF IP/ORTHO R500 SUBS
IM06623 | Software-3 Shape-New-Temp IP Trf-Appliance Designer |  |  | A Class | NOS | NOS | I-Inventory | O-Other |  | Consumables | Software | CAD CAM | Main Location | 997339 |  | FIFO | 3 Shape | [8 empty] | 0 | 0 | 0 | 1 | 0 | [7 empty] | NOS | 1 |  | 3SHAPE/NEW/TEMP IP TRF/APPLIANCE DESIGNER
IM06624 | Software-3 Shape-New-Temp IP Trf-Clear Aligner Add-On |  |  | A Class | NOS | NOS | I-Inventory | O-Other |  | Consumables | Software | CAD CAM | Main Location | 997339 |  | FIFO | 3 Shape | [8 empty] | 0 | 0 | 0 | 1 | 0 | [7 empty] | NOS | 1 |  | 3SHAPE/NEW/TEMP IP TRF/CLEAR ALIGNER ADD-ON
IM06625 | Software-3 Shape-New-Temp IP Trf-Indirect Bonding Add-On |  |  | A Class | NOS | NOS | I-Inventory | O-Other |  | Consumables | Software | CAD CAM | Main Location | 997339 |  | FIFO | 3 Shape | [8 empty] | 0 | 0 | 0 | 1 | 0 | [7 empty] | NOS | 1 |  | 3SHAPE/NEW/TEMP IP TRF/INDIRECT BONDING ADD-ON
IM06626 | Software-3 Shape-New-Temp IP Trf-Ortho Analyzer |  |  | A Class | NOS | NOS | I-Inventory | O-Other |  | Consumables | Software | CAD CAM | Main Location | 997339 |  | FIFO | 3 Shape | [8 empty] | 0 | 0 | 0 | 1 | 0 | [7 empty] | NOS | 1 |  | 3SHAPE/NEW/TEMP IP TRF/ORTHO ANALYZER
IM06627 | Software-3 Shape-New-Temp IP Trf-Ortho Planner |  |  | A Class | NOS | NOS | I-Inventory | O-Other |  | Consumables | Software | CAD CAM | Main Location | 997339 |  | FIFO | 3 Shape | [8 empty] | 0 | 0 | 0 | 1 | 0 | [7 empty] | NOS | 1 |  | 3SHAPE/NEW/TEMP IP TRF/ORTHO PLANNER
IM06628 | Software-3 Shape-New-Temp IP Trf-Ortho Planning Model Builder |  |  | A Class | NOS | NOS | I-Inventory | O-Other |  | Consumables | Software | CAD CAM | Main Location | 997339 |  | FIFO | 3 Shape | [8 empty] | 0 | 0 | 0 | 1 | 0 | [7 empty] | NOS | 1 |  | 3SHAPE/NEW/TEMP IP TRF/ORTHO PLANNING MODEL BUILDER
IM06629 | Software-3 Shape-New-Temp IP Trf-Ortho Sys. Premium Basic Package |  |  | A Class | NOS | NOS | I-Inventory | O-Other |  | Consumables | Software | CAD CAM | Main Location | 997339 |  | FIFO | 3 Shape | [8 empty] | 0 | 0 | 0 | 1 | 0 | [7 empty] | NOS | 1 |  | 3SHAPE/NEW/TEMP IP TRF/ORTHO SYS. PREMIUM BASIC PACKAGE
IM06630 | Software-3 Shape-New-Temp IP Trf-Removable Partial Design And Full Dentures Basic Pack |  |  | A Class | NOS | NOS | I-Inventory | O-Other |  | Consumables | Software | CAD CAM | Main Location | 997339 |  | FIFO | 3 Shape | [8 empty] | 0 | 0 | 0 | 1 | 0 | [7 empty] | NOS | 1 |  | 3SHAPE/NEW/TEMP IP TRF/REMOVABLE PARTIAL DESIGN AND FULL DENTURES BASIC PACK
IM06631 | Software-3 Shape-New-Temp IP Trfd-Dental Complete Restorative Upgrade |  |  | A Class | NOS | NOS | I-Inventory | O-Other |  | Consumables | Software | CAD CAM | Main Location | 997339 |  | FIFO | 3 Shape | [8 empty] | 0 | 0 | 0 | 1 | 0 | [7 empty] | NOS | 1 |  | 3SHAPE/NEW/TEMP IP TRFD/DENTAL COMPLETE RESTORATIVE UPGRADE
IM06632 | Software-3 Shape-New-Temp IP Trfd-Ds Complete Restorative Stand Alone |  |  | A Class | NOS | NOS | I-Inventory | O-Other |  | Consumables | Software | CAD CAM | Main Location | 997339 |  | FIFO | 3 Shape | [8 empty] | 0 | 0 | 0 | 1 | 0 | [7 empty] | NOS | 1 |  | 3SHAPE/NEW/TEMP IP TRFD/DS COMPLETE RESTORATIVE STAND ALONE
IM06633 | Software-3 Shape-New-Temp. IP Trf-Dental Smile Design |  |  | A Class | NOS | NOS | I-Inventory | O-Other |  | Consumables | Software | CAD CAM | Main Location | 997339 |  | FIFO | 3 Shape | [8 empty] | 0 | 0 | 0 | 1 | 0 | [7 empty] | NOS | 1 |  | 3SHAPE/NEW/TEMP. IP TRF/DENTAL SMILE DESIGN
IM06634 | Software-3 Shape-Renewal-Tem. Transfer Of Ip-Trios Ortho |  |  | A Class | NOS | NOS | I-Inventory | O-Other |  | Consumables | Software | CAD CAM | Main Location | 997339 |  | FIFO | 3 Shape | [8 empty] | 0 | 0 | 0 | 1 | 0 | [7 empty] | NOS | 1 |  | 3SHAPE/RENEWAL/TEM. TRANSFER OF IP/TRIOS ORTHO
IM06635 | Software-3 Shape-Re-New-Temp IP Trf-Ortho Planner |  |  | A Class | NOS | NOS | I-Inventory | O-Other |  | Consumables | Software | CAD CAM | Main Location | 997339 |  | FIFO | 3 Shape | [8 empty] | 0 | 0 | 0 | 1 | 0 | [7 empty] | NOS | 1 |  | 3SHAPE/RE-NEW/TEMP IP TRF/ORTHO PLANNER
IM06636 | Software-3 Shape-Re-New-Temp IP Trf-Ortho Planning Model Builder |  |  | A Class | NOS | NOS | I-Inventory | O-Other |  | Consumables | Software | CAD CAM | Main Location | 997339 |  | FIFO | 3 Shape | [8 empty] | 0 | 0 | 0 | 1 | 0 | [7 empty] | NOS | 1 |  | 3SHAPE/RE-NEW/TEMP IP TRF/ORTHO PLANNING MODEL BUILDER
IM06637 | Software-3 Shape-Re-New-Temp. IP Trf- Implant Studio(Full Solution) Add On |  |  | A Class | NOS | NOS | I-Inventory | O-Other |  | Consumables | Software | CAD CAM | Main Location | 997339 |  | FIFO | 3 Shape | [8 empty] | 0 | 0 | 0 | 1 | 0 | [7 empty] | NOS | 1 |  | 3SHAPE/RE-NEW/TEMP. IP TRF/ IMPLANT STUDIO(FULL SOLUTION) ADD ON
IM06638 | Software-3 Shape-Renewal-Temp IP Trf-3Rd Party Scan Import |  |  | A Class | NOS | NOS | I-Inventory | O-Other |  | Consumables | Software | CAD CAM | Main Location | 997339 |  | FIFO | 3 Shape | [8 empty] | 0 | 0 | 0 | 1 | 0 | [7 empty] | NOS | 1 |  | 3SHAPE/RENEWAL/TEMP IP TRF/3RD PARTY SCAN IMPORT
IM06639 | Software-3 Shape-Renewal-Temp IP Trf-Ortho Analyzer |  |  | A Class | NOS | NOS | I-Inventory | O-Other |  | Consumables | Software | CAD CAM | Main Location | 997339 |  | FIFO | 3 Shape | [8 empty] | 0 | 0 | 0 | 1 | 0 | [7 empty] | NOS | 1 |  | 3SHAPE/RENEWAL/TEMP IP TRF/ORTHO ANALYZER
IM06640 | Software-3 Shape-Temp. IP Trf- Implant Studio(Full Solution) Add-On |  |  | A Class | NOS | NOS | I-Inventory | O-Other |  | Consumables | Software | CAD CAM | Main Location | 997339 |  | FIFO | 3 Shape | [8 empty] | 0 | 0 | 0 | 1 | 0 | [7 empty] | NOS | 1 |  | 3SHAPE/TEMP. IP TRF/ IMPLANT STUDIO(FULL SOLUTION) ADD-ON
IM06641 | Software-3 Shape-Renew-Tem IP TRFD-Dental Digital Impression Trios Care |  |  | A Class | NOS | NOS | I-Inventory | O-Other |  | Consumables | Software | CAD CAM | Main Location | 997339 |  | FIFO | 3 Shape | [8 empty] | 0 | 0 | 0 | 1 | 0 | [7 empty] | NOS | 1 |  | 3SHAPE/3SN/RENEW/TEM. IP TRFD/DENTAL DIGITAL IMPRESSION TRIOS CARE
IM06642 | Software-3 Shape-New Temp IP TRF-Implant Studio (Full Solution) Add On Edu |  |  | A Class | NOS | NOS | I-Inventory | O-Other |  | Consumables | Software | CAD CAM | Main Location | 997339 |  | FIFO | 3 Shape | [8 empty] | 0 | 0 | 0 | 1 | 0 | [7 empty] | NOS | 1 |  | 3SHAPE/3SW/NEW/TEM IP TRF/IMPLANT STUDIO (FULL SOLUTION) ADD ON EDU
IM06643 | Software-3 Shape-New Temp IP TRF-Implant Studio(Full Sol) Stand-Alone |  |  | A Class | NOS | NOS | I-Inventory | O-Other |  | Consumables | Software | CAD CAM | Main Location | 997339 |  | FIFO | 3 Shape | [8 empty] | 0 | 0 | 0 | 1 | 0 | [7 empty] | NOS | 1 |  | 3SHAPE/3SW/NEW/TEM IP TRF/IMPLANT STUDIO(FULL SOL) STAND-ALONE
IM06644 | Software-3 Shape-New Temp IP TRF-Study Model Builder All Scans |  |  | A Class | NOS | NOS | I-Inventory | O-Other |  | Consumables | Software | CAD CAM | Main Location | 997339 |  | FIFO | 3 Shape | [8 empty] | 0 | 0 | 0 | 1 | 0 | [7 empty] | NOS | 1 |  | 3SHAPE/3SW/NEW/TEM IP TRF/STUDY MODEL BUILDER ALL SCANS
IM06645 | Software-3 Shape-New Temp IP TRF-Ortho Sys Premium Stand Alone |  |  | A Class | NOS | NOS | I-Inventory | O-Other |  | Consumables | Software | CAD CAM | Main Location | 997339 |  | FIFO | 3 Shape | [8 empty] | 0 | 0 | 0 | 1 | 0 | [7 empty] | NOS | 1 |  | 3SHAPE/3SW/NEW/TEM.IP TRF/ORTHO SYS PREMIUM STAND ALONE
IM06646 | Software-3 Shape-New Temp IP TRF-3rd Party Scan Import |  |  | A Class | NOS | NOS | I-Inventory | O-Other |  | Consumables | Software | CAD CAM | Main Location | 997339 |  | FIFO | 3 Shape | [8 empty] | 0 | 0 | 0 | 1 | 0 | [7 empty] | NOS | 1 |  | 3SHAPE/3SW/NEW/TEMP IP TRF/3RD PARTY SCAN IMPORT
IM06647 | Software-3 Shape-New Temp IP TRF-Appliance Designer-Add-On |  |  | A Class | NOS | NOS | I-Inventory | O-Other |  | Consumables | Software | CAD CAM | Main Location | 997339 |  | FIFO | 3 Shape | [8 empty] | 0 | 0 | 0 | 1 | 0 | [7 empty] | NOS | 1 |  | 3SHAPE/3SW/NEW/TEMP IP TRF/APPLIANCE DESIGNER/ADD-ON
IM06648 | Software-3 Shape-New Temp IP TRF-Clear Aligner Add-On-Edu |  |  | A Class | NOS | NOS | I-Inventory | O-Other |  | Consumables | Software | CAD CAM | Main Location | 997339 |  | FIFO | 3 Shape | [8 empty] | 0 | 0 | 0 | 1 | 0 | [7 empty] | NOS | 1 |  | 3SHAPE/3SW/NEW/TEMP IP TRF/CLEAR ALIGNER ADD-ON/EDU
IM06649 | Software-3 Shape-New Temp IP TRF-Comp Restorative Edu |  |  | A Class | NOS | NOS | I-Inventory | O-Other |  | Consumables | Software | CAD CAM | Main Location | 997339 |  | FIFO | 3 Shape | [8 empty] | 0 | 0 | 0 | 1 | 0 | [7 empty] | NOS | 1 |  | 3SHAPE/3SW/NEW/TEMP IP TRF/COMP RESTORATIVE EDU
IM06650 | Software-3 Shape-New Temp IP TRF-Indirect Bonding Add-On-Edu |  |  | A Class | NOS | NOS | I-Inventory | O-Other |  | Consumables | Software | CAD CAM | Main Location | 997339 |  | FIFO | 3 Shape | [8 empty] | 0 | 0 | 0 | 1 | 0 | [7 empty] | NOS | 1 |  | 3SHAPE/3SW/NEW/TEMP IP TRF/INDIRECT BONDING ADD-ON/EDU
IM06651 | Software-3 Shape-New Temp IP TRF-Ortho Suite-Edu |  |  | A Class | NOS | NOS | I-Inventory | O-Other |  | Consumables | Software | CAD CAM | Main Location | 997339 |  | FIFO | 3 Shape | [8 empty] | 0 | 0 | 0 | 1 | 0 | [7 empty] | NOS | 1 |  | 3SHAPE/3SW/NEW/TEMP IP TRF/ORTHO SUITE/EDU
IM06652 | Software-3 Shape-New Temp IP TRF-DS Complete Restorative Stand Alone Edu |  |  | A Class | NOS | NOS | I-Inventory | O-Other |  | Consumables | Software | CAD CAM | Main Location | 997339 |  | FIFO | 3 Shape | [8 empty] | 0 | 0 | 0 | 1 | 0 | [7 empty] | NOS | 1 |  | 3SHAPE/3SW/NEW/TEMP IP TRFD/DS COMPLETE RESTORATIVE STAND ALONE EDU
IM06653 | Software-3 Shape-New Temp IP TRF-Upgrade Ortho Planner To Clear Aligner |  |  | A Class | NOS | NOS | I-Inventory | O-Other |  | Consumables | Software | CAD CAM | Main Location | 997339 |  | FIFO | 3 Shape | [8 empty] | 0 | 0 | 0 | 1 | 0 | [7 empty] | NOS | 1 |  | 3SHAPE/3SW/NEW/UPGRADE ORTHO PLANNER TO CLEAR ALIGNER
IM06654 | Software-3 Shape-New Temp IP TRF-Ortho Sys Premium Ad On |  |  | A Class | NOS | NOS | I-Inventory | O-Other |  | Consumables | Software | CAD CAM | Main Location | 997339 |  | FIFO | 3 Shape | [8 empty] | 0 | 0 | 0 | 1 | 0 | [7 empty] | NOS | 1 |  | 3SHAPE/3SW/RE-NEW/TEM.IP TRF/ORTHO SYS PREMIUM AD ON
IM06655 | Software-3 Shape-Re-New-Temp IP TRF-Clear Aligner Add-On |  |  | A Class | NOS | NOS | I-Inventory | O-Other |  | Consumables | Software | CAD CAM | Main Location | 997339 |  | FIFO | 3 Shape | [8 empty] | 0 | 0 | 0 | 1 | 0 | [7 empty] | NOS | 1 |  | 3SHAPE/3SW/RE-NEW/TEMP IP TRF/CLEAR ALIGNER ADD-ON
IM06656 | Software-3 Shape-Renew-Temp IP TRF-DS Complete Restorative Stand Alone |  |  | A Class | NOS | NOS | I-Inventory | O-Other |  | Consumables | Software | CAD CAM | Main Location | 997339 |  | FIFO | 3 Shape | [8 empty] | 0 | 0 | 0 | 1 | 0 | [7 empty] | NOS | 1 |  | 3SHAPE/3SW/RENEW/TEMP IP TRF/DS COMPL. RESTORATIVE STAND ALONE
IM06657 | Software-3 Shape-Re-New-Temp IP TRF-Indirect Bonding Add-On |  |  | A Class | NOS | NOS | I-Inventory | O-Other |  | Consumables | Software | CAD CAM | Main Location | 997339 |  | FIFO | 3 Shape | [8 empty] | 0 | 0 | 0 | 1 | 0 | [7 empty] | NOS | 1 |  | 3SHAPE/3SW/RE-NEW/TEMP IP TRF/INDIRECT BONDING ADD-ON
IM06658 | Software-3 Shape-New Temp IP TRF-Ds-Scan Only (Basic) Stand Alone |  |  | A Class | NOS | NOS | I-Inventory | O-Other |  | Consumables | Software | CAD CAM | Main Location | 997339 |  | FIFO | 3 Shape | [8 empty] | 0 | 0 | 0 | 1 | 0 | [7 empty] | NOS | 1 |  | 3SHAPE/NEW/TEMP IP TRF/DS-SCAN ONLY (BASIC) STAND ALONE
IM06659 | Software-3 Shape-New Temp IP TRF-Impression Scanning Add-On |  |  | A Class | NOS | NOS | I-Inventory | O-Other |  | Consumables | Software | CAD CAM | Main Location | 997339 |  | FIFO | 3 Shape | [8 empty] | 0 | 0 | 0 | 1 | 0 | [7 empty] | NOS | 1 |  | 3SHAPE/NEW/TEMP IP TRF/IMPRESSION SCANNING ADD-ON
IM06660 | Software-3 Shape-Renew-Dental System Design Studio Trios Export |  |  | A Class | NOS | NOS | I-Inventory | O-Other |  | Consumables | Software | CAD CAM | Main Location | 997339 |  | FIFO | 3 Shape | [8 empty] | 0 | 0 | 0 | 1 | 0 | [7 empty] | NOS | 1 |  | 3SHAPE/RENEW/DENTAL SYSTEM DESIGN STUDIO TRIOS EXPORT
IM06661 | Software-3 Shape-Renew-Dental System Premium Stand Alone |  |  | A Class | NOS | NOS | I-Inventory | O-Other |  | Consumables | Software | CAD CAM | Main Location | 997339 |  | FIFO | 3 Shape | [8 empty] | 0 | 0 | 0 | 1 | 0 | [7 empty] | NOS | 1 |  | 3SHAPE/RENEW/DENTAL SYSTEM PREMIUM STAND ALONE
IM06662 | Software-3 Shape-Renew-Temp IP TRF- Abutment-Implant BAR-Bridge-MB All Pack |  |  | A Class | NOS | NOS | I-Inventory | O-Other |  | Consumables | Software | CAD CAM | Main Location | 997339 |  | FIFO | 3 Shape | [8 empty] | 0 | 0 | 0 | 1 | 0 | [7 empty] | NOS | 1 |  | 3SHAPE/RENEW/TEM IP TRF/ABUTMENT /IMPLANT BAR/BRIDGE/MB ALL PACK
IM06663 | Software-3 Shape-Renew-Temp IP TRF- RPD and Full Denture Add on Pack |  |  | A Class | NOS | NOS | I-Inventory | O-Other |  | Consumables | Software | CAD CAM | Main Location | 997339 |  | FIFO | 3 Shape | [8 empty] | 0 | 0 | 0 | 1 | 0 | [7 empty] | NOS | 1 |  | 3SHAPE/RENEW/TEM IP TRF/RPD AND FULL DENTURE ADD-ON PACK
IM06664 | Software-3 Shape-Renew-Temp Transfe of IP-Appliance Design |  |  | A Class | NOS | NOS | I-Inventory | O-Other |  | Consumables | Software | CAD CAM | Main Location | 997339 |  | FIFO | 3 Shape | [8 empty] | 0 | 0 | 0 | 1 | 0 | [7 empty] | NOS | 1 |  | 3SHAPE/RENEWAL/TEM. TRANSFER OF IP/APPLIANCE DESIGN
IM06665 | Software-3 Shape-New Temp IP TRF-Ortho Analyzer Add Seat |  |  | A Class | NOS | NOS | I-Inventory | O-Other |  | Consumables | Software | CAD CAM | Main Location | 997339 |  | FIFO | 3 Shape | [8 empty] | 0 | 0 | 0 | 1 | 0 | [7 empty] | NOS | 1 |  | 3SHAPE/SW/NEW/TEMP IP TRF/ORTHO ANALYZER ADD SEAT
IM06666 | Software-3 Shape-Tem IP TRF-100- CAD Point |  |  | A Class | NOS | NOS | I-Inventory | O-Other |  | Consumables | Software | CAD CAM | Main Location | 997339 |  | FIFO | 3 Shape | [8 empty] | 0 | 0 | 0 | 1 | 0 | [7 empty] | NOS | 1 |  | 3SHAPE/TEM IP TRF/100-CAD POINT
IM06667 | Spares-Local- Clamp For Fixing X-Ray Viewer With S/G Chair |  |  | A Class | NOS | NOS | I-Inventory | FG-Finish Good |  | Spares | Spares-Local- | Dental Equiment | Main Location | 90330000 |  | FIFO | Indian Product | [8 empty] | 0 | 0 | 0 | 1 | 0 | [7 empty] | NOS | 1 |  | Spares-Local- Clamp For Fixing X-Ray Viewer With S/G Chair
IM06668 | Spares-Local- Water Filter Nozzle 6/8 With Ferul |  |  | A Class | NOS | NOS | I-Inventory | FG-Finish Good |  | Spares | Spares-Local- | Dental Equiment | Main Location | 90330000 |  | FIFO | Indian Product | [8 empty] | 0 | 0 | 0 | 1 | 0 | [7 empty] | NOS | 1 |  | Spares-Local- Water Filter Nozzle 6/8 with Ferul
IM06669 | Spares-Local-Indian Air Filter 2000/Nozzle 6/4 |  |  | A Class | NOS | NOS | I-Inventory | FG-Finish Good |  | Spares | Spares-Local- | Dental Equiment | Main Location | 90330000 |  | FIFO | Indian Product | [8 empty] | 0 | 0 | 0 | 1 | 0 | [7 empty] | NOS | 1 |  | Spares-Local--Indian Air Filter 2000/Nozzle 6/4
IM06670 | Spares-Local-Indian Transformer 12/24 Volts |  |  | A Class | NOS | NOS | I-Inventory | FG-Finish Good |  | Spares | Spares-Local- | Dental Equiment | Main Location | 90330000 |  | FIFO | Indian Product | [8 empty] | 0 | 0 | 0 | 1 | 0 | [7 empty] | NOS | 1 |  | Spares-Local--Indian Transformer 12/24 Volts
IM06671 | Spares-Local- Indian Air Rotor Holder |  |  | A Class | NOS | NOS | I-Inventory | FG-Finish Good |  | Spares | Spares-Local- | Dental Equiment | Main Location | 90330000 |  | FIFO | Indian Product | [8 empty] | 0 | 0 | 0 | 1 | 0 | [7 empty] | NOS | 1 |  | Spares-Spares-Local-- Indian Air Rotor Holder
IM06672 | Spares-Local- 3 Pin Top 5 Amp |  |  | A Class | NOS | NOS | I-Inventory | FG-Finish Good |  | Spares | Spares-Local- | Dental Equiment | Main Location | 90330000 |  | FIFO | Indian Product | [8 empty] | 0 | 0 | 0 | 1 | 0 | [7 empty] | NOS | 1 |  | Spares-Local- 3 Pin Top 5 Amp
IM06673 | Spares-Local- 48 Teeth Gear |  |  | A Class | NOS | NOS | I-Inventory | FG-Finish Good |  | Spares | Spares-Local- | Dental Equiment | Main Location | 90330000 |  | FIFO | Indian Product | [8 empty] | 0 | 0 | 0 | 1 | 0 | [7 empty] | NOS | 1 |  | Spares-Local- 48 Teeth Gear
IM06674 | Spares-Local- 8 Core Wire |  |  | A Class | NOS | NOS | I-Inventory | FG-Finish Good |  | Spares | Spares-Local- | Dental Equiment | Main Location | 90330000 |  | FIFO | Indian Product | [8 empty] | 0 | 0 | 0 | 1 | 0 | [7 empty] | NOS | 1 |  | Spares-Local- 8 Core Wire
IM06675 | Spares-Local- 8 Pin Wire Connector-Big |  |  | A Class | NOS | NOS | I-Inventory | FG-Finish Good |  | Spares | Spares-Local- | Dental Equiment | Main Location | 90330000 |  | FIFO | Indian Product | [8 empty] | 0 | 0 | 0 | 1 | 0 | [7 empty] | NOS | 1 |  | Spares-Local- 8 Pin Wire Connector-Big
IM06676 | Spares-Local- Air Moisture Seperator |  |  | A Class | NOS | NOS | I-Inventory | FG-Finish Good |  | Spares | Spares-Local- | Dental Equiment | Main Location | 90330000 |  | FIFO | Indian Product | [8 empty] | 0 | 0 | 0 | 1 | 0 | [7 empty] | NOS | 1 |  | Spares-Local- Air Moisture Seperator
IM06677 | Spares-Local- Air Stopper For Air Filter |  |  | A Class | NOS | NOS | I-Inventory | FG-Finish Good |  | Spares | Spares-Local- | Dental Equiment | Main Location | 90330000 |  | FIFO | Indian Product | [8 empty] | 0 | 0 | 0 | 1 | 0 | [7 empty] | NOS | 1 |  | Spares-Local- Air Stopper for Air Filter
IM06678 | Spares-Local- Bearing Puller |  |  | A Class | NOS | NOS | I-Inventory | FG-Finish Good |  | Spares | Spares-Local- | Dental Equiment | Main Location | 90330000 |  | FIFO | Indian Product | [8 empty] | 0 | 0 | 0 | 1 | 0 | [7 empty] | NOS | 1 |  | Spares-Local- Bearing Puller
IM06679 | Spares-Local- Confident Oil Bottle |  |  | A Class | NOS | NOS | I-Inventory | FG-Finish Good |  | Spares | Spares-Local- | Dental Equiment | Main Location | 90330000 |  | FIFO | Indian Product | [8 empty] | 0 | 0 | 0 | 1 | 0 | [7 empty] | NOS | 1 |  | Spares-Local- Confident Oil Bottle
IM06680 | Spares-Local- Dental Chair Layout For Chair Floor |  |  | A Class | NOS | NOS | I-Inventory | FG-Finish Good |  | Spares | Spares-Local- | Dental Equiment | Main Location | 90330000 |  | FIFO | Indian Product | [8 empty] | 0 | 0 | 0 | 1 | 0 | [7 empty] | NOS | 1 |  | Spares-Local- Dental Chair Layout for Chair Floor
IM06681 | Spares-Local- Drain Pipe (Spiral) |  |  | A Class | NOS | NOS | I-Inventory | FG-Finish Good |  | Spares | Spares-Local- | Dental Equiment | Main Location | 90330000 |  | FIFO | Indian Product | [8 empty] | 0 | 0 | 0 | 1 | 0 | [7 empty] | NOS | 1 |  | Spares-Local- Drain Pipe (Spiral)
IM06682 | Spares-Local- Durr Suction Pcb 4 Pin Connector |  |  | A Class | NOS | NOS | I-Inventory | FG-Finish Good |  | Spares | Spares-Local- | Dental Equiment | Main Location | 90330000 |  | FIFO | Indian Product | [8 empty] | 0 | 0 | 0 | 1 | 0 | [7 empty] | NOS | 1 |  | Spares-Local- Durr Suction Pcb 4 Pin Connector
IM06683 | Spares-Local- Gnatus Bulb 12 X 55 |  |  | A Class | NOS | NOS | I-Inventory | FG-Finish Good |  | Spares | Spares-Local- | Dental Equiment | Main Location | 90330000 |  | FIFO | Indian Product | [8 empty] | 0 | 0 | 0 | 1 | 0 | [7 empty] | NOS | 1 |  | Spares-Local- Gnatus Bulb 12 X 55
IM06684 | Spares-Local- Half Inches Straight Joint |  |  | A Class | NOS | NOS | I-Inventory | FG-Finish Good |  | Spares | Spares-Local- | Dental Equiment | Main Location | 90330000 |  | FIFO | Indian Product | [8 empty] | 0 | 0 | 0 | 1 | 0 | [7 empty] | NOS | 1 |  | Spares-Local-- Half Inches Straight Joint
IM06685 | Spares-Local- Indian Motorised Suction Fibre Cover |  |  | A Class | NOS | NOS | I-Inventory | FG-Finish Good |  | Spares | Spares-Local- | Dental Equiment | Main Location | 90330000 |  | FIFO | Indian Product | [8 empty] | 0 | 0 | 0 | 1 | 0 | [7 empty] | NOS | 1 |  | Spares-Local-- Indian Motorised Suction Fibre Cover
IM06686 | Spares-Local- Motorised Suction Silencer (Vidya Entp) |  |  | A Class | NOS | NOS | I-Inventory | FG-Finish Good |  | Spares | Spares-Local- | Dental Equiment | Main Location | 90330000 |  | FIFO | Indian Product | [8 empty] | 0 | 0 | 0 | 1 | 0 | [7 empty] | NOS | 1 |  | Spares-Local- Motorised Suction Silencer (Vidya Entp)
IM06687 | Spares-Local- Shrinkable Sleeve |  |  | A Class | NOS | NOS | I-Inventory | FG-Finish Good |  | Spares | Spares-Local- | Dental Equiment | Main Location | 90330000 |  | FIFO | Indian Product | [8 empty] | 0 | 0 | 0 | 1 | 0 | [7 empty] | NOS | 1 |  | Spares-Local- Shrinkable Sleeve
IM06688 | Spares-Local- Small Compressor Bearing |  |  | A Class | NOS | NOS | I-Inventory | FG-Finish Good |  | Spares | Spares-Local- | Dental Equiment | Main Location | 90330000 |  | FIFO | Indian Product | [8 empty] | 0 | 0 | 0 | 1 | 0 | [7 empty] | NOS | 1 |  | Spares-Local- Small Compressor Bearing
IM06689 | Spares-Local- Solenoid Coil |  |  | A Class | NOS | NOS | I-Inventory | FG-Finish Good |  | Spares | Spares-Local- | Dental Equiment | Main Location | 90330000 |  | FIFO | Indian Product | [8 empty] | 0 | 0 | 0 | 1 | 0 | [7 empty] | NOS | 1 |  | Spares-Local-- Solenoid Coil
IM06690 | Spares-Local- Solenoid Valve 220V Normally Closed |  |  | A Class | NOS | NOS | I-Inventory | FG-Finish Good |  | Spares | Spares-Local- | Dental Equiment | Main Location | 90330000 |  | FIFO | Indian Product | [8 empty] | 0 | 0 | 0 | 1 | 0 | [7 empty] | NOS | 1 |  | Spares-Local- Solenoid Valve 220v Normally Closed
IM06691 | Spares-Local- Solenoid Valve Of Motorised Scution |  |  | A Class | NOS | NOS | I-Inventory | FG-Finish Good |  | Spares | Spares-Local- | Dental Equiment | Main Location | 90330000 |  | FIFO | Indian Product | [8 empty] | 0 | 0 | 0 | 1 | 0 | [7 empty] | NOS | 1 |  | Spares-Local-- Solenoid Valve Of Motorised Scution
IM06692 | Spares-Local- Spare-Indian Carbon Bush Base-Nx100S-14 |  |  | A Class | NOS | NOS | I-Inventory | FG-Finish Good |  | Spares | Spares-Local- | Dental Equiment | Main Location | 90330000 |  | FIFO | Indian Product | [8 empty] | 0 | 0 | 0 | 1 | 0 | [7 empty] | NOS | 1 |  | Spares-Local- Spare-Indian Carbon Bush Base-Nx100S-14
IM06693 | Spares-Local- Spares- Detergent For Cleaning Kit |  |  | A Class | NOS | NOS | I-Inventory | FG-Finish Good |  | Spares | Spares-Local- | Dental Equiment | Main Location | 90330000 |  | FIFO | Indian Product | [8 empty] | 0 | 0 | 0 | 1 | 0 | [7 empty] | NOS | 1 |  | Spares-Local- Spares- Detergent for cleaning kit
IM06694 | Spares-Local- Spares- Dhoti For Cleaning Kit |  |  | A Class | NOS | NOS | I-Inventory | FG-Finish Good |  | Spares | Spares-Local- | Dental Equiment | Main Location | 90330000 |  | FIFO | Indian Product | [8 empty] | 0 | 0 | 0 | 1 | 0 | [7 empty] | NOS | 1 |  | Spares-Local- Spares- Dhoti for cleaning kit
IM06695 | Spares-Local- Spares- Grease For Cleaning Kit |  |  | A Class | NOS | NOS | I-Inventory | FG-Finish Good |  | Spares | Spares-Local- | Dental Equiment | Main Location | 90330000 |  | FIFO | Indian Product | [8 empty] | 0 | 0 | 0 | 1 | 0 | [7 empty] | NOS | 1 |  | Spares-Local- Spares- Grease for cleaning kit
IM06696 | Spares-Local- Spares- Scruber For Cleaning Kit |  |  | A Class | NOS | NOS | I-Inventory | FG-Finish Good |  | Spares | Spares-Local- | Dental Equiment | Main Location | 90330000 |  | FIFO | Indian Product | [8 empty] | 0 | 0 | 0 | 1 | 0 | [7 empty] | NOS | 1 |  | Spares-Local- Spares- Scruber for cleaning kit
IM06697 | Spares-Local- Spare-Tee 6*8 |  |  | A Class | NOS | NOS | I-Inventory | FG-Finish Good |  | Spares | Spares-Local- | Dental Equiment | Main Location | 90330000 |  | FIFO | Indian Product | [8 empty] | 0 | 0 | 0 | 1 | 0 | [7 empty] | NOS | 1 |  | Spares-Local- Spare-Tee 6*8
IM06698 | Spares-Local- Spare-Wire Connector |  |  | A Class | NOS | NOS | I-Inventory | FG-Finish Good |  | Spares | Spares-Local- | Dental Equiment | Main Location | 90330000 |  | FIFO | Indian Product | [8 empty] | 0 | 0 | 0 | 1 | 0 | [7 empty] | NOS | 1 |  | Spares-Local- Spare-Wire Connector
IM06699 | Spares-Local- Stool Pump |  |  | A Class | NOS | NOS | I-Inventory | FG-Finish Good |  | Spares | Spares-Local- | Dental Equiment | Main Location | 90330000 |  | FIFO | Indian Product | [8 empty] | 0 | 0 | 0 | 1 | 0 | [7 empty] | NOS | 1 |  | Spares-Local- Stool Pump
IM06700 | Spares-Local- Straight Joint Of 4Mm |  |  | A Class | NOS | NOS | I-Inventory | FG-Finish Good |  | Spares | Spares-Local- | Dental Equiment | Main Location | 90330000 |  | FIFO | Indian Product | [8 empty] | 0 | 0 | 0 | 1 | 0 | [7 empty] | NOS | 1 |  | Spares-Local-- Straight Joint Of 4Mm
IM06701 | Spares-Local- Tool Kit Brush For Cleaning Kit |  |  | A Class | NOS | NOS | I-Inventory | FG-Finish Good |  | Spares | Spares-Local- | Dental Equiment | Main Location | 90330000 |  | FIFO | Indian Product | [8 empty] | 0 | 0 | 0 | 1 | 0 | [7 empty] | NOS | 1 |  | Spares-Local- Tool Kit Brush for Cleaning Kit
IM06702 | Spares-Local- Tool Kit Di-Soldering Pump |  |  | A Class | NOS | NOS | I-Inventory | FG-Finish Good |  | Spares | Spares-Local- | Dental Equiment | Main Location | 90330000 |  | FIFO | Indian Product | [8 empty] | 0 | 0 | 0 | 1 | 0 | [7 empty] | NOS | 1 |  | Spares-Local- Tool Kit Di-Soldering Pump
IM06703 | Spares-Local- Tool Kit Fashner 8Mm |  |  | A Class | NOS | NOS | I-Inventory | FG-Finish Good |  | Spares | Spares-Local- | Dental Equiment | Main Location | 90330000 |  | FIFO | Indian Product | [8 empty] | 0 | 0 | 0 | 1 | 0 | [7 empty] | NOS | 1 |  | Spares-Local- Tool Kit Fashner 8Mm
IM06704 | Spares-Local- Tool Kit Ln Key Big (Mm) |  |  | A Class | NOS | NOS | I-Inventory | FG-Finish Good |  | Spares | Spares-Local- | Dental Equiment | Main Location | 90330000 |  | FIFO | Indian Product | [8 empty] | 0 | 0 | 0 | 1 | 0 | [7 empty] | NOS | 1 |  | Spares-Local- Tool Kit Ln Key Big (Mm)
IM06705 | Spares-Local- Tool Kit Zorik |  |  | A Class | NOS | NOS | I-Inventory | FG-Finish Good |  | Spares | Spares-Local- | Dental Equiment | Main Location | 90330000 |  | FIFO | Indian Product | [8 empty] | 0 | 0 | 0 | 1 | 0 | [7 empty] | NOS | 1 |  | Spares-Local- Tool Kit Zorik
IM06706 | Spares-Local- U.V. Chamber Tube Socket |  |  | A Class | NOS | NOS | I-Inventory | FG-Finish Good |  | Spares | Spares-Local- | Dental Equiment | Main Location | 90330000 |  | FIFO | Indian Product | [8 empty] | 0 | 0 | 0 | 1 | 0 | [7 empty] | NOS | 1 |  | Spares-Local- U.V. Chamber Tube Socket
IM06707 | Spares-Local- Up Down Tafflon Bush |  |  | A Class | NOS | NOS | I-Inventory | FG-Finish Good |  | Spares | Spares-Local- | Dental Equiment | Main Location | 90330000 |  | FIFO | Indian Product | [8 empty] | 0 | 0 | 0 | 1 | 0 | [7 empty] | NOS | 1 |  | Spares-Local- Up Down Tafflon Bush
IM06708 | Spares-Local- X-Press Dg Small Arm |  |  | A Class | NOS | NOS | I-Inventory | FG-Finish Good |  | Spares | Spares-Local- | Dental Equiment | Main Location | 90330000 |  | FIFO | Indian Product | [8 empty] | 0 | 0 | 0 | 1 | 0 | [7 empty] | NOS | 1 |  | Spares-Local- X-press DG Small Arm
IM06709 | Spares-Local- Xr X-Press Dg Remote |  |  | A Class | NOS | NOS | I-Inventory | FG-Finish Good |  | Spares | Spares-Local- | Dental Equiment | Main Location | 90330000 |  | FIFO | Indian Product | [8 empty] | 0 | 0 | 0 | 1 | 0 | [7 empty] | NOS | 1 |  | Spares-Local- XR X-Press DG Remote
IM06710 | Spares-Local- Xray Generator |  |  | A Class | NOS | NOS | I-Inventory | FG-Finish Good |  | Spares | Spares-Local- | Dental Equiment | Main Location | 90330000 |  | FIFO | Indian Product | [8 empty] | 0 | 0 | 0 | 1 | 0 | [7 empty] | NOS | 1 |  | Spares-Local- Xray Generator
IM06711 | Spares-Local-Drawer Handle |  |  | A Class | NOS | NOS | I-Inventory | FG-Finish Good |  | Spares | Spares-Local- | Dental Equiment | Main Location | 90330000 |  | FIFO | Indian Product | [8 empty] | 0 | 0 | 0 | 1 | 0 | [7 empty] | NOS | 1 |  | Spares-Local--Drawer Handle
IM06712 | Spares-Local-Dynair Joint Block |  |  | A Class | NOS | NOS | I-Inventory | FG-Finish Good |  | Spares | Spares-Local- | Dental Equiment | Main Location | 90330000 |  | FIFO | Indian Product | [8 empty] | 0 | 0 | 0 | 1 | 0 | [7 empty] | NOS | 1 |  | Spares-Local--Dynair Joint Block
IM06713 | Spares-Local-Indan Lab Lock |  |  | A Class | NOS | NOS | I-Inventory | FG-Finish Good |  | Spares | Spares-Local- | Dental Equiment | Main Location | 90330000 |  | FIFO | Indian Product | [8 empty] | 0 | 0 | 0 | 1 | 0 | [7 empty] | NOS | 1 |  | Spares-Local--Indan Lab Lock
IM06714 | Spares-Local-Indian 10 Core Wire |  |  | A Class | NOS | NOS | I-Inventory | FG-Finish Good |  | Spares | Spares-Local- | Dental Equiment | Main Location | 90330000 |  | FIFO | Indian Product | [8 empty] | 0 | 0 | 0 | 1 | 0 | [7 empty] | NOS | 1 |  | Spares-Local--Indian 10 Core Wire
IM06715 | Spares-Local-Indian 2 Core Wire |  |  | A Class | NOS | NOS | I-Inventory | FG-Finish Good |  | Spares | Spares-Local- | Dental Equiment | Main Location | 90330000 |  | FIFO | Indian Product | [8 empty] | 0 | 0 | 0 | 1 | 0 | [7 empty] | NOS | 1 |  | Spares-Local--Indian 2 Core Wire
IM06716 | Spares-Local-Indian Adaptor 18V 2.2Amp |  |  | A Class | NOS | NOS | I-Inventory | FG-Finish Good |  | Spares | Spares-Local- | Dental Equiment | Main Location | 90330000 |  | FIFO | Indian Product | [8 empty] | 0 | 0 | 0 | 1 | 0 | [7 empty] | NOS | 1 |  | Spares-Local--Indian Adaptor 18V 2.2Amp
IM06717 | Spares-Local-Indian Adaptor 24 Volt 2Amp |  |  | A Class | NOS | NOS | I-Inventory | FG-Finish Good |  | Spares | Spares-Local- | Dental Equiment | Main Location | 90330000 |  | FIFO | Indian Product | [8 empty] | 0 | 0 | 0 | 1 | 0 | [7 empty] | NOS | 1 |  | Spares-Local--Indian Adaptor 24 Volt 2Amp
IM06718 | Spares-Local-Indian Armature Base Nx100S-10 |  |  | A Class | NOS | NOS | I-Inventory | FG-Finish Good |  | Spares | Spares-Local- | Dental Equiment | Main Location | 90330000 |  | FIFO | Indian Product | [8 empty] | 0 | 0 | 0 | 1 | 0 | [7 empty] | NOS | 1 |  | Spares-Local--Indian Armature Base Nx100S-10
IM06719 | Spares-Local-Indian Armature Lock Nx100S-7 |  |  | A Class | NOS | NOS | I-Inventory | FG-Finish Good |  | Spares | Spares-Local- | Dental Equiment | Main Location | 90330000 |  | FIFO | Indian Product | [8 empty] | 0 | 0 | 0 | 1 | 0 | [7 empty] | NOS | 1 |  | Spares-Local--Indian Armature Lock Nx100S-7
IM06720 | Spares-Local-Indian Armature Lock-Nx100E 6-12 |  |  | A Class | NOS | NOS | I-Inventory | FG-Finish Good |  | Spares | Spares-Local- | Dental Equiment | Main Location | 90330000 |  | FIFO | Indian Product | [8 empty] | 0 | 0 | 0 | 1 | 0 | [7 empty] | NOS | 1 |  | Spares-Local--Indian Armature Lock-Nx100E 6-12
IM06721 | Spares-Local-Indian Armature Nx100S-11 |  |  | A Class | NOS | NOS | I-Inventory | FG-Finish Good |  | Spares | Spares-Local- | Dental Equiment | Main Location | 90330000 |  | FIFO | Indian Product | [8 empty] | 0 | 0 | 0 | 1 | 0 | [7 empty] | NOS | 1 |  | Spares-Local--Indian Armature Nx100S-11
IM06722 | Spares-Local-Indian Armature-Bearing-Nx100E6-9 |  |  | A Class | NOS | NOS | I-Inventory | FG-Finish Good |  | Spares | Spares-Local- | Dental Equiment | Main Location | 90330000 |  | FIFO | Indian Product | [8 empty] | 0 | 0 | 0 | 1 | 0 | [7 empty] | NOS | 1 |  | Spares-Local--Indian Armature-Bearing-Nx100E6-9
IM06723 | Spares-Local-Indian Armiture Back Bearing |  |  | A Class | NOS | NOS | I-Inventory | FG-Finish Good |  | Spares | Spares-Local- | Dental Equiment | Main Location | 90330000 |  | FIFO | Indian Product | [8 empty] | 0 | 0 | 0 | 1 | 0 | [7 empty] | NOS | 1 |  | Spares-Local--Indian Armiture Back Bearing
IM06724 | Spares-Local-Indian Back Bush-Nx100E7 |  |  | A Class | NOS | NOS | I-Inventory | FG-Finish Good |  | Spares | Spares-Local- | Dental Equiment | Main Location | 90330000 |  | FIFO | Indian Product | [8 empty] | 0 | 0 | 0 | 1 | 0 | [7 empty] | NOS | 1 |  | Spares-Local--Indian Back Bush-Nx100E7
IM06725 | Spares-Local-Indian Bearing Nx100S-2-6 |  |  | A Class | NOS | NOS | I-Inventory | FG-Finish Good |  | Spares | Spares-Local- | Dental Equiment | Main Location | 90330000 |  | FIFO | Indian Product | [8 empty] | 0 | 0 | 0 | 1 | 0 | [7 empty] | NOS | 1 |  | Spares-Local--Indian Bearing Nx100S-2-6
IM06726 | Spares-Local-Indian Bush Base Nx100S-12 |  |  | A Class | NOS | NOS | I-Inventory | FG-Finish Good |  | Spares | Spares-Local- | Dental Equiment | Main Location | 90330000 |  | FIFO | Indian Product | [8 empty] | 0 | 0 | 0 | 1 | 0 | [7 empty] | NOS | 1 |  | Spares-Local--Indian Bush Base Nx100S-12
IM06727 | Spares-Local-Indian Bush Nx100S-2-3 |  |  | A Class | NOS | NOS | I-Inventory | FG-Finish Good |  | Spares | Spares-Local- | Dental Equiment | Main Location | 90330000 |  | FIFO | Indian Product | [8 empty] | 0 | 0 | 0 | 1 | 0 | [7 empty] | NOS | 1 |  | Spares-Local--Indian Bush Nx100S-2-3
IM06728 | Spares-Local-Indian Bush Nx100S-2-9 |  |  | A Class | NOS | NOS | I-Inventory | FG-Finish Good |  | Spares | Spares-Local- | Dental Equiment | Main Location | 90330000 |  | FIFO | Indian Product | [8 empty] | 0 | 0 | 0 | 1 | 0 | [7 empty] | NOS | 1 |  | Spares-Local--Indian Bush Nx100S-2-9
IM06729 | Spares-Local-Indian Bush-Nx100E4 |  |  | A Class | NOS | NOS | I-Inventory | FG-Finish Good |  | Spares | Spares-Local- | Dental Equiment | Main Location | 90330000 |  | FIFO | Indian Product | [8 empty] | 0 | 0 | 0 | 1 | 0 | [7 empty] | NOS | 1 |  | Spares-Local--Indian Bush-Nx100E4
IM06730 | Spares-Local-Indian Carbon Bush Nx100E 10 |  |  | A Class | NOS | NOS | I-Inventory | FG-Finish Good |  | Spares | Spares-Local- | Dental Equiment | Main Location | 90330000 |  | FIFO | Indian Product | [8 empty] | 0 | 0 | 0 | 1 | 0 | [7 empty] | NOS | 1 |  | Spares-Local--Indian Carbon Bush Nx100E 10
IM06731 | Spares-Local-Indian Chuck Base-Nx100S-2-17 |  |  | A Class | NOS | NOS | I-Inventory | FG-Finish Good |  | Spares | Spares-Local- | Dental Equiment | Main Location | 90330000 |  | FIFO | Indian Product | [8 empty] | 0 | 0 | 0 | 1 | 0 | [7 empty] | NOS | 1 |  | Spares-Local--Indian Chuck Base-Nx100S-2-17
IM06732 | Spares-Local-Indian Chuck Lower Base |  |  | A Class | NOS | NOS | I-Inventory | FG-Finish Good |  | Spares | Spares-Local- | Dental Equiment | Main Location | 90330000 |  | FIFO | Indian Product | [8 empty] | 0 | 0 | 0 | 1 | 0 | [7 empty] | NOS | 1 |  | Spares-Local--Indian Chuck Lower Base
IM06733 | Spares-Local-Indian Chuck Spring Base-Nx100S-2-15 |  |  | A Class | NOS | NOS | I-Inventory | FG-Finish Good |  | Spares | Spares-Local- | Dental Equiment | Main Location | 90330000 |  | FIFO | Indian Product | [8 empty] | 0 | 0 | 0 | 1 | 0 | [7 empty] | NOS | 1 |  | Spares-Local--Indian Chuck Spring Base-Nx100S-2-15
IM06734 | Spares-Local-Indian Chuck Spring-Nx100S-2-16 |  |  | A Class | NOS | NOS | I-Inventory | FG-Finish Good |  | Spares | Spares-Local- | Dental Equiment | Main Location | 90330000 |  | FIFO | Indian Product | [8 empty] | 0 | 0 | 0 | 1 | 0 | [7 empty] | NOS | 1 |  | Spares-Local--Indian Chuck Spring-Nx100S-2-16
IM06735 | Spares-Local-Indian Circuit Board |  |  | A Class | NOS | NOS | I-Inventory | FG-Finish Good |  | Spares | Spares-Local- | Dental Equiment | Main Location | 90330000 |  | FIFO | Indian Product | [8 empty] | 0 | 0 | 0 | 1 | 0 | [7 empty] | NOS | 1 |  | Spares-Local--Indian Circuit Board
IM06736 | Spares-Local-Indian Cleaning Kit |  |  | A Class | NOS | NOS | I-Inventory | FG-Finish Good |  | Spares | Spares-Local- | Dental Equiment | Main Location | 90330000 |  | FIFO | Indian Product | [8 empty] | 0 | 0 | 0 | 1 | 0 | [7 empty] | NOS | 1 |  | Spares-Local--Indian Cleaning Kit
IM06737 | Spares-Local-Indian Clinical Armature-Nx100E 6 |  |  | A Class | NOS | NOS | I-Inventory | FG-Finish Good |  | Spares | Spares-Local- | Dental Equiment | Main Location | 90330000 |  | FIFO | Indian Product | [8 empty] | 0 | 0 | 0 | 1 | 0 | [7 empty] | NOS | 1 |  | Spares-Local--Indian Clinical Armature-Nx100E 6
IM06738 | Spares-Local-Indian Cord Cover-Nx100E 16 |  |  | A Class | NOS | NOS | I-Inventory | FG-Finish Good |  | Spares | Spares-Local- | Dental Equiment | Main Location | 90330000 |  | FIFO | Indian Product | [8 empty] | 0 | 0 | 0 | 1 | 0 | [7 empty] | NOS | 1 |  | Spares-Local--Indian Cord Cover-Nx100E 16
IM06739 | Spares-Local-Indian Cord Cover-Nx100S-21 |  |  | A Class | NOS | NOS | I-Inventory | FG-Finish Good |  | Spares | Spares-Local- | Dental Equiment | Main Location | 90330000 |  | FIFO | Indian Product | [8 empty] | 0 | 0 | 0 | 1 | 0 | [7 empty] | NOS | 1 |  | Spares-Local--Indian Cord Cover-Nx100S-21
IM06740 | Spares-Local-Indian Fashner 10Mm |  |  | A Class | NOS | NOS | I-Inventory | FG-Finish Good |  | Spares | Spares-Local- | Dental Equiment | Main Location | 90330000 |  | FIFO | Indian Product | [8 empty] | 0 | 0 | 0 | 1 | 0 | [7 empty] | NOS | 1 |  | Spares-Local--Indian Fashner 10Mm
IM06741 | Spares-Local-Indian Lab Chuck-Nx100S-2-14 |  |  | A Class | NOS | NOS | I-Inventory | FG-Finish Good |  | Spares | Spares-Local- | Dental Equiment | Main Location | 90330000 |  | FIFO | Indian Product | [8 empty] | 0 | 0 | 0 | 1 | 0 | [7 empty] | NOS | 1 |  | Spares-Local--Indian Lab Chuck-Nx100S-2-14
IM06742 | Spares-Local-Indian Lab Motor Bush-Nx100S-2-2 |  |  | A Class | NOS | NOS | I-Inventory | FG-Finish Good |  | Spares | Spares-Local- | Dental Equiment | Main Location | 90330000 |  | FIFO | Indian Product | [8 empty] | 0 | 0 | 0 | 1 | 0 | [7 empty] | NOS | 1 |  | Spares-Local--Indian Lab Motor Bush-Nx100S-2-2
IM06743 | Spares-Local-Indian Lab Spring 2-18 |  |  | A Class | NOS | NOS | I-Inventory | FG-Finish Good |  | Spares | Spares-Local- | Dental Equiment | Main Location | 90330000 |  | FIFO | Indian Product | [8 empty] | 0 | 0 | 0 | 1 | 0 | [7 empty] | NOS | 1 |  | Spares-Local--Indian Lab Spring 2-18
IM06744 | Spares-Local-Indian Lock Bush-Nx100S-6-2 |  |  | A Class | NOS | NOS | I-Inventory | FG-Finish Good |  | Spares | Spares-Local- | Dental Equiment | Main Location | 90330000 |  | FIFO | Indian Product | [8 empty] | 0 | 0 | 0 | 1 | 0 | [7 empty] | NOS | 1 |  | Spares-Local--Indian Lock Bush-Nx100S-6-2
IM06745 | Spares-Local-Indian Lock-Nx100S-2-1 |  |  | A Class | NOS | NOS | I-Inventory | FG-Finish Good |  | Spares | Spares-Local- | Dental Equiment | Main Location | 90330000 |  | FIFO | Indian Product | [8 empty] | 0 | 0 | 0 | 1 | 0 | [7 empty] | NOS | 1 |  | Spares-Local--Indian Lock-Nx100S-2-1
IM06746 | Spares-Local-Indian Metal Bush Nx100E1 |  |  | A Class | NOS | NOS | I-Inventory | FG-Finish Good |  | Spares | Spares-Local- | Dental Equiment | Main Location | 90330000 |  | FIFO | Indian Product | [8 empty] | 0 | 0 | 0 | 1 | 0 | [7 empty] | NOS | 1 |  | Spares-Local--Indian Metal Bush Nx100E1
IM06747 | Spares-Local-Indian Metal Bush Nx100E2 |  |  | A Class | NOS | NOS | I-Inventory | FG-Finish Good |  | Spares | Spares-Local- | Dental Equiment | Main Location | 90330000 |  | FIFO | Indian Product | [8 empty] | 0 | 0 | 0 | 1 | 0 | [7 empty] | NOS | 1 |  | Spares-Local--Indian Metal Bush Nx100E2
IM06748 | Spares-Local-Indian Metal O Ring Big Nx100S-8 |  |  | A Class | NOS | NOS | I-Inventory | FG-Finish Good |  | Spares | Spares-Local- | Dental Equiment | Main Location | 90330000 |  | FIFO | Indian Product | [8 empty] | 0 | 0 | 0 | 1 | 0 | [7 empty] | NOS | 1 |  | Spares-Local--Indian Metal O Ring Big Nx100S-8
IM06749 | Spares-Local-Indian Mm Clinical Armature |  |  | A Class | NOS | NOS | I-Inventory | FG-Finish Good |  | Spares | Spares-Local- | Dental Equiment | Main Location | 90330000 |  | FIFO | Indian Product | [8 empty] | 0 | 0 | 0 | 1 | 0 | [7 empty] | NOS | 1 |  | Spares-Local--Indian Mm Clinical Armature
IM06750 | Spares-Local-Indian Mm Cord Clinical 10Nx100Ec-1 |  |  | A Class | NOS | NOS | I-Inventory | FG-Finish Good |  | Spares | Spares-Local- | Dental Equiment | Main Location | 90330000 |  | FIFO | Indian Product | [8 empty] | 0 | 0 | 0 | 1 | 0 | [7 empty] | NOS | 1 |  | Spares-Local--Indian Mm Cord Clinical 10Nx100Ec-1
IM06751 | Spares-Local-Indian Mm Lab Bush 2-9 |  |  | A Class | NOS | NOS | I-Inventory | FG-Finish Good |  | Spares | Spares-Local- | Dental Equiment | Main Location | 90330000 |  | FIFO | Indian Product | [8 empty] | 0 | 0 | 0 | 1 | 0 | [7 empty] | NOS | 1 |  | Spares-Local--Indian Mm Lab Bush 2-9
IM06752 | Spares-Local-Indian Mm Lab Bush 3-2 |  |  | A Class | NOS | NOS | I-Inventory | FG-Finish Good |  | Spares | Spares-Local- | Dental Equiment | Main Location | 90330000 |  | FIFO | Indian Product | [8 empty] | 0 | 0 | 0 | 1 | 0 | [7 empty] | NOS | 1 |  | Spares-Local--Indian Mm Lab Bush 3-2
IM06753 | Spares-Local-Indian Mm Lab Washer 2-8 |  |  | A Class | NOS | NOS | I-Inventory | FG-Finish Good |  | Spares | Spares-Local- | Dental Equiment | Main Location | 90330000 |  | FIFO | Indian Product | [8 empty] | 0 | 0 | 0 | 1 | 0 | [7 empty] | NOS | 1 |  | Spares-Local--Indian Mm Lab Washer 2-8
IM06754 | Spares-Local-Indian Mm Lab Wave Washer 2-7 |  |  | A Class | NOS | NOS | I-Inventory | FG-Finish Good |  | Spares | Spares-Local- | Dental Equiment | Main Location | 90330000 |  | FIFO | Indian Product | [8 empty] | 0 | 0 | 0 | 1 | 0 | [7 empty] | NOS | 1 |  | Spares-Local--Indian Mm Lab Wave Washer 2-7
IM06755 | Spares-Local-Indian Mm Spring 4 |  |  | A Class | NOS | NOS | I-Inventory | FG-Finish Good |  | Spares | Spares-Local- | Dental Equiment | Main Location | 90330000 |  | FIFO | Indian Product | [8 empty] | 0 | 0 | 0 | 1 | 0 | [7 empty] | NOS | 1 |  | Spares-Local--Indian Mm Spring 4
IM06756 | Spares-Local-Indian Motorised Suction Motor (Vidya Entp.) |  |  | A Class | NOS | NOS | I-Inventory | FG-Finish Good |  | Spares | Spares-Local- | Dental Equiment | Main Location | 90330000 |  | FIFO | Indian Product | [8 empty] | 0 | 0 | 0 | 1 | 0 | [7 empty] | NOS | 1 |  | Spares-Local--Indian Motorised Suction Motor (Vidya Entp.)
IM06757 | Spares-Local-Indian Pcb Card Ims-1 |  |  | A Class | NOS | NOS | I-Inventory | FG-Finish Good |  | Spares | Spares-Local- | Dental Equiment | Main Location | 90330000 |  | FIFO | Indian Product | [8 empty] | 0 | 0 | 0 | 1 | 0 | [7 empty] | NOS | 1 |  | Spares-Local--Indian Pcb Card Ims-1
IM06758 | Spares-Local-Indian Pcb Card-Mmc-01 |  |  | A Class | NOS | NOS | I-Inventory | FG-Finish Good |  | Spares | Spares-Local- | Dental Equiment | Main Location | 90330000 |  | FIFO | Indian Product | [8 empty] | 0 | 0 | 0 | 1 | 0 | [7 empty] | NOS | 1 |  | Spares-Local--Indian Pcb Card-Mmc-01
IM06759 | Spares-Local-Indian Plastic Bearing Nx100S-9 |  |  | A Class | NOS | NOS | I-Inventory | FG-Finish Good |  | Spares | Spares-Local- | Dental Equiment | Main Location | 90330000 |  | FIFO | Indian Product | [8 empty] | 0 | 0 | 0 | 1 | 0 | [7 empty] | NOS | 1 |  | Spares-Local--Indian Plastic Bearing Nx100S-9
IM06760 | Spares-Local-Indian Plastic Bush Nx100E6-10 |  |  | A Class | NOS | NOS | I-Inventory | FG-Finish Good |  | Spares | Spares-Local- | Dental Equiment | Main Location | 90330000 |  | FIFO | Indian Product | [8 empty] | 0 | 0 | 0 | 1 | 0 | [7 empty] | NOS | 1 |  | Spares-Local--Indian Plastic Bush Nx100E6-10
IM06761 | Spares-Local-Indian Platinum Dg Timer Ixpd-6 |  |  | A Class | NOS | NOS | I-Inventory | FG-Finish Good |  | Spares | Spares-Local- | Dental Equiment | Main Location | 90330000 |  | FIFO | Indian Product | [8 empty] | 0 | 0 | 0 | 1 | 0 | [7 empty] | NOS | 1 |  | Spares-Local--Indian Platinum Dg Timer Ixpd-6
IM06762 | Spares-Local-Indian Platinum Longcone Ixp-06 |  |  | A Class | NOS | NOS | I-Inventory | FG-Finish Good |  | Spares | Spares-Local- | Dental Equiment | Main Location | 90330000 |  | FIFO | Indian Product | [8 empty] | 0 | 0 | 0 | 1 | 0 | [7 empty] | NOS | 1 |  | Spares-Local--Indian Platinum Longcone Ixp-06
IM06763 | Spares-Local-Indian Platinum Pcb Connector Ixp-11 |  |  | A Class | NOS | NOS | I-Inventory | FG-Finish Good |  | Spares | Spares-Local- | Dental Equiment | Main Location | 90330000 |  | FIFO | Indian Product | [8 empty] | 0 | 0 | 0 | 1 | 0 | [7 empty] | NOS | 1 |  | Spares-Local--Indian Platinum Pcb Connector Ixp-11
IM06764 | Spares-Local-Indian Pressure Guage Big |  |  | A Class | NOS | NOS | I-Inventory | FG-Finish Good |  | Spares | Spares-Local- | Dental Equiment | Main Location | 90330000 |  | FIFO | Indian Product | [8 empty] | 0 | 0 | 0 | 1 | 0 | [7 empty] | NOS | 1 |  | Spares-Local--Indian Pressure Guage Big
IM06765 | Spares-Local-Indian Screw-Nx100E6-13 |  |  | A Class | NOS | NOS | I-Inventory | FG-Finish Good |  | Spares | Spares-Local- | Dental Equiment | Main Location | 90330000 |  | FIFO | Indian Product | [8 empty] | 0 | 0 | 0 | 1 | 0 | [7 empty] | NOS | 1 |  | Spares-Local--Indian Screw-Nx100E6-13
IM06766 | Spares-Local-Indian Soldering Bit |  |  | A Class | NOS | NOS | I-Inventory | FG-Finish Good |  | Spares | Spares-Local- | Dental Equiment | Main Location | 90330000 |  | FIFO | Indian Product | [8 empty] | 0 | 0 | 0 | 1 | 0 | [7 empty] | NOS | 1 |  | Spares-Local--Indian Soldering Bit
IM06767 | Spares-Local-Indian Solenoid Coil |  |  | A Class | NOS | NOS | I-Inventory | FG-Finish Good |  | Spares | Spares-Local- | Dental Equiment | Main Location | 90330000 |  | FIFO | Indian Product | [8 empty] | 0 | 0 | 0 | 1 | 0 | [7 empty] | NOS | 1 |  | Spares-Local--Indian Solenoid Coil
IM06768 | Spares-Local-Indian Spring Base Nx100S-4 |  |  | A Class | NOS | NOS | I-Inventory | FG-Finish Good |  | Spares | Spares-Local- | Dental Equiment | Main Location | 90330000 |  | FIFO | Indian Product | [8 empty] | 0 | 0 | 0 | 1 | 0 | [7 empty] | NOS | 1 |  | Spares-Local--Indian Spring Base Nx100S-4
IM06769 | Spares-Local-Indian Thermal Fuse 150 |  |  | A Class | NOS | NOS | I-Inventory | FG-Finish Good |  | Spares | Spares-Local- | Dental Equiment | Main Location | 90330000 |  | FIFO | Indian Product | [8 empty] | 0 | 0 | 0 | 1 | 0 | [7 empty] | NOS | 1 |  | Spares-Local--Indian Thermal Fuse 150
IM06770 | Spares-Local-Indian Tld-Batches |  |  | A Class | NOS | NOS | I-Inventory | FG-Finish Good |  | Spares | Spares-Local- | Dental Equiment | Main Location | 90330000 |  | FIFO | Indian Product | [8 empty] | 0 | 0 | 0 | 1 | 0 | [7 empty] | NOS | 1 |  | Spares-Local--Indian TLD-Batches
IM06771 | Spares-Local-Indian Top Foot Control Wire |  |  | A Class | NOS | NOS | I-Inventory | FG-Finish Good |  | Spares | Spares-Local- | Dental Equiment | Main Location | 90330000 |  | FIFO | Indian Product | [8 empty] | 0 | 0 | 0 | 1 | 0 | [7 empty] | NOS | 1 |  | Spares-Local--Indian Top Foot Control Wire
IM06772 | Spares-Local-Indian Transformer-03Volt |  |  | A Class | NOS | NOS | I-Inventory | FG-Finish Good |  | Spares | Spares-Local- | Dental Equiment | Main Location | 90330000 |  | FIFO | Indian Product | [8 empty] | 0 | 0 | 0 | 1 | 0 | [7 empty] | NOS | 1 |  | Spares-Local--Indian Transformer-03Volt
IM06773 | Spares-Local-Indian U.V Chamber Chowk |  |  | A Class | NOS | NOS | I-Inventory | FG-Finish Good |  | Spares | Spares-Local- | Dental Equiment | Main Location | 90330000 |  | FIFO | Indian Product | [8 empty] | 0 | 0 | 0 | 1 | 0 | [7 empty] | NOS | 1 |  | Spares-Local--Indian U.V Chamber Chowk
IM06774 | Spares-Local-Indian U.V Chamber Gaskit |  |  | A Class | NOS | NOS | I-Inventory | FG-Finish Good |  | Spares | Spares-Local- | Dental Equiment | Main Location | 90330000 |  | FIFO | Indian Product | [8 empty] | 0 | 0 | 0 | 1 | 0 | [7 empty] | NOS | 1 |  | Spares-Local--Indian U.V Chamber Gaskit
IM06775 | Spares-Local-Indian U.V. Chamber Tube |  |  | A Class | NOS | NOS | I-Inventory | FG-Finish Good |  | Spares | Spares-Local- | Dental Equiment | Main Location | 90330000 |  | FIFO | Indian Product | [8 empty] | 0 | 0 | 0 | 1 | 0 | [7 empty] | NOS | 1 |  | Spares-Local--Indian U.V. Chamber Tube
IM06776 | Spares-Local-Indian Washer Nx100S-2-5 |  |  | A Class | NOS | NOS | I-Inventory | FG-Finish Good |  | Spares | Spares-Local- | Dental Equiment | Main Location | 90330000 |  | FIFO | Indian Product | [8 empty] | 0 | 0 | 0 | 1 | 0 | [7 empty] | NOS | 1 |  | Spares-Local--Indian Washer Nx100S-2-5
IM06777 | Spares-Local-Indian Water Control Knob-Cx05 |  |  | A Class | NOS | NOS | I-Inventory | FG-Finish Good |  | Spares | Spares-Local- | Dental Equiment | Main Location | 90330000 |  | FIFO | Indian Product | [8 empty] | 0 | 0 | 0 | 1 | 0 | [7 empty] | NOS | 1 |  | Spares-Local--Indian Water Control Knob-Cx05
IM06778 | Spares-Local-Indian Wave Washer Nx100S2-7 |  |  | A Class | NOS | NOS | I-Inventory | FG-Finish Good |  | Spares | Spares-Local- | Dental Equiment | Main Location | 90330000 |  | FIFO | Indian Product | [8 empty] | 0 | 0 | 0 | 1 | 0 | [7 empty] | NOS | 1 |  | Spares-Local--Indian Wave Washer Nx100S2-7
IM06779 | Spares-Local-Indian Xpeed Inbuilt Micromotor Transformer |  |  | A Class | NOS | NOS | I-Inventory | FG-Finish Good |  | Spares | Spares-Local- | Dental Equiment | Main Location | 90330000 |  | FIFO | Indian Product | [8 empty] | 0 | 0 | 0 | 1 | 0 | [7 empty] | NOS | 1 |  | Spares-Local--Indian Xpeed Inbuilt Micromotor Transformer
IM06780 | Spares-Local-Indian X-Press Dg Cone |  |  | A Class | NOS | NOS | I-Inventory | FG-Finish Good |  | Spares | Spares-Local- | Dental Equiment | Main Location | 90330000 |  | FIFO | Indian Product | [8 empty] | 0 | 0 | 0 | 1 | 0 | [7 empty] | NOS | 1 |  | Spares-Local--Indian X-Press Dg Cone
IM06781 | Spares-Local-Indian X-Press Dg Cone Bush |  |  | A Class | NOS | NOS | I-Inventory | FG-Finish Good |  | Spares | Spares-Local- | Dental Equiment | Main Location | 90330000 |  | FIFO | Indian Product | [8 empty] | 0 | 0 | 0 | 1 | 0 | [7 empty] | NOS | 1 |  | Spares-Local--Indian X-Press Dg Cone Bush
IM06782 | Spares-Local-Indian X-Press Dg Timer Sticker |  |  | A Class | NOS | NOS | I-Inventory | FG-Finish Good |  | Spares | Spares-Local- | Dental Equiment | Main Location | 90330000 |  | FIFO | Indian Product | [8 empty] | 0 | 0 | 0 | 1 | 0 | [7 empty] | NOS | 1 |  | Spares-Local--Indian X-Press Dg Timer Sticker
IM06783 | Spares-Local-Indian Xray Platinum Dg Side Cover |  |  | A Class | NOS | NOS | I-Inventory | FG-Finish Good |  | Spares | Spares-Local- | Dental Equiment | Main Location | 90330000 |  | FIFO | Indian Product | [8 empty] | 0 | 0 | 0 | 1 | 0 | [7 empty] | NOS | 1 |  | Spares-Local--Indian Xray Platinum Dg Side Cover
IM06784 | Spares-Local-Indian Xray Platinum Dg Timer Sticker |  |  | A Class | NOS | NOS | I-Inventory | FG-Finish Good |  | Spares | Spares-Local- | Dental Equiment | Main Location | 90330000 |  | FIFO | Indian Product | [8 empty] | 0 | 0 | 0 | 1 | 0 | [7 empty] | NOS | 1 |  | Spares-Local--Indian Xray Platinum Dg Timer Sticker
IM06785 | Spares-Local-Indian Xray Platinum Dg Tube Lock Cover |  |  | A Class | NOS | NOS | I-Inventory | FG-Finish Good |  | Spares | Spares-Local- | Dental Equiment | Main Location | 90330000 |  | FIFO | Indian Product | [8 empty] | 0 | 0 | 0 | 1 | 0 | [7 empty] | NOS | 1 |  | Spares-Local--Indian Xray Platinum Dg Tube Lock Cover
IM06786 | Spares-Local-Indian Xray Platinum Dg Tube Sde Lock Cover |  |  | A Class | NOS | NOS | I-Inventory | FG-Finish Good |  | Spares | Spares-Local- | Dental Equiment | Main Location | 90330000 |  | FIFO | Indian Product | [8 empty] | 0 | 0 | 0 | 1 | 0 | [7 empty] | NOS | 1 |  | Spares-Local--Indian Xray Platinum Dg Tube Sde Lock Cover
IM06787 | Spares-Local-Indian Xray Platinum Short Cone Ixp-7 |  |  | A Class | NOS | NOS | I-Inventory | FG-Finish Good |  | Spares | Spares-Local- | Dental Equiment | Main Location | 90330000 |  | FIFO | Indian Product | [8 empty] | 0 | 0 | 0 | 1 | 0 | [7 empty] | NOS | 1 |  | Spares-Local--Indian Xray Platinum Short Cone Ixp-7
IM06788 | Spares-Local-Indian X-Ray Remote |  |  | A Class | NOS | NOS | I-Inventory | FG-Finish Good |  | Spares | Spares-Local- | Dental Equiment | Main Location | 90330000 |  | FIFO | Indian Product | [8 empty] | 0 | 0 | 0 | 1 | 0 | [7 empty] | NOS | 1 |  | Spares-Local--Indian X-Ray Remote
IM06789 | Spares-Local-Indian Xray Wire Connector |  |  | A Class | NOS | NOS | I-Inventory | FG-Finish Good |  | Spares | Spares-Local- | Dental Equiment | Main Location | 90330000 |  | FIFO | Indian Product | [8 empty] | 0 | 0 | 0 | 1 | 0 | [7 empty] | NOS | 1 |  | Spares-Local--Indian Xray Wire Connector
IM06790 | Spares-Local-Inidan Xray Platinum Power Pcb Card |  |  | A Class | NOS | NOS | I-Inventory | FG-Finish Good |  | Spares | Spares-Local- | Dental Equiment | Main Location | 90330000 |  | FIFO | Indian Product | [8 empty] | 0 | 0 | 0 | 1 | 0 | [7 empty] | NOS | 1 |  | Spares-Local--Inidan Xray Platinum Power Pcb Card
IM06791 | Spares-Local- Component-Spares-Local-Lm 7824 Regulator |  |  | A Class | NOS | NOS | I-Inventory | FG-Finish Good |  | Spares | Spares-Local- | Dental Equiment | Main Location | 90330000 |  | FIFO | Indian Product | [8 empty] | 0 | 0 | 0 | 1 | 0 | [7 empty] | NOS | 1 |  | LP/SP/ Component-Spares-Local--LM 7824 REGULATOR
IM06792 | Spares-Local-Component-Spares-Local-1 Ohms 5W Carbon Resistor |  |  | A Class | NOS | NOS | I-Inventory | FG-Finish Good |  | Spares | Spares-Local- | Dental Equiment | Main Location | 90330000 |  | FIFO | Indian Product | [8 empty] | 0 | 0 | 0 | 1 | 0 | [7 empty] | NOS | 1 |  | LP/SP/Component-Spares-Local--1 OHMS 5W CARBON RESISTOR
IM06793 | Spares-Local-Component-Spares-Local-4700-25V |  |  | A Class | NOS | NOS | I-Inventory | FG-Finish Good |  | Spares | Spares-Local- | Dental Equiment | Main Location | 90330000 |  | FIFO | Indian Product | [8 empty] | 0 | 0 | 0 | 1 | 0 | [7 empty] | NOS | 1 |  | LP/SP/Component-Spares-Local--4700-25V
IM06794 | Spares-Local-Component-Spares-Local-Irf 630 |  |  | A Class | NOS | NOS | I-Inventory | FG-Finish Good |  | Spares | Spares-Local- | Dental Equiment | Main Location | 90330000 |  | FIFO | Indian Product | [8 empty] | 0 | 0 | 0 | 1 | 0 | [7 empty] | NOS | 1 |  | LP/SP/Component-Spares-Local--IRF 630
IM06795 | Spares-Local-Spares-Local- Butter Fly Valve |  |  | A Class | NOS | NOS | I-Inventory | FG-Finish Good |  | Spares | Spares-Local- | Dental Equiment | Main Location | 90330000 |  | FIFO | Indian Product | [8 empty] | 0 | 0 | 0 | 1 | 0 | [7 empty] | NOS | 1 |  | LP/SP/Spares-Local- BUTTER FLY VALVE
IM06796 | Spares-Local-Spares-Local- Hot Air Gun |  |  | A Class | NOS | NOS | I-Inventory | FG-Finish Good |  | Spares | Spares-Local- | Dental Equiment | Main Location | 90330000 |  | FIFO | Indian Product | [8 empty] | 0 | 0 | 0 | 1 | 0 | [7 empty] | NOS | 1 |  | LP/SP/Spares-Local- HOT AIR GUN
IM06797 | Spares-Local-Spares-Local- Pcb Polisher |  |  | A Class | NOS | NOS | I-Inventory | FG-Finish Good |  | Spares | Spares-Local- | Dental Equiment | Main Location | 90330000 |  | FIFO | Indian Product | [8 empty] | 0 | 0 | 0 | 1 | 0 | [7 empty] | NOS | 1 |  | LP/SP/Spares-Local- PCB POLISHER
IM06798 | Spares-Local-Spares-Local- Spray Gun |  |  | A Class | NOS | NOS | I-Inventory | FG-Finish Good |  | Spares | Spares-Local- | Dental Equiment | Main Location | 90330000 |  | FIFO | Indian Product | [8 empty] | 0 | 0 | 0 | 1 | 0 | [7 empty] | NOS | 1 |  | LP/SP/Spares-Local- SPRAY GUN
IM06799 | Surgical Loops-Gallion-Gl4-2.5X420 |  |  | A Class | NOS | NOS | I-Inventory | FG-Finish Good |  | Equipment | Surgical Loops | Dental Equiment | Main Location | 90184900 |  | FIFO | Galilean | [8 empty] | 0 | 0 | 0 | 1 | 0 | [7 empty] | NOS | 1 |  | Surgical Loops-Gallion-GL4-2.5X420
IM06800 | Surgical Loops-Gallion-Gl4-3.5X420 |  |  | A Class | NOS | NOS | I-Inventory | FG-Finish Good |  | Equipment | Surgical Loops | Dental Equiment | Main Location | 90184900 |  | FIFO | Galilean | [8 empty] | 0 | 0 | 0 | 1 | 0 | [7 empty] | NOS | 1 |  | Surgical Loops-Gallion-GL4-3.5X420
IM06801 | TFT Clamp- Coxo TFT Clamp Model CX217-3 |  |  | A Class | NOS | NOS | I-Inventory | FG-Finish Good |  | Equipment | TFT Clamp | Dental Equiment | Main Location | 90184900 |  | FIFO | Hongkong Coxo | [8 empty] | 0 | 0 | 0 | 1 | 0 | [7 empty] | NOS | 1 |  | CO/TF/AC/CLAMP-COXO TEC TFT CLAMP CX217-3
IM06802 | TFT Clamp -Runyes TFT Clamp |  |  | A Class | NOS | NOS | I-Inventory | FG-Finish Good |  | Equipment | TFT Clamp | Dental Equiment | Main Location | 90184900 |  | FIFO | Runyes | [8 empty] | 0 | 0 | 0 | 1 | 0 | [7 empty] | NOS | 1 |  | RN/TFT/AC/RUNYES TFT CLAMP
IM06803 | Thermoforming Sheet-Good Fit-GT Flex Original Thermoforming Sheet Size 125MMX0.8MM |  |  | A Class | NOS | NOS | I-Inventory | O-Other |  | Consumables | Thermoforming Sheet | Dental Equiment | Main Location | 39219099 |  | FIFO | Good Fit | [8 empty] | 0 | 0 | 0 | 1 | 0 | [7 empty] | NOS | 1 |  | GFT/CM/GT FLEX ORIGINAL THERMOFORMING SHEET/SIZE 125MMX0.8MM
IM06804 | Thermoforming Sheet-Good Fit-GT Flex Pro Thermoforming Sheet Size 125MMX0.8MM |  |  | A Class | NOS | NOS | I-Inventory | O-Other |  | Consumables | Thermoforming Sheet | Dental Equiment | Main Location | 39219099 |  | FIFO | Good Fit | [8 empty] | 0 | 0 | 0 | 1 | 0 | [7 empty] | NOS | 1 |  | GFT/CM/GT FLEX PRO THERMOFORMING SHEET/SIZE 125MMX0.8MM
IM06805 | Thermoforming Sheet-Good Fit-GT Flex Pro Thermoforming Sheet Size 125MMX1.0MM |  |  | A Class | NOS | NOS | I-Inventory | O-Other |  | Consumables | Thermoforming Sheet | Dental Equiment | Main Location | 39219099 |  | FIFO | Good Fit | [8 empty] | 0 | 0 | 0 | 1 | 0 | [7 empty] | NOS | 1 |  | GFT/CM/GT FLEX PRO THERMOFORMING SHEET/SIZE 125MMX1.0MM
IM06806 | Tool Kit-Engineer- Drill Bit |  |  | A Class | NOS | NOS | I-Inventory | FG-Finish Good |  | Spares | Tool Kit | Dental Equiment | Main Location | 90330000 |  | FIFO | Indian Product | [8 empty] | 0 | 0 | 0 | 1 | 0 | [7 empty] | NOS | 1 |  | Local Tool Kit Drill Bit
IM06807 | Tool Kit-Engineer- LN Key Small (Inch) |  |  | A Class | NOS | NOS | I-Inventory | FG-Finish Good |  | Spares | Tool Kit | Dental Equiment | Main Location | 90330000 |  | FIFO | Indian Product | [8 empty] | 0 | 0 | 0 | 1 | 0 | [7 empty] | NOS | 1 |  | Local Tool Kit Ln Key Small (Inch)
IM06808 | Tool Kit-Enigneer- Soldering Paste |  |  | A Class | NOS | NOS | I-Inventory | FG-Finish Good |  | Spares | Tool Kit | Dental Equiment | Main Location | 90330000 |  | FIFO | Indian Product | [8 empty] | 0 | 0 | 0 | 1 | 0 | [7 empty] | NOS | 1 |  | Local Tool Kit Soldering Paste
IM06809 | Tool Kit-Engineer-13 Mm Goti |  |  | A Class | NOS | NOS | I-Inventory | FG-Finish Good |  | Spares | Tool Kit | Dental Equiment | Main Location | 90330000 |  | FIFO | Indian Product | [8 empty] | 0 | 0 | 0 | 1 | 0 | [7 empty] | NOS | 1 |  | LP/SP/13 MM GOTI
IM06810 | Tool Kit-Engineer-Cable Tag 6 |  |  | A Class | NOS | NOS | I-Inventory | FG-Finish Good |  | Spares | Tool Kit | Dental Equiment | Main Location | 90330000 |  | FIFO | Indian Product | [8 empty] | 0 | 0 | 0 | 1 | 0 | [7 empty] | NOS | 1 |  | LP/SP/CABLE TAG 6
IM06811 | Tool Kit-Engineer-Tafflon Tape |  |  | A Class | NOS | NOS | I-Inventory | FG-Finish Good |  | Spares | Tool Kit | Dental Equiment | Main Location | 90330000 |  | FIFO | Indian Product | [8 empty] | 0 | 0 | 0 | 1 | 0 | [7 empty] | NOS | 1 |  | LP/SP/TAFFLON TAPE
IM06812 | Tool Kit-Engineer-Small Tool Bag |  |  | A Class | NOS | NOS | I-Inventory | FG-Finish Good |  | Spares | Tool Kit | Dental Equiment | Main Location | 90330000 |  | FIFO | Indian Product | [8 empty] | 0 | 0 | 0 | 1 | 0 | [7 empty] | NOS | 1 |  | LP/TL/SMALL TOOL BAG
IM06813 | Tool Kit-Engineer-12 X 13 Panna |  |  | A Class | NOS | NOS | I-Inventory | FG-Finish Good |  | Spares | Tool Kit | Dental Equiment | Main Location | 90330000 |  | FIFO | Indian Product | [8 empty] | 0 | 0 | 0 | 1 | 0 | [7 empty] | NOS | 1 |  | LP/TL/SP/12 X 13 PANNA
IM06814 | Tool Kit-Engineer-8Mm Goti |  |  | A Class | NOS | NOS | I-Inventory | FG-Finish Good |  | Spares | Tool Kit | Dental Equiment | Main Location | 90330000 |  | FIFO | Indian Product | [8 empty] | 0 | 0 | 0 | 1 | 0 | [7 empty] | NOS | 1 |  | LP/TL/SP/8MM GOTI
IM06815 | Tool Kit-Engineer-Adjustable Spanner |  |  | A Class | NOS | NOS | I-Inventory | FG-Finish Good |  | Spares | Tool Kit | Dental Equiment | Main Location | 90330000 |  | FIFO | Indian Product | [8 empty] | 0 | 0 | 0 | 1 | 0 | [7 empty] | NOS | 1 |  | Lp/Tl/Sp/Adjustable Spanner
IM06816 | Tool Kit-Engineer-Alliner (Small Screw Driver) |  |  | A Class | NOS | NOS | I-Inventory | FG-Finish Good |  | Spares | Tool Kit | Dental Equiment | Main Location | 90330000 |  | FIFO | Indian Product | [8 empty] | 0 | 0 | 0 | 1 | 0 | [7 empty] | NOS | 1 |  | Lp/Tl/Sp/Alliner (Small Screw Driver)
IM06817 | Tool Kit-Engineer-Cad Cam-Clamp Multimeter (Lcr)Fluke Frequency Measurement |  |  | A Class | NOS | NOS | I-Inventory | FG-Finish Good |  | Spares | Tool Kit | Dental Equiment | Main Location | 90330000 |  | FIFO | Indian Product | [8 empty] | 0 | 0 | 0 | 1 | 0 | [7 empty] | NOS | 1 |  | LP/TL/SP/CAD CAM-CLAMP MULTIMETER (LCR)FLUKE FREQUENCY MEASUREMENT
IM06818 | Tool Kit-Engineer-Circuler Plier |  |  | A Class | NOS | NOS | I-Inventory | FG-Finish Good |  | Spares | Tool Kit | Dental Equiment | Main Location | 90330000 |  | FIFO | Indian Product | [8 empty] | 0 | 0 | 0 | 1 | 0 | [7 empty] | NOS | 1 |  | Lp/Tl/Sp/Circuler Plier
IM06819 | Tool Kit-Engineer-Drill Machine |  |  | A Class | NOS | NOS | I-Inventory | FG-Finish Good |  | Spares | Tool Kit | Dental Equiment | Main Location | 90330000 |  | FIFO | Indian Product | [8 empty] | 0 | 0 | 0 | 1 | 0 | [7 empty] | NOS | 1 |  | LP/TL/SP/DRILL MACHINE
IM06820 | Tool Kit-Engineer-Electric Tape |  |  | A Class | NOS | NOS | I-Inventory | FG-Finish Good |  | Spares | Tool Kit | Dental Equiment | Main Location | 90330000 |  | FIFO | Indian Product | [8 empty] | 0 | 0 | 0 | 1 | 0 | [7 empty] | NOS | 1 |  | Lp/Tl/Sp/Electric Tape
IM06821 | Tool Kit-Engineer-Flat File |  |  | A Class | NOS | NOS | I-Inventory | FG-Finish Good |  | Spares | Tool Kit | Dental Equiment | Main Location | 90330000 |  | FIFO | Indian Product | [8 empty] | 0 | 0 | 0 | 1 | 0 | [7 empty] | NOS | 1 |  | LP/TL/SP/FLAT FILE
IM06822 | Tool Kit-Engineer-Glue Gun |  |  | A Class | NOS | NOS | I-Inventory | FG-Finish Good |  | Spares | Tool Kit | Dental Equiment | Main Location | 90330000 |  | FIFO | Indian Product | [8 empty] | 0 | 0 | 0 | 1 | 0 | [7 empty] | NOS | 1 |  | LP/TL/SP/GLUE GUN
IM06823 | Tool Kit-Engineer-Glue Stick |  |  | A Class | NOS | NOS | I-Inventory | FG-Finish Good |  | Spares | Tool Kit | Dental Equiment | Main Location | 90330000 |  | FIFO | Indian Product | [8 empty] | 0 | 0 | 0 | 1 | 0 | [7 empty] | NOS | 1 |  | LP/TL/SP/GLUE STICK
IM06824 | Tool Kit-Engineer-Gnatus Xay Tools |  |  | A Class | NOS | NOS | I-Inventory | FG-Finish Good |  | Spares | Tool Kit | Dental Equiment | Main Location | 90330000 |  | FIFO | Indian Product | [8 empty] | 0 | 0 | 0 | 1 | 0 | [7 empty] | NOS | 1 |  | LP/TL/SP/GNATUS XAY TOOLS
IM06825 | Tool Kit-Engineer-Hammer |  |  | A Class | NOS | NOS | I-Inventory | FG-Finish Good |  | Spares | Tool Kit | Dental Equiment | Main Location | 90330000 |  | FIFO | Indian Product | [8 empty] | 0 | 0 | 0 | 1 | 0 | [7 empty] | NOS | 1 |  | LP/TL/SP/HAMMER
IM06826 | Tool Kit-Engineer-Lavler |  |  | A Class | NOS | NOS | I-Inventory | FG-Finish Good |  | Spares | Tool Kit | Dental Equiment | Main Location | 90330000 |  | FIFO | Indian Product | [8 empty] | 0 | 0 | 0 | 1 | 0 | [7 empty] | NOS | 1 |  | LP/TL/SP/LAVLER
IM06827 | Tool Kit-Engineer-Ln Key Small (Mm) |  |  | A Class | NOS | NOS | I-Inventory | FG-Finish Good |  | Spares | Tool Kit | Dental Equiment | Main Location | 90330000 |  | FIFO | Indian Product | [8 empty] | 0 | 0 | 0 | 1 | 0 | [7 empty] | NOS | 1 |  | LP/TL/SP/LN KEY SMALL (MM)
IM06828 | Tool Kit-Engineer-Measurement Tape |  |  | A Class | NOS | NOS | I-Inventory | FG-Finish Good |  | Spares | Tool Kit | Dental Equiment | Main Location | 90330000 |  | FIFO | Indian Product | [8 empty] | 0 | 0 | 0 | 1 | 0 | [7 empty] | NOS | 1 |  | LP/TL/SP/MEASUREMENT TAPE
IM06829 | Tool Kit-Engineer-Multimeter |  |  | A Class | NOS | NOS | I-Inventory | FG-Finish Good |  | Spares | Tool Kit | Dental Equiment | Main Location | 90330000 |  | FIFO | Indian Product | [8 empty] | 0 | 0 | 0 | 1 | 0 | [7 empty] | NOS | 1 |  | LP/TL/SP/MULTIMETER
IM06830 | Tool Kit-Engineer-Nose Plier |  |  | A Class | NOS | NOS | I-Inventory | FG-Finish Good |  | Spares | Tool Kit | Dental Equiment | Main Location | 90330000 |  | FIFO | Indian Product | [8 empty] | 0 | 0 | 0 | 1 | 0 | [7 empty] | NOS | 1 |  | LP/TL/SP/NOSE PLIER
IM06831 | Tool Kit-Engineer-Nsk Pressure Guage |  |  | A Class | NOS | NOS | I-Inventory | FG-Finish Good |  | Spares | Tool Kit | Dental Equiment | Main Location | 90330000 |  | FIFO | Indian Product | [8 empty] | 0 | 0 | 0 | 1 | 0 | [7 empty] | NOS | 1 |  | LP/TL/SP/NSK PRESSURE GUAGE
IM06832 | Tool Kit-Engineer-Plier |  |  | A Class | NOS | NOS | I-Inventory | FG-Finish Good |  | Spares | Tool Kit | Dental Equiment | Main Location | 90330000 |  | FIFO | Indian Product | [8 empty] | 0 | 0 | 0 | 1 | 0 | [7 empty] | NOS | 1 |  | LP/TL/SP/PLIER
IM06833 | Tool Kit-Engineer-Screw Driver Set |  |  | A Class | NOS | NOS | I-Inventory | FG-Finish Good |  | Spares | Tool Kit | Dental Equiment | Main Location | 90330000 |  | FIFO | Indian Product | [8 empty] | 0 | 0 | 0 | 1 | 0 | [7 empty] | NOS | 1 |  | LP/TL/SP/SCREW DRIVER SET
IM06834 | Tool Kit-Engineer-Soldering Iron |  |  | A Class | NOS | NOS | I-Inventory | FG-Finish Good |  | Spares | Tool Kit | Dental Equiment | Main Location | 90330000 |  | FIFO | Indian Product | [8 empty] | 0 | 0 | 0 | 1 | 0 | [7 empty] | NOS | 1 |  | LP/TL/SP/SOLDERING IRON
IM06835 | Tool Kit-Engineer-Soldering Wire |  |  | A Class | NOS | NOS | I-Inventory | FG-Finish Good |  | Spares | Tool Kit | Dental Equiment | Main Location | 90330000 |  | FIFO | Indian Product | [8 empty] | 0 | 0 | 0 | 1 | 0 | [7 empty] | NOS | 1 |  | Lp/Tl/Sp/Soldering Wire
IM06836 | Tool Kit-Engineer-Spanner Set |  |  | A Class | NOS | NOS | I-Inventory | FG-Finish Good |  | Spares | Tool Kit | Dental Equiment | Main Location | 90330000 |  | FIFO | Indian Product | [8 empty] | 0 | 0 | 0 | 1 | 0 | [7 empty] | NOS | 1 |  | LP/TL/SP/SPANNER SET
IM06837 | Tool Kit-Engineer-Teezer |  |  | A Class | NOS | NOS | I-Inventory | FG-Finish Good |  | Spares | Tool Kit | Dental Equiment | Main Location | 90330000 |  | FIFO | Indian Product | [8 empty] | 0 | 0 | 0 | 1 | 0 | [7 empty] | NOS | 1 |  | Lp/Tl/Sp/Teezer
IM06838 | Tool Kit-Engineer-Tool Bag |  |  | A Class | NOS | NOS | I-Inventory | FG-Finish Good |  | Spares | Tool Kit | Dental Equiment | Main Location | 90330000 |  | FIFO | Indian Product | [8 empty] | 0 | 0 | 0 | 1 | 0 | [7 empty] | NOS | 1 |  | LP/TL/SP/TOOL BAG
IM06839 | Tool Kit-Engineer-Top Tool Kit |  |  | A Class | NOS | NOS | I-Inventory | FG-Finish Good |  | Spares | Tool Kit | Dental Equiment | Main Location | 90330000 |  | FIFO | Indian Product | [8 empty] | 0 | 0 | 0 | 1 | 0 | [7 empty] | NOS | 1 |  | LP/TL/SP/TOP TOOL KIT
IM06840 | Tool Kit-Engineer-Wire Cutter |  |  | A Class | NOS | NOS | I-Inventory | FG-Finish Good |  | Spares | Tool Kit | Dental Equiment | Main Location | 90330000 |  | FIFO | Indian Product | [8 empty] | 0 | 0 | 0 | 1 | 0 | [7 empty] | NOS | 1 |  | Lp/Tl/Sp/Wire Cutter
IM06841 | Tool Kit-Engineer- CAD CAM LN Hex Key Set |  |  | A Class | NOS | NOS | I-Inventory | FG-Finish Good |  | Spares | Tool Kit | Dental Equiment | Main Location | 90330000 |  | FIFO | Indian Product | [8 empty] | 0 | 0 | 0 | 1 | 0 | [7 empty] | NOS | 1 |  | LP/TL/SP/CAD CAM-LN HEX KEY SET
IM06842 | Tool Kit-Engineer- CAD CAM Yato Screw Driver |  |  | A Class | NOS | NOS | I-Inventory | FG-Finish Good |  | Spares | Tool Kit | Dental Equiment | Main Location | 90330000 |  | FIFO | Indian Product | [8 empty] | 0 | 0 | 0 | 1 | 0 | [7 empty] | NOS | 1 |  | LP/TL/SP/CAD CAM-YATO SCREW DRIVER
IM06843 | Tool Kit-Engineer- Paper Cutter |  |  | A Class | NOS | NOS | I-Inventory | FG-Finish Good |  | Spares | Tool Kit | Dental Equiment | Main Location | 90330000 |  | FIFO | Indian Product | [8 empty] | 0 | 0 | 0 | 1 | 0 | [7 empty] | NOS | 1 |  | Local Tool Kit Paper Cutter
IM06844 | Tool Kit-Enginner-13 MM Pana |  |  | A Class | NOS | NOS | I-Inventory | FG-Finish Good |  | Spares | Tool Kit | Dental Equiment | Main Location | 90330000 |  | FIFO | Indian Product | [8 empty] | 0 | 0 | 0 | 1 | 0 | [7 empty] | NOS | 1 |  | LP/TL/SP/13 MM PANA
IM06845 | Tool Kit-Engineer-Air Blower |  |  | A Class | NOS | NOS | I-Inventory | FG-Finish Good |  | Spares | Tool Kit | Dental Equiment | Main Location | 90330000 |  | FIFO | Indian Product | [8 empty] | 0 | 0 | 0 | 1 | 0 | [7 empty] | NOS | 1 |  | LP/TL/SP/AIR BLOWER
IM06846 | Tool Kit-Engineer-Multi Tool Kit |  |  | A Class | NOS | NOS | I-Inventory | FG-Finish Good |  | Spares | Tool Kit | Dental Equiment | Main Location | 90330000 |  | FIFO | Indian Product | [8 empty] | 0 | 0 | 0 | 1 | 0 | [7 empty] | NOS | 1 |  | Lp/Tl/Sp/Multi Tool Kit
IM06847 | Tool Kit-Engineer-Multimeter of Fluke (Radiology) |  |  | A Class | NOS | NOS | I-Inventory | FG-Finish Good |  | Spares | Tool Kit | Dental Equiment | Main Location | 90330000 |  | FIFO | Indian Product | [8 empty] | 0 | 0 | 0 | 1 | 0 | [7 empty] | NOS | 1 |  | LP/TL/SP/MULTIMETER OF FLUKE (RADIOLOGY)
IM06848 | Tool Kit-Enginner-Soldering Pump |  |  | A Class | NOS | NOS | I-Inventory | FG-Finish Good |  | Spares | Tool Kit | Dental Equiment | Main Location | 90330000 |  | FIFO | Indian Product | [8 empty] | 0 | 0 | 0 | 1 | 0 | [7 empty] | NOS | 1 |  | Lp/Tl/Sp/Soldering Pump
IM06849 | Tooth Paste -GC Gold-Tooth Mousse Pack |  |  | A Class | NOS | NOS | I-Inventory | O-Other |  | Consumables | Tooth Paste | Dental Equiment | Main Location | 30064000 |  | FIFO | GC Gold | [8 empty] | 0 | 0 | 0 | 1 | 0 | [7 empty] | NOS | 1 |  | GC/CEM/CM/TOOTH MOUSSE PACK
IM06850 | Tooth Paste-GC Gold-Tooth Mousse Pack Mint Flavour |  |  | A Class | NOS | NOS | I-Inventory | O-Other |  | Consumables | Tooth Paste | Dental Equiment | Main Location | 30064000 |  | FIFO | GC Gold | [8 empty] | 0 | 0 | 0 | 1 | 0 | [7 empty] | NOS | 1 |  | GC/CEM/CM/TOOTH MOUSSE PACK MINT FLAVOUR
IM06851 | Tooth Paste-GC Gold-Tooth Mousse Pack Strawberry Flavour |  |  | A Class | NOS | NOS | I-Inventory | O-Other |  | Consumables | Tooth Paste | Dental Equiment | Main Location | 30064000 |  | FIFO | GC Gold | [8 empty] | 0 | 0 | 0 | 1 | 0 | [7 empty] | NOS | 1 |  | GC/CEM/CM/TOOTH MOUSSE PACK STRAWBERRY FLAVOUR
IM06852 | Tooth Paste-GC Gold-Tooth Mousse Pack Vanilla Flavour |  |  | A Class | NOS | NOS | I-Inventory | O-Other |  | Consumables | Tooth Paste | Dental Equiment | Main Location | 30064000 |  | FIFO | GC Gold | [8 empty] | 0 | 0 | 0 | 1 | 0 | [7 empty] | NOS | 1 |  | GC/CEM/CM/TOOTH MOUSSE PACK VANILLA FLAVOUR
IM06853 | Tooth Paste -GC Gold-Tooth Mousse Plus 3 Flavour Pack |  |  | A Class | NOS | NOS | I-Inventory | O-Other |  | Consumables | Tooth Paste | Dental Equiment | Main Location | 30064000 |  | FIFO | GC Gold | [8 empty] | 0 | 0 | 0 | 1 | 0 | [7 empty] | NOS | 1 |  | GC/CEM/CM/TOOTH MOUSSE PLUS 3 FLAVOUR PACK
IM06854 | Spares-Indian-Tray- Indig. U.V. Chamberss Trays Only |  |  | A Class | NOS | NOS | I-Inventory | FG-Finish Good |  | Spares | U.V. Chamber-Spares | Dental Equiment | Main Location | 90184900 |  | FIFO | Indian Product | [8 empty] | 0 | 0 | 0 | 1 | 0 | [7 empty] | NOS | 1 |  | IN/UV/AC/TRAY- INDIG. U.V. CHAMBERSS TRAYS ONLY
IM06855 | U.V. Chamber Spares-Local-U.V. Chamber Tube 15 Watt |  |  | A Class | NOS | NOS | I-Inventory | FG-Finish Good |  | Spares | U.V. Chamber-Spares | Dental Equiment | Main Location | 90330000 |  | FIFO | Indian Product | [8 empty] | 0 | 0 | 0 | 1 | 0 | [7 empty] | NOS | 1 |  | LP/UV/SP/U.V. CHAMBER TUBE 15 WATT
IM06856 | Ultrasonic Cleaner-GT Sonic- Model KMH1-10Ltr |  |  | A Class | NOS | NOS | I-Inventory | FG-Finish Good |  | Equipment | Ultrasonic Cleaner | Dental Equiment | Main Location | 84192090 |  | FIFO | GT Sonic | [8 empty] | 0 | 0 | 0 | 1 | 0 | [7 empty] | NOS | 1 |  | GT/UC/MC/GT SONIC ULTRASONIC CLEANER MOD- KMH1-10LTR
IM06857 | Ultrasonic Cleaner-GT Sonic- Model VGT 6250-2.5 Ltr |  |  | A Class | NOS | NOS | I-Inventory | FG-Finish Good |  | Equipment | Ultrasonic Cleaner | Dental Equiment | Main Location | 84192090 |  | FIFO | GT Sonic | [8 empty] | 0 | 0 | 0 | 1 | 0 | [7 empty] | NOS | 1 |  | GT/UC/MC/GT SONIC ULTRASONIC CLEANER MOD- VGT 6250-2.5 LTR
IM06858 | Ultrasonic Cleaner- Codyson Dental Ultrasonic Cleaner |  |  | A Class | NOS | NOS | I-Inventory | FG-Finish Good |  | Equipment | Ultrasonic Cleaner | Dental Equiment | Main Location | 84192090 |  | FIFO | Codent | [8 empty] | 0 | 0 | 0 | 1 | 0 | [7 empty] | NOS | 1 |  | CO/UC/AC/DENTURE ULTRASONIC CLEANER
IM06859 | Ultrasonic Cleaner- Codyson Model CD-4860 |  |  | A Class | NOS | NOS | I-Inventory | FG-Finish Good |  | Equipment | Ultrasonic Cleaner | Dental Equiment | Main Location | 90184900 |  | FIFO | Codyson | [8 empty] | 0 | 0 | 0 | 1 | 0 | [7 empty] | NOS | 1 |  | CO/UC/MC CD-4860 ULTRASONIC CLEANER -CD-4860
IM06860 | Ultrasonic Cleaner- Codyson Model CD-3900 3LTR |  |  | A Class | NOS | NOS | I-Inventory | FG-Finish Good |  | Equipment | Ultrasonic Cleaner | Dental Equiment | Main Location | 84192090 |  | FIFO | Codyson | [8 empty] | 0 | 0 | 0 | 1 | 0 | [7 empty] | NOS | 1 |  | CO/UC/MC/CD-3900-ULTRASONIC CLEANER 3 L -CD-3900
IM06861 | Ultrasonic Cleaner- Codyson Model CD-4831 3LTR Digital Display LCD |  |  | A Class | NOS | NOS | I-Inventory | FG-Finish Good |  | Equipment | Ultrasonic Cleaner | Dental Equiment | Main Location | 84192090 |  | FIFO | Codyson | [8 empty] | 0 | 0 | 0 | 1 | 0 | [7 empty] | NOS | 1 |  | CO/UC/MC/ULTRASONIC CLEANER 3 LCD 4831/DIGITAL DISPLAY
IM06862 | Ultrasonic Cleaner Spares- Cristofolio-Upper Cover |  |  | A Class | NOS | NOS | I-Inventory | FG-Finish Good |  | Spares | Ultrasonic Cleaner-Spares | Dental Equiment | Main Location | 90330000 |  | FIFO | Cristofolio | [8 empty] | 0 | 0 | 0 | 1 | 0 | [7 empty] | NOS | 1 |  | CR/UC/SP/ ULTRASONIC CLEANER UPPER COVER
IM06863 | Ultrasonic Cleaner Spares-GT Sonic- Power PCB |  |  | A Class | NOS | NOS | I-Inventory | FG-Finish Good |  | Spares | Ultrasonic Cleaner-Spares | Dental Equiment | Main Location | 90330000 |  | FIFO | GT Sonic | [8 empty] | 0 | 0 | 0 | 1 | 0 | [7 empty] | NOS | 1 |  | Gt/Uc/Mc/Ultrasonic Cleaner Power Pcb
IM06864 | Ultrasonic Cleaner Spares-GT Sonic- Main PCB |  |  | A Class | NOS | NOS | I-Inventory | FG-Finish Good |  | Spares | Ultrasonic Cleaner-Spares | Dental Equiment | Main Location | 90330000 |  | FIFO | GT Sonic | [8 empty] | 0 | 0 | 0 | 1 | 0 | [7 empty] | NOS | 1 |  | GT/US/SP/GT ULTRASONIC CLEANER MAIN PCB
IM06865 | Ultrasonic Cleaner Spares-GT Sonic- KMH-1-10 LTR Cleaner Body |  |  | A Class | NOS | NOS | I-Inventory | FG-Finish Good |  | Spares | Ultrasonic Cleaner-Spares | Dental Equiment | Main Location | 90330000 |  | FIFO | GT Sonic | [8 empty] | 0 | 0 | 0 | 1 | 0 | [7 empty] | NOS | 1 |  | GT/US/SP/GT ULTRASONIC KMH1-10LTR CLEANER BODY
IM06866 | Ultrasonic Cleaner Spares-GT Sonic- KMH-1-10 LTR Display PCB |  |  | A Class | NOS | NOS | I-Inventory | FG-Finish Good |  | Spares | Ultrasonic Cleaner-Spares | Dental Equiment | Main Location | 90330000 |  | FIFO | GT Sonic | [8 empty] | 0 | 0 | 0 | 1 | 0 | [7 empty] | NOS | 1 |  | GT/US/SP/GT ULTRASONIC KMH1-10LTR CLEANER DISPLAY PCB
IM06867 | Ultrasonic Cleaner Spares-GT Sonic- KMH-1-10 LTR Cleaner Fan |  |  | A Class | NOS | NOS | I-Inventory | FG-Finish Good |  | Spares | Ultrasonic Cleaner-Spares | Dental Equiment | Main Location | 90330000 |  | FIFO | GT Sonic | [8 empty] | 0 | 0 | 0 | 1 | 0 | [7 empty] | NOS | 1 |  | GT/US/SP/GT ULTRASONIC KMH1-10LTR CLEANER FAN
IM06868 | Ultrasonic Cleaner Spares-GT Sonic- KMH-1-10 LTR Cleaner Tray |  |  | A Class | NOS | NOS | I-Inventory | FG-Finish Good |  | Spares | Ultrasonic Cleaner-Spares | Dental Equiment | Main Location | 90330000 |  | FIFO | GT Sonic | [8 empty] | 0 | 0 | 0 | 1 | 0 | [7 empty] | NOS | 1 |  | GT/US/SP/GT ULTRASONIC KMH1-10LTR CLEANER TRAY
IM06869 | Ultrasonic Cleaner Spares-GT Sonic- KMH-1-10 LTR Cleaner Water Outlet Valve |  |  | A Class | NOS | NOS | I-Inventory | FG-Finish Good |  | Spares | Ultrasonic Cleaner-Spares | Dental Equiment | Main Location | 90330000 |  | FIFO | GT Sonic | [8 empty] | 0 | 0 | 0 | 1 | 0 | [7 empty] | NOS | 1 |  | GT/US/SP/GT ULTRASONIC KMH1-10LTR CLEANER WATER OUTLET VALVE
IM06870 | Ultrasonic Cleaner Spares-GT Sonic- KMH-1-10 LTR Cleaner Water Tank |  |  | A Class | NOS | NOS | I-Inventory | FG-Finish Good |  | Spares | Ultrasonic Cleaner-Spares | Dental Equiment | Main Location | 90330000 |  | FIFO | GT Sonic | [8 empty] | 0 | 0 | 0 | 1 | 0 | [7 empty] | NOS | 1 |  | GT/US/SP/GT ULTRASONIC KMH1-10LTR CLEANER WATER TANK
IM06871 | Ultrasonic Cleaner-Codyson Model CD 4830- Basket |  |  | A Class | NOS | NOS | I-Inventory | FG-Finish Good |  | Spares | Ultrasonic Cleaner-Spares | Dental Equiment | Main Location | 90330000 |  | FIFO | Codyson | [8 empty] | 0 | 0 | 0 | 1 | 0 | [7 empty] | NOS | 1 |  | CO/UC/MC/CD-4830 ULTRASONIC CLEANER BASKET
IM06872 | Ultrasonic Cleaner-Codyson Model CD 4830-Lower Body |  |  | A Class | NOS | NOS | I-Inventory | FG-Finish Good |  | Spares | Ultrasonic Cleaner-Spares | Dental Equiment | Main Location | 90330000 |  | FIFO | Codyson | [8 empty] | 0 | 0 | 0 | 1 | 0 | [7 empty] | NOS | 1 |  | CO/UC/MC/CD-4830 ULTRASONIC CLEANER LOWER BODY
IM06873 | Ultrasonic Cleaner-Codyson Model CD 4830- PCB |  |  | A Class | NOS | NOS | I-Inventory | FG-Finish Good |  | Spares | Ultrasonic Cleaner-Spares | Dental Equiment | Main Location | 90330000 |  | FIFO | Codyson | [8 empty] | 0 | 0 | 0 | 1 | 0 | [7 empty] | NOS | 1 |  | CO/UC/MC/CD-4830 ULTRASONIC CLEANER PCB
IM06874 | Ultrasonic Cleaner-Codyson Model CD 4830- Power Chowk PCB |  |  | A Class | NOS | NOS | I-Inventory | FG-Finish Good |  | Spares | Ultrasonic Cleaner-Spares | Dental Equiment | Main Location | 90330000 |  | FIFO | Codyson | [8 empty] | 0 | 0 | 0 | 1 | 0 | [7 empty] | NOS | 1 |  | CO/UC/MC/CD-4830 ULTRASONIC CLEANER POWER CHOWK PCB
IM06875 | Ultrasonic Cleaner-Codyson Model CD 4830- Stainless Steel Tank With Transducer And Heater |  |  | A Class | NOS | NOS | I-Inventory | FG-Finish Good |  | Spares | Ultrasonic Cleaner-Spares | Dental Equiment | Main Location | 90330000 |  | FIFO | Codyson | [8 empty] | 0 | 0 | 0 | 1 | 0 | [7 empty] | NOS | 1 |  | CO/UC/MC/CD-4830 ULTRASONIC CLEANER STAINLESS STEEL TANK WITH TRANSDUCER AND HEATER
IM06876 | Ultrasonic Cleaner-Codyson Model CD 4830- Upper Body |  |  | A Class | NOS | NOS | I-Inventory | FG-Finish Good |  | Spares | Ultrasonic Cleaner-Spares | Dental Equiment | Main Location | 90330000 |  | FIFO | Codyson | [8 empty] | 0 | 0 | 0 | 1 | 0 | [7 empty] | NOS | 1 |  | CO/UC/MC/CD-4830 ULTRASONIC CLEANER UPPER BODY
IM06877 | Ultrasonic Cleaner-Codyson Model CD 4830- Display Panel Body |  |  | A Class | NOS | NOS | I-Inventory | FG-Finish Good |  | Spares | Ultrasonic Cleaner-Spares | Dental Equiment | Main Location | 90330000 |  | FIFO | Codyson | [8 empty] | 0 | 0 | 0 | 1 | 0 | [7 empty] | NOS | 1 |  | CO/UC/MC/CD-4830 ULTRASONIC DISPLAY PANEL BODY
IM06878 | Ultrasonic Cleaner-Codyson Model CD 4830- Display Panel PCB |  |  | A Class | NOS | NOS | I-Inventory | FG-Finish Good |  | Spares | Ultrasonic Cleaner-Spares | Dental Equiment | Main Location | 90330000 |  | FIFO | Codyson | [8 empty] | 0 | 0 | 0 | 1 | 0 | [7 empty] | NOS | 1 |  | CO/UC/MC/CD-4830 ULTRASONIC DISPLAY PANEL PCB
IM06879 | Ultrasonic Cleaner-Codyson Model CD 4830- Display PCB With Lid |  |  | A Class | NOS | NOS | I-Inventory | FG-Finish Good |  | Spares | Ultrasonic Cleaner-Spares | Dental Equiment | Main Location | 90330000 |  | FIFO | Codyson | [8 empty] | 0 | 0 | 0 | 1 | 0 | [7 empty] | NOS | 1 |  | CO/UC/MC/CD-4830 ULTRASONIC DISPLAY PCB WITH LID
IM06880 | Ultrasonic Cleaner-Codyson Model CD 4830- Power Supply PCB |  |  | A Class | NOS | NOS | I-Inventory | FG-Finish Good |  | Spares | Ultrasonic Cleaner-Spares | Dental Equiment | Main Location | 90330000 |  | FIFO | Codyson | [8 empty] | 0 | 0 | 0 | 1 | 0 | [7 empty] | NOS | 1 |  | CO/UC/MC/CD-4830 ULTRASONIC POWER SUPPLY PCB
IM06881 | Ultrasonic Cleaner-Codyson Model CD 4830- Water Drain Valve |  |  | A Class | NOS | NOS | I-Inventory | FG-Finish Good |  | Spares | Ultrasonic Cleaner-Spares | Dental Equiment | Main Location | 90330000 |  | FIFO | Codyson | [8 empty] | 0 | 0 | 0 | 1 | 0 | [7 empty] | NOS | 1 |  | CO/UC/MC/CD-4830 ULTRASONIC WATER DRAIN VALVE
IM06882 | Ultrasonic Cleaner-Codyson Model CD 4830- Water Drain Valve Kit |  |  | A Class | NOS | NOS | I-Inventory | FG-Finish Good |  | Spares | Ultrasonic Cleaner-Spares | Dental Equiment | Main Location | 90330000 |  | FIFO | Codyson | [8 empty] | 0 | 0 | 0 | 1 | 0 | [7 empty] | NOS | 1 |  | CO/UC/MC/CD-4830 ULTRASONIC WATER DRAIN VALVE KIT
IM06883 | Ultrasonic Cleaner-Codyson Model CD 4830- Water Outlet Knob |  |  | A Class | NOS | NOS | I-Inventory | FG-Finish Good |  | Spares | Ultrasonic Cleaner-Spares | Dental Equiment | Main Location | 90330000 |  | FIFO | Codyson | [8 empty] | 0 | 0 | 0 | 1 | 0 | [7 empty] | NOS | 1 |  | CO/UC/MC/CD-4830 ULTRASONIC WATER OUTLET KNOB
IM06884 | Ultrasonic Cleaner-Codyson Model CD 4830- Water Outlet Nozzle |  |  | A Class | NOS | NOS | I-Inventory | FG-Finish Good |  | Spares | Ultrasonic Cleaner-Spares | Dental Equiment | Main Location | 90330000 |  | FIFO | Codyson | [8 empty] | 0 | 0 | 0 | 1 | 0 | [7 empty] | NOS | 1 |  | CO/UC/MC/CD-4830 ULTRASONIC WATER OUTLET NOZZLE
IM06885 | Ultrasonic Cleaner-Codyson Model CD 4830- Water Outlet Valve |  |  | A Class | NOS | NOS | I-Inventory | FG-Finish Good |  | Spares | Ultrasonic Cleaner-Spares | Dental Equiment | Main Location | 90330000 |  | FIFO | Codyson | [8 empty] | 0 | 0 | 0 | 1 | 0 | [7 empty] | NOS | 1 |  | CO/UC/MC/CD-4830 ULTRASONIC WATER OUTLET VALVE
IM06886 | Ultrasonic Cleaner-Codyson Model CD 4830-Heating Chamber |  |  | A Class | NOS | NOS | I-Inventory | FG-Finish Good |  | Spares | Ultrasonic Cleaner-Spares | Dental Equiment | Main Location | 90330000 |  | FIFO | Codyson | [8 empty] | 0 | 0 | 0 | 1 | 0 | [7 empty] | NOS | 1 |  | CO/UC/MC/CD-4830 ULTRSONIC CLEANER HEATING CHAMBER
IM06887 | Ultrasonic Cleaner- Codyson Model CD-4831 Lower Body |  |  | A Class | NOS | NOS | I-Inventory | FG-Finish Good |  | Spares | Ultrasonic Cleaner-Spares | Dental Equiment | Main Location | 90330000 |  | FIFO | Codyson | [8 empty] | 0 | 0 | 0 | 1 | 0 | [7 empty] | NOS | 1 |  | CO/UC/MC/CD-4831 ULTRASONIC CLEANER LOWER BODY
IM06888 | Ultrasonic Cleaner- Codyson Model CD-4831 Upper Body |  |  | A Class | NOS | NOS | I-Inventory | FG-Finish Good |  | Spares | Ultrasonic Cleaner-Spares | Dental Equiment | Main Location | 90330000 |  | FIFO | Codyson | [8 empty] | 0 | 0 | 0 | 1 | 0 | [7 empty] | NOS | 1 |  | CO/UC/MC/CD-4831 ULTRASONIC CLEANER UPPER BODY
IM06889 | Ultrasonic Cleaner- Codyson Model CD-4831 Water Outlet Knob |  |  | A Class | NOS | NOS | I-Inventory | FG-Finish Good |  | Spares | Ultrasonic Cleaner-Spares | Dental Equiment | Main Location | 90330000 |  | FIFO | Codyson | [8 empty] | 0 | 0 | 0 | 1 | 0 | [7 empty] | NOS | 1 |  | CO/UC/MC/CD-4831 ULTRASONIC WATER OUTLET KNOB
IM06890 | Ultrasonic Cleaner- Codyson Model CD-4831 Display Control Panel |  |  | A Class | NOS | NOS | I-Inventory | FG-Finish Good |  | Spares | Ultrasonic Cleaner-Spares | Dental Equiment | Main Location | 90330000 |  | FIFO | Codyson | [8 empty] | 0 | 0 | 0 | 1 | 0 | [7 empty] | NOS | 1 |  | CO/UC/SP/CD-4831 ULTRASONIC CLEANER DISPLAY CONTROL PANEL
IM06891 | Ultrasonic Cleaner- Codyson Model CD-4831 Display PCB |  |  | A Class | NOS | NOS | I-Inventory | FG-Finish Good |  | Spares | Ultrasonic Cleaner-Spares | Dental Equiment | Main Location | 90330000 |  | FIFO | Codyson | [8 empty] | 0 | 0 | 0 | 1 | 0 | [7 empty] | NOS | 1 |  | CO/UC/SP/CD-4831 ULTRASONIC CLEANER DISPLAY PCB
IM06892 | Ultrasonic Cleaner- Codyson Model CD-4831 Left Side Cover |  |  | A Class | NOS | NOS | I-Inventory | FG-Finish Good |  | Spares | Ultrasonic Cleaner-Spares | Dental Equiment | Main Location | 90330000 |  | FIFO | Codyson | [8 empty] | 0 | 0 | 0 | 1 | 0 | [7 empty] | NOS | 1 |  | CO/UC/SP/CD-4831 ULTRASONIC CLEANER LEFT SIDE COVER
IM06893 | Ultrasonic Cleaner- Codyson Model CD-4831 Main PCB |  |  | A Class | NOS | NOS | I-Inventory | FG-Finish Good |  | Spares | Ultrasonic Cleaner-Spares | Dental Equiment | Main Location | 90330000 |  | FIFO | Codyson | [8 empty] | 0 | 0 | 0 | 1 | 0 | [7 empty] | NOS | 1 |  | CO/UC/SP/CD-4831 ULTRASONIC CLEANER MAIN PCB
IM06894 | Ultrasonic Cleaner- Codyson Model CD-4831 Tank Lid |  |  | A Class | NOS | NOS | I-Inventory | FG-Finish Good |  | Spares | Ultrasonic Cleaner-Spares | Dental Equiment | Main Location | 90330000 |  | FIFO | Codyson | [8 empty] | 0 | 0 | 0 | 1 | 0 | [7 empty] | NOS | 1 |  | CO/UC/SP/CD-4831 ULTRASONIC CLEANER TANK LID
IM06895 | Ultrasonic Cleaner- Codyson Model CD-4831 Drainage Valve |  |  | A Class | NOS | NOS | I-Inventory | FG-Finish Good |  | Spares | Ultrasonic Cleaner-Spares | Dental Equiment | Main Location | 90330000 |  | FIFO | Codyson | [8 empty] | 0 | 0 | 0 | 1 | 0 | [7 empty] | NOS | 1 |  | CO/UC/SP/CD-4831 ULTRASONIC DRAINAGE VALVE
IM06896 | Ultrasonic Cleaner- Codyson Model CD-4831 Power PCB |  |  | A Class | NOS | NOS | I-Inventory | FG-Finish Good |  | Spares | Ultrasonic Cleaner-Spares | Dental Equiment | Main Location | 90330000 |  | FIFO | Codyson | [8 empty] | 0 | 0 | 0 | 1 | 0 | [7 empty] | NOS | 1 |  | CO/UC/SP/CD-4831 ULTRASONIC POWER PCB
IM06897 | Ultrasonic Cleaner- Codyson Model CD-4831 Water Heater Tank |  |  | A Class | NOS | NOS | I-Inventory | FG-Finish Good |  | Spares | Ultrasonic Cleaner-Spares | Dental Equiment | Main Location | 90330000 |  | FIFO | Codyson | [8 empty] | 0 | 0 | 0 | 1 | 0 | [7 empty] | NOS | 1 |  | CO/UC/SP/CD-4831 ULTRASONIC WATER HEATER TANK
IM06898 | Ultrasonic Cleaner- Codyson Model CD-4831 Water Tank Drainage Valve |  |  | A Class | NOS | NOS | I-Inventory | FG-Finish Good |  | Spares | Ultrasonic Cleaner-Spares | Dental Equiment | Main Location | 90330000 |  | FIFO | Codyson | [8 empty] | 0 | 0 | 0 | 1 | 0 | [7 empty] | NOS | 1 |  | CO/UC/SP/CD-4831 ULTRASONIC WATER TANK DRAINAGE VALVE
IM06899 | Ultrasonic Cleaner- Codyson Model CD-4831 Water Tank Right Side Cover |  |  | A Class | NOS | NOS | I-Inventory | FG-Finish Good |  | Spares | Ultrasonic Cleaner-Spares | Dental Equiment | Main Location | 90330000 |  | FIFO | Codyson | [8 empty] | 0 | 0 | 0 | 1 | 0 | [7 empty] | NOS | 1 |  | CO/UC/SP/CD-4831 ULTRASONIC WATER TANK RIGHT SIDE COVER
IM06900 | Ultrasonic Cleaner- Codyson Model CD-4831 Water Tank Right Side Handle |  |  | A Class | NOS | NOS | I-Inventory | FG-Finish Good |  | Spares | Ultrasonic Cleaner-Spares | Dental Equiment | Main Location | 90330000 |  | FIFO | Codyson | [8 empty] | 0 | 0 | 0 | 1 | 0 | [7 empty] | NOS | 1 |  | CO/UC/SP/CD-4831 ULTRASONIC WATER TANK RIGHT SIDE HANDLE
IM06901 | Ultrasonic Cleaner- Codyson Model CD-4860 Driving PCB |  |  | A Class | NOS | NOS | I-Inventory | FG-Finish Good |  | Spares | Ultrasonic Cleaner-Spares | Dental Equiment | Main Location | 90330000 |  | FIFO | Codyson | [8 empty] | 0 | 0 | 0 | 1 | 0 | [7 empty] | NOS | 1 |  | CO/UC/SP/CD-4860 ULTRASONIC CLEANER DRIVING PCB
IM06902 | Ultrasonic Cleaner- Codyson Model CD-4860 Main PCB |  |  | A Class | NOS | NOS | I-Inventory | FG-Finish Good |  | Spares | Ultrasonic Cleaner-Spares | Dental Equiment | Main Location | 90330000 |  | FIFO | Codyson | [8 empty] | 0 | 0 | 0 | 1 | 0 | [7 empty] | NOS | 1 |  | CO/UC/SP/CD-4860 ULTRASONIC CLEANER MAIN PCB
IM06903 | Ultrasonic Cleaner- Codyson Model CD-4830 Basket |  |  | A Class | NOS | NOS | I-Inventory | FG-Finish Good |  | Spares | Ultrasonic Cleaner-Spares | Dental Equiment | Main Location | 90330000 |  | FIFO | Codyson | [8 empty] | 0 | 0 | 0 | 1 | 0 | [7 empty] | NOS | 1 |  | CO/UC/SP/CODYSON CD-4830 ULTRASONIC CLEANER BASKET
IM06904 | Ultrasonic Cleaner- Codyson Model CD-4830 Basket Cover (Black) |  |  | A Class | NOS | NOS | I-Inventory | FG-Finish Good |  | Spares | Ultrasonic Cleaner-Spares | Dental Equiment | Main Location | 90330000 |  | FIFO | Codyson | [8 empty] | 0 | 0 | 0 | 1 | 0 | [7 empty] | NOS | 1 |  | CO/UC/SP/CODYSON CD-4830 ULTRASONIC CLEANER BASKET COVER (BLACK)
IM06905 | Ultrasonic Cleaner- Codyson Model CD-4830 Drain Pipe |  |  | A Class | NOS | NOS | I-Inventory | FG-Finish Good |  | Spares | Ultrasonic Cleaner-Spares | Dental Equiment | Main Location | 90330000 |  | FIFO | Codyson | [8 empty] | 0 | 0 | 0 | 1 | 0 | [7 empty] | NOS | 1 |  | CO/UC/SP/CODYSON CD-4830 ULTRASONIC CLEANER DRAIN PIPE
IM06906 | Ultrasonic Cleaner- Codyson Model CD-4830 Fan |  |  | A Class | NOS | NOS | I-Inventory | FG-Finish Good |  | Spares | Ultrasonic Cleaner-Spares | Dental Equiment | Main Location | 90330000 |  | FIFO | Codyson | [8 empty] | 0 | 0 | 0 | 1 | 0 | [7 empty] | NOS | 1 |  | CO/UC/SP/CODYSON CD-4830 ULTRASONIC CLEANER FAN
IM06907 | Ultrasonic Cleaner- Codyson Model CD-4830 Gaskit |  |  | A Class | NOS | NOS | I-Inventory | FG-Finish Good |  | Spares | Ultrasonic Cleaner-Spares | Dental Equiment | Main Location | 90330000 |  | FIFO | Codyson | [8 empty] | 0 | 0 | 0 | 1 | 0 | [7 empty] | NOS | 1 |  | CO/UC/SP/CODYSON CD-4830 ULTRASONIC CLEANER GASKIT
IM06908 | Ultrasonic Cleaner- Codyson Model CD-4830 Power Cord |  |  | A Class | NOS | NOS | I-Inventory | FG-Finish Good |  | Spares | Ultrasonic Cleaner-Spares | Dental Equiment | Main Location | 90330000 |  | FIFO | Codyson | [8 empty] | 0 | 0 | 0 | 1 | 0 | [7 empty] | NOS | 1 |  | CO/UC/SP/CODYSON CD-4830 ULTRASONIC CLEANER POWER CORD
IM06909 | Ultrasonic Cleaner- Codyson Model CD-4831 Fan |  |  | A Class | NOS | NOS | I-Inventory | FG-Finish Good |  | Spares | Ultrasonic Cleaner-Spares | Dental Equiment | Main Location | 90330000 |  | FIFO | Codyson | [8 empty] | 0 | 0 | 0 | 1 | 0 | [7 empty] | NOS | 1 |  | CO/UC/SP/CODYSON CD-4831 ULTRASONIC CLEANER FAN
IM06910 | Ultrasurgery-NSK-V.Surg-Nsk Pizo Surgery Unit(Vario Surg) |  |  | A Class | NOS | NOS | I-Inventory | FG-Finish Good |  | Equipment | Ultrasugery | Dental Equiment | Main Location | 90184900 |  | FIFO | NSK Nakanishi | [8 empty] | 0 | 0 | 0 | 1 | 0 | [7 empty] | NOS | 1 |  | NSK/VS/MC/V.SURG-NSK PIZO SURGERY UNIT(VARIO SURG)
IM06911 | Ultrasurgery Accessories-NSK-Vario Surg Tip-Sg-10 -Z305111 |  |  | A Class | NOS | NOS | I-Inventory | FG-Finish Good |  | Accessories | Ultrasurgery-Accessories | Dental Equiment | Main Location | 90330000 |  | FIFO | NSK Nakanishi | [8 empty] | 0 | 0 | 0 | 1 | 0 | [7 empty] | NOS | 1 |  | NSK/TIP/VARIO SURG TIP-SG-10 /Z305111
IM06912 | Ultrasurgery Accessories-NSK-Vario Surg Tip-Sg1-14L -Z305123 |  |  | A Class | NOS | NOS | I-Inventory | FG-Finish Good |  | Accessories | Ultrasurgery-Accessories | Dental Equiment | Main Location | 90330000 |  | FIFO | NSK Nakanishi | [8 empty] | 0 | 0 | 0 | 1 | 0 | [7 empty] | NOS | 1 |  | NSK/TIP/VARIO SURG TIP-SG1-14L /Z305123
IM06913 | Ultrasurgery Accessories-NSK-Vario Surg Tip-Sg1-14R -Z305122 |  |  | A Class | NOS | NOS | I-Inventory | FG-Finish Good |  | Accessories | Ultrasurgery-Accessories | Dental Equiment | Main Location | 90330000 |  | FIFO | NSK Nakanishi | [8 empty] | 0 | 0 | 0 | 1 | 0 | [7 empty] | NOS | 1 |  | NSK/TIP/VARIO SURG TIP-SG1-14R /Z305122
IM06914 | Ultrasurgery Accessories-NSK-Vario Surg Tip-Sg17 -Z305132 |  |  | A Class | NOS | NOS | I-Inventory | FG-Finish Good |  | Accessories | Ultrasurgery-Accessories | Dental Equiment | Main Location | 90330000 |  | FIFO | NSK Nakanishi | [8 empty] | 0 | 0 | 0 | 1 | 0 | [7 empty] | NOS | 1 |  | NSK/TIP/VARIO SURG TIP-SG17 /Z305132
IM06915 | Ultrasurgery Accessories-NSK-Vario Surg Tip-Vp10 -Y900184 (Pack Of 3) |  |  | A Class | NOS | NOS | I-Inventory | FG-Finish Good |  | Accessories | Ultrasurgery-Accessories | Dental Equiment | Main Location | 90330000 |  | FIFO | NSK Nakanishi | [8 empty] | 0 | 0 | 0 | 1 | 0 | [7 empty] | NOS | 1 |  | NSK/TIP/VARIO SURG TIP-VP10 /Y900184 (PACK OF 3)
IM06916 | Ultrasurgery Accessories-NSK-Vario Surg Tip-Vp-10- Z305117 |  |  | A Class | NOS | NOS | I-Inventory | FG-Finish Good |  | Accessories | Ultrasurgery-Accessories | Dental Equiment | Main Location | 90330000 |  | FIFO | NSK Nakanishi | [8 empty] | 0 | 0 | 0 | 1 | 0 | [7 empty] | NOS | 1 |  | NSK/TIP/VARIO SURG TIP-VP-10/ Z305117
IM06917 | Ultrasurgery Spares-Woodpecker- Ultra Surgery Leg Stopper (4 Pair) Set |  |  | A Class | NOS | NOS | I-Inventory | FG-Finish Good |  | Spares | Ultrasurgery-Spares | Dental Equiment | Main Location | 90330000 |  | FIFO | Gulin Woodpecker | [8 empty] | 0 | 0 | 0 | 1 | 0 | [7 empty] | NOS | 1 |  | GW/UL/SP/WOODPECKER ULTRA SURGERY LEG STOPPER (4 PAIR) SET
IM06918 | Ultrasurgery Spares-Woodpecker- Ultrasurgery 60Watt Round Foot Control |  |  | A Class | NOS | NOS | I-Inventory | FG-Finish Good |  | Spares | Ultrasurgery-Spares | Dental Equiment | Main Location | 90330000 |  | FIFO | Gulin Woodpecker | [8 empty] | 0 | 0 | 0 | 1 | 0 | [7 empty] | NOS | 1 |  | GW/UL/SP/WOODPECKER ULTRASURGERY 60WATT ROUND FOOT CONTROL
IM06919 | Ultrasurgery Spares-Woodpecker- Ultrasurgery Autoclavable Box |  |  | A Class | NOS | NOS | I-Inventory | FG-Finish Good |  | Spares | Ultrasurgery-Spares | Dental Equiment | Main Location | 90330000 |  | FIFO | Gulin Woodpecker | [8 empty] | 0 | 0 | 0 | 1 | 0 | [7 empty] | NOS | 1 |  | GW/UL/SP/WOODPECKER ULTRASURGERY AUTOCLAVABLE BOX
IM06920 | Ultrasurgery Spares-Woodpecker- Ultrasurgery Exelcymosis Tip Â?? Uc2 |  |  | A Class | NOS | NOS | I-Inventory | FG-Finish Good |  | Spares | Ultrasurgery-Spares | Dental Equiment | Main Location | 90330000 |  | FIFO | Gulin Woodpecker | [8 empty] | 0 | 0 | 0 | 1 | 0 | [7 empty] | NOS | 1 |  | GW/UL/SP/WOODPECKER ULTRASURGERY EXELCYMOSIS TIP â?? UC2
IM06921 | Ultrasurgery Spares-Woodpecker- Ultrasurgery Exelcymosis Tip Â?? Up2 |  |  | A Class | NOS | NOS | I-Inventory | FG-Finish Good |  | Spares | Ultrasurgery-Spares | Dental Equiment | Main Location | 90330000 |  | FIFO | Gulin Woodpecker | [8 empty] | 0 | 0 | 0 | 1 | 0 | [7 empty] | NOS | 1 |  | GW/UL/SP/WOODPECKER ULTRASURGERY EXELCYMOSIS TIP â?? UP2
IM06922 | Ultrasurgery Spares-Woodpecker- Ultrasurgery Exelcymosis Tip Â?? Up3 |  |  | A Class | NOS | NOS | I-Inventory | FG-Finish Good |  | Spares | Ultrasurgery-Spares | Dental Equiment | Main Location | 90330000 |  | FIFO | Gulin Woodpecker | [8 empty] | 0 | 0 | 0 | 1 | 0 | [7 empty] | NOS | 1 |  | GW/UL/SP/WOODPECKER ULTRASURGERY EXELCYMOSIS TIP â?? UP3
IM06923 | Ultrasurgery Spares-Woodpecker- Ultrasurgery Main Foot Control |  |  | A Class | NOS | NOS | I-Inventory | FG-Finish Good |  | Spares | Ultrasurgery-Spares | Dental Equiment | Main Location | 90330000 |  | FIFO | Gulin Woodpecker | [8 empty] | 0 | 0 | 0 | 1 | 0 | [7 empty] | NOS | 1 |  | GW/UL/SP/WOODPECKER ULTRASURGERY MAIN FOOT CONTROL
IM06924 | Ultrasurgery Spares-Woodpecker- Ultrasurgery Optic Handpiece With Cord Hb-1Led |  |  | A Class | NOS | NOS | I-Inventory | FG-Finish Good |  | Spares | Ultrasurgery-Spares | Dental Equiment | Main Location | 90330000 |  | FIFO | Gulin Woodpecker | [8 empty] | 0 | 0 | 0 | 1 | 0 | [7 empty] | NOS | 1 |  | GW/UL/SP/WOODPECKER ULTRASURGERY OPTIC HANDPIECE WITH CORD HB-1LED
IM06925 | Ultrasurgery Spares-Woodpecker- Ultrasurgery Power Supply Pcb |  |  | A Class | NOS | NOS | I-Inventory | FG-Finish Good |  | Spares | Ultrasurgery-Spares | Dental Equiment | Main Location | 90330000 |  | FIFO | Gulin Woodpecker | [8 empty] | 0 | 0 | 0 | 1 | 0 | [7 empty] | NOS | 1 |  | GW/UL/SP/WOODPECKER ULTRASURGERY POWER SUPPLY PCB
IM06926 | Ultrasurgery Spares-Woodpecker- Ultrasurgery Set Of 5 Tips |  |  | A Class | NOS | NOS | I-Inventory | FG-Finish Good |  | Spares | Ultrasurgery-Spares | Dental Equiment | Main Location | 90330000 |  | FIFO | Gulin Woodpecker | [8 empty] | 0 | 0 | 0 | 1 | 0 | [7 empty] | NOS | 1 |  | GW/UL/SP/WOODPECKER ULTRASURGERY SET OF 5 TIPS
IM06927 | Ultrasurgery Spares-Woodpecker- Ultrasurgery Surgery X Tip Ul1 |  |  | A Class | NOS | NOS | I-Inventory | FG-Finish Good |  | Spares | Ultrasurgery-Spares | Dental Equiment | Main Location | 90330000 |  | FIFO | Gulin Woodpecker | [8 empty] | 0 | 0 | 0 | 1 | 0 | [7 empty] | NOS | 1 |  | GW/UL/SP/WOODPECKER ULTRASURGERY SURGERY X TIP UL1
IM06928 | Ultrasurgery Spares-Woodpecker- Ultrasurgery Tip Â?? Us |  |  | A Class | NOS | NOS | I-Inventory | FG-Finish Good |  | Spares | Ultrasurgery-Spares | Dental Equiment | Main Location | 90330000 |  | FIFO | Gulin Woodpecker | [8 empty] | 0 | 0 | 0 | 1 | 0 | [7 empty] | NOS | 1 |  | GW/UL/SP/WOODPECKER ULTRASURGERY TIP â?? US
IM06929 | Ultrasurgery Spares-Woodpecker- Ultrasurgery Tip P 56T |  |  | A Class | NOS | NOS | I-Inventory | FG-Finish Good |  | Spares | Ultrasurgery-Spares | Dental Equiment | Main Location | 90330000 |  | FIFO | Gulin Woodpecker | [8 empty] | 0 | 0 | 0 | 1 | 0 | [7 empty] | NOS | 1 |  | GW/UL/SP/WOODPECKER ULTRASURGERY TIP P 56T
IM06930 | Ultrasurgery Spares-Woodpecker- Ultrasurgery Tip Uc1 |  |  | A Class | NOS | NOS | I-Inventory | FG-Finish Good |  | Spares | Ultrasurgery-Spares | Dental Equiment | Main Location | 90330000 |  | FIFO | Gulin Woodpecker | [8 empty] | 0 | 0 | 0 | 1 | 0 | [7 empty] | NOS | 1 |  | GW/UL/SP/WOODPECKER ULTRASURGERY TIP UC1
IM06931 | Ultrasurgery Spares-Woodpecker- Ultrasurgery Tip Us 2 |  |  | A Class | NOS | NOS | I-Inventory | FG-Finish Good |  | Spares | Ultrasurgery-Spares | Dental Equiment | Main Location | 90330000 |  | FIFO | Gulin Woodpecker | [8 empty] | 0 | 0 | 0 | 1 | 0 | [7 empty] | NOS | 1 |  | GW/UL/SP/WOODPECKER ULTRASURGERY TIP US 2
IM06932 | Ultrasurgery Spares-Woodpecker- Ultrasurgery Tip Us 4 |  |  | A Class | NOS | NOS | I-Inventory | FG-Finish Good |  | Spares | Ultrasurgery-Spares | Dental Equiment | Main Location | 90330000 |  | FIFO | Gulin Woodpecker | [8 empty] | 0 | 0 | 0 | 1 | 0 | [7 empty] | NOS | 1 |  | GW/UL/SP/WOODPECKER ULTRASURGERY TIP US 4
IM06933 | Ultrasurgery Spares-Woodpecker- Ultrasurgery Tip Us1 |  |  | A Class | NOS | NOS | I-Inventory | FG-Finish Good |  | Spares | Ultrasurgery-Spares | Dental Equiment | Main Location | 90330000 |  | FIFO | Gulin Woodpecker | [8 empty] | 0 | 0 | 0 | 1 | 0 | [7 empty] | NOS | 1 |  | GW/UL/SP/WOODPECKER ULTRASURGERY TIP US1
IM06934 | Ultrasurgery Spares-Woodpecker- Ultrasurgery Tip Wrench |  |  | A Class | NOS | NOS | I-Inventory | FG-Finish Good |  | Spares | Ultrasurgery-Spares | Dental Equiment | Main Location | 90330000 |  | FIFO | Gulin Woodpecker | [8 empty] | 0 | 0 | 0 | 1 | 0 | [7 empty] | NOS | 1 |  | GW/UL/SP/WOODPECKER ULTRASURGERY TIP WRENCH
IM06935 | Ultrasurgery Spares-Woodpecker- Ultrasurgery Tip-Ui2 |  |  | A Class | NOS | NOS | I-Inventory | FG-Finish Good |  | Spares | Ultrasurgery-Spares | Dental Equiment | Main Location | 90330000 |  | FIFO | Gulin Woodpecker | [8 empty] | 0 | 0 | 0 | 1 | 0 | [7 empty] | NOS | 1 |  | GW/UL/SP/WOODPECKER ULTRASURGERY TIP-UI2
IM06936 | Ultrasurgery Spares-Woodpecker- Ultrasurgery Transformer |  |  | A Class | NOS | NOS | I-Inventory | FG-Finish Good |  | Spares | Ultrasurgery-Spares | Dental Equiment | Main Location | 90330000 |  | FIFO | Gulin Woodpecker | [8 empty] | 0 | 0 | 0 | 1 | 0 | [7 empty] | NOS | 1 |  | GW/UL/SP/WOODPECKER ULTRASURGERY TRANSFORMER
IM06937 | Ultrasurgery Spares-Woodpecker- Ultrasurgery Upper Body |  |  | A Class | NOS | NOS | I-Inventory | FG-Finish Good |  | Spares | Ultrasurgery-Spares | Dental Equiment | Main Location | 90330000 |  | FIFO | Gulin Woodpecker | [8 empty] | 0 | 0 | 0 | 1 | 0 | [7 empty] | NOS | 1 |  | GW/UL/SP/WOODPECKER ULTRASURGERY UPPER BODY
IM06938 | Ultrasurgery Spares-Woodpecker- Ultrasurgery Vibration Pcb |  |  | A Class | NOS | NOS | I-Inventory | FG-Finish Good |  | Spares | Ultrasurgery-Spares | Dental Equiment | Main Location | 90330000 |  | FIFO | Gulin Woodpecker | [8 empty] | 0 | 0 | 0 | 1 | 0 | [7 empty] | NOS | 1 |  | GW/UL/SP/WOODPECKER ULTRASURGERY VIBRATION PCB
IM06939 | Ultrasugery Spares-Woodpecker- Extraction Kit Tip Set Uc3,Uc1,Uc2,Up3,Up2 |  |  | A Class | NOS | NOS | I-Inventory | FG-Finish Good |  | Spares | Ultrasurgery-Spares | Dental Equiment | Main Location | 90330000 |  | FIFO | Gulin Woodpecker | [8 empty] | 0 | 0 | 0 | 1 | 0 | [7 empty] | NOS | 1 |  | GW/US/SP/WOODPECKER EXTRACTION KIT TIP SET UC3,UC1,UC2,UP3,UP2
IM06940 | Ultrasugery Spares-Woodpecker- Osteotomy Kit Tip Set Us1L,Usir,Us6,Us2,Us1 |  |  | A Class | NOS | NOS | I-Inventory | FG-Finish Good |  | Spares | Ultrasurgery-Spares | Dental Equiment | Main Location | 90330000 |  | FIFO | Gulin Woodpecker | [8 empty] | 0 | 0 | 0 | 1 | 0 | [7 empty] | NOS | 1 |  | GW/US/SP/WOODPECKER OSTEOTOMY KIT TIP SET US1L,USIR,US6,US2,US1
IM06941 | Ultrasugery Spares-Woodpecker- Osteotomy Tip- Us1 |  |  | A Class | NOS | NOS | I-Inventory | FG-Finish Good |  | Spares | Ultrasurgery-Spares | Dental Equiment | Main Location | 90330000 |  | FIFO | Gulin Woodpecker | [8 empty] | 0 | 0 | 0 | 1 | 0 | [7 empty] | NOS | 1 |  | GW/US/SP/WOODPECKER OSTEOTOMY TIP- US1
IM06942 | Ultrasugery Spares-Woodpecker- Osteotomy Tip- Us1L |  |  | A Class | NOS | NOS | I-Inventory | FG-Finish Good |  | Spares | Ultrasurgery-Spares | Dental Equiment | Main Location | 90330000 |  | FIFO | Gulin Woodpecker | [8 empty] | 0 | 0 | 0 | 1 | 0 | [7 empty] | NOS | 1 |  | GW/US/SP/WOODPECKER OSTEOTOMY TIP- US1L
IM06943 | Ultrasugery Spares-Woodpecker- Osteotomy Tip- Us1R |  |  | A Class | NOS | NOS | I-Inventory | FG-Finish Good |  | Spares | Ultrasurgery-Spares | Dental Equiment | Main Location | 90330000 |  | FIFO | Gulin Woodpecker | [8 empty] | 0 | 0 | 0 | 1 | 0 | [7 empty] | NOS | 1 |  | GW/US/SP/WOODPECKER OSTEOTOMY TIP- US1R
IM06944 | Ultrasugery Spares-Woodpecker- Osteotomy Tip- Us2 |  |  | A Class | NOS | NOS | I-Inventory | FG-Finish Good |  | Spares | Ultrasurgery-Spares | Dental Equiment | Main Location | 90330000 |  | FIFO | Gulin Woodpecker | [8 empty] | 0 | 0 | 0 | 1 | 0 | [7 empty] | NOS | 1 |  | GW/US/SP/WOODPECKER OSTEOTOMY TIP- US2
IM06945 | Ultrasugery Spares-Woodpecker- Osteotomy Tip- Us6 |  |  | A Class | NOS | NOS | I-Inventory | FG-Finish Good |  | Spares | Ultrasurgery-Spares | Dental Equiment | Main Location | 90330000 |  | FIFO | Gulin Woodpecker | [8 empty] | 0 | 0 | 0 | 1 | 0 | [7 empty] | NOS | 1 |  | GW/US/SP/WOODPECKER OSTEOTOMY TIP- US6
IM06946 | Ultrasugery Spares-Woodpecker- Periodontal Kit Tip Set Up5,Up7,Up4,Up2,Us4 |  |  | A Class | NOS | NOS | I-Inventory | FG-Finish Good |  | Spares | Ultrasurgery-Spares | Dental Equiment | Main Location | 90330000 |  | FIFO | Gulin Woodpecker | [8 empty] | 0 | 0 | 0 | 1 | 0 | [7 empty] | NOS | 1 |  | GW/US/SP/WOODPECKER PERIODONTAL KIT TIP SET UP5,UP7,UP4,UP2,US4
IM06947 | Ultrasugery Spares-Woodpecker- Piezo-Ultrasurgery 60W Tip Ul 2 |  |  | A Class | NOS | NOS | I-Inventory | FG-Finish Good |  | Spares | Ultrasurgery-Spares | Dental Equiment | Main Location | 90330000 |  | FIFO | Gulin Woodpecker | [8 empty] | 0 | 0 | 0 | 1 | 0 | [7 empty] | NOS | 1 |  | GW/US/SP/WOODPECKER PIEZO-ULTRASURGERY 60W TIP UL 2
IM06948 | Ultrasugery Spares-Woodpecker- Piezo-Ultrasurgery 60W Tip Ul 3 |  |  | A Class | NOS | NOS | I-Inventory | FG-Finish Good |  | Spares | Ultrasurgery-Spares | Dental Equiment | Main Location | 90330000 |  | FIFO | Gulin Woodpecker | [8 empty] | 0 | 0 | 0 | 1 | 0 | [7 empty] | NOS | 1 |  | GW/US/SP/WOODPECKER PIEZO-ULTRASURGERY 60W TIP UL 3
IM06949 | Ultrasugery Spares-Woodpecker- Piezo-Ultrasurgery 60W Tip Ul 4 |  |  | A Class | NOS | NOS | I-Inventory | FG-Finish Good |  | Spares | Ultrasurgery-Spares | Dental Equiment | Main Location | 90330000 |  | FIFO | Gulin Woodpecker | [8 empty] | 0 | 0 | 0 | 1 | 0 | [7 empty] | NOS | 1 |  | GW/US/SP/WOODPECKER PIEZO-ULTRASURGERY 60W TIP UL 4
IM06950 | Ultrasugery Spares-Woodpecker- Piezo-Ultrasurgery 60W Tip Us 2 |  |  | A Class | NOS | NOS | I-Inventory | FG-Finish Good |  | Spares | Ultrasurgery-Spares | Dental Equiment | Main Location | 90330000 |  | FIFO | Gulin Woodpecker | [8 empty] | 0 | 0 | 0 | 1 | 0 | [7 empty] | NOS | 1 |  | GW/US/SP/WOODPECKER PIEZO-ULTRASURGERY 60W TIP US 2
IM06951 | Ultrasugery Spares-Woodpecker- Piezo-Ultrasurgery 60W Tip Us 3 |  |  | A Class | NOS | NOS | I-Inventory | FG-Finish Good |  | Spares | Ultrasurgery-Spares | Dental Equiment | Main Location | 90330000 |  | FIFO | Gulin Woodpecker | [8 empty] | 0 | 0 | 0 | 1 | 0 | [7 empty] | NOS | 1 |  | GW/US/SP/WOODPECKER PIEZO-ULTRASURGERY 60W TIP US 3
IM06952 | Ultrasugery Spares-Woodpecker- Sinus Lift Kit Tip Set Ul1,Ul2,Ul3,Ul4,Ul5 |  |  | A Class | NOS | NOS | I-Inventory | FG-Finish Good |  | Spares | Ultrasurgery-Spares | Dental Equiment | Main Location | 90330000 |  | FIFO | Gulin Woodpecker | [8 empty] | 0 | 0 | 0 | 1 | 0 | [7 empty] | NOS | 1 |  | GW/US/SP/WOODPECKER SINUS LIFT KIT TIP SET UL1,UL2,UL3,UL4,UL5
IM06953 | Ultrasugery Spares-Woodpecker- U6-Ultra Sonic Scaler Tip-G1 |  |  | A Class | NOS | NOS | I-Inventory | FG-Finish Good |  | Spares | Ultrasurgery-Spares | Dental Equiment | Main Location | 90330000 |  | FIFO | Gulin Woodpecker | [8 empty] | 0 | 0 | 0 | 1 | 0 | [7 empty] | NOS | 1 |  | GW/US/SP/WOODPECKER U6-ULTRA SONIC SCALER TIP-G1
IM06954 | Ultrasugery Spares-Woodpecker- U6-Ultra Sonic Scaler Tip-G2 |  |  | A Class | NOS | NOS | I-Inventory | FG-Finish Good |  | Spares | Ultrasurgery-Spares | Dental Equiment | Main Location | 90330000 |  | FIFO | Gulin Woodpecker | [8 empty] | 0 | 0 | 0 | 1 | 0 | [7 empty] | NOS | 1 |  | GW/US/SP/WOODPECKER U6-ULTRA SONIC SCALER TIP-G2
IM06955 | Ultrasugery Spares-Woodpecker- U6-Ultra Sonic Scaler Tip-G4 |  |  | A Class | NOS | NOS | I-Inventory | FG-Finish Good |  | Spares | Ultrasurgery-Spares | Dental Equiment | Main Location | 90330000 |  | FIFO | Gulin Woodpecker | [8 empty] | 0 | 0 | 0 | 1 | 0 | [7 empty] | NOS | 1 |  | GW/US/SP/WOODPECKER U6-ULTRA SONIC SCALER TIP-G4
IM06956 | Ultrasugery Spares-Woodpecker- U6-Ultra Sonic Scaler Tip-P4 |  |  | A Class | NOS | NOS | I-Inventory | FG-Finish Good |  | Spares | Ultrasurgery-Spares | Dental Equiment | Main Location | 90330000 |  | FIFO | Gulin Woodpecker | [8 empty] | 0 | 0 | 0 | 1 | 0 | [7 empty] | NOS | 1 |  | GW/US/SP/WOODPECKER U6-ULTRA SONIC SCALER TIP-P4
IM06957 | Ultrasugery Spares-Woodpecker- Ultrasonic Scaler- Ed12D (Endodontics) |  |  | A Class | NOS | NOS | I-Inventory | FG-Finish Good |  | Spares | Ultrasurgery-Spares | Dental Equiment | Main Location | 90330000 |  | FIFO | Gulin Woodpecker | [8 empty] | 0 | 0 | 0 | 1 | 0 | [7 empty] | NOS | 1 |  | GW/US/SP/WOODPECKER ULTRASONIC SCALER- ED12D (ENDODONTICS)
IM06958 | Ultrasugery Spares-Woodpecker- Ultrasonic Scaler- Ed14D (Endodontics) |  |  | A Class | NOS | NOS | I-Inventory | FG-Finish Good |  | Spares | Ultrasurgery-Spares | Dental Equiment | Main Location | 90330000 |  | FIFO | Gulin Woodpecker | [8 empty] | 0 | 0 | 0 | 1 | 0 | [7 empty] | NOS | 1 |  | GW/US/SP/WOODPECKER ULTRASONIC SCALER- ED14D (ENDODONTICS)
IM06959 | Ultrasugery Spares-Woodpecker- Ultrasonic Scaler- Ed6 (Endodontics) |  |  | A Class | NOS | NOS | I-Inventory | FG-Finish Good |  | Spares | Ultrasurgery-Spares | Dental Equiment | Main Location | 90330000 |  | FIFO | Gulin Woodpecker | [8 empty] | 0 | 0 | 0 | 1 | 0 | [7 empty] | NOS | 1 |  | GW/US/SP/WOODPECKER ULTRASONIC SCALER- ED6 (ENDODONTICS)
IM06960 | Ultrasugery Spares-Woodpecker- Ultrasonic Scaler- Gd5 (Endodontics) |  |  | A Class | NOS | NOS | I-Inventory | FG-Finish Good |  | Spares | Ultrasurgery-Spares | Dental Equiment | Main Location | 90330000 |  | FIFO | Gulin Woodpecker | [8 empty] | 0 | 0 | 0 | 1 | 0 | [7 empty] | NOS | 1 |  | GW/US/SP/WOODPECKER ULTRASONIC SCALER- GD5 (ENDODONTICS)
IM06961 | Ultrasugery Spares-Woodpecker- Ultrasonic Scaler-Ed3D (Endodontics) |  |  | A Class | NOS | NOS | I-Inventory | FG-Finish Good |  | Spares | Ultrasurgery-Spares | Dental Equiment | Main Location | 90330000 |  | FIFO | Gulin Woodpecker | [8 empty] | 0 | 0 | 0 | 1 | 0 | [7 empty] | NOS | 1 |  | GW/US/SP/WOODPECKER ULTRASONIC SCALER-ED3D (ENDODONTICS)
IM06962 | Ultrasugery Spares-Woodpecker- Ultrasurgery Endodontic Tip-Ue1 |  |  | A Class | NOS | NOS | I-Inventory | FG-Finish Good |  | Spares | Ultrasurgery-Spares | Dental Equiment | Main Location | 90330000 |  | FIFO | Gulin Woodpecker | [8 empty] | 0 | 0 | 0 | 1 | 0 | [7 empty] | NOS | 1 |  | GW/US/SP/WOODPECKER ULTRASURGERY ENDODONTIC TIP-UE1
IM06963 | Ultrasugery Spares-Woodpecker- Ultrasurgery Endodontic Tip-Ue2 |  |  | A Class | NOS | NOS | I-Inventory | FG-Finish Good |  | Spares | Ultrasurgery-Spares | Dental Equiment | Main Location | 90330000 |  | FIFO | Gulin Woodpecker | [8 empty] | 0 | 0 | 0 | 1 | 0 | [7 empty] | NOS | 1 |  | GW/US/SP/WOODPECKER ULTRASURGERY ENDODONTIC TIP-UE2
IM06964 | Ultrasugery Spares-Woodpecker- Ultrasurgery Endodontic Tip-Ue3 |  |  | A Class | NOS | NOS | I-Inventory | FG-Finish Good |  | Spares | Ultrasurgery-Spares | Dental Equiment | Main Location | 90330000 |  | FIFO | Gulin Woodpecker | [8 empty] | 0 | 0 | 0 | 1 | 0 | [7 empty] | NOS | 1 |  | GW/US/SP/WOODPECKER ULTRASURGERY ENDODONTIC TIP-UE3
IM06965 | Ultrasugery Spares-Woodpecker- Ultrasurgery Endodontic Tip-Ue4 |  |  | A Class | NOS | NOS | I-Inventory | FG-Finish Good |  | Spares | Ultrasurgery-Spares | Dental Equiment | Main Location | 90330000 |  | FIFO | Gulin Woodpecker | [8 empty] | 0 | 0 | 0 | 1 | 0 | [7 empty] | NOS | 1 |  | GW/US/SP/WOODPECKER ULTRASURGERY ENDODONTIC TIP-UE4
IM06966 | Ultrasugery Spares-Woodpecker- Ultrasurgery Tip Â?? Ed10T |  |  | A Class | NOS | NOS | I-Inventory | FG-Finish Good |  | Spares | Ultrasurgery-Spares | Dental Equiment | Main Location | 90330000 |  | FIFO | Gulin Woodpecker | [8 empty] | 0 | 0 | 0 | 1 | 0 | [7 empty] | NOS | 1 |  | GW/US/SP/WOODPECKER ULTRASURGERY TIP â?? ED10T
IM06967 | Ultrasugery Spares-Woodpecker- Ultrasurgery Tip Â?? Ed4T |  |  | A Class | NOS | NOS | I-Inventory | FG-Finish Good |  | Spares | Ultrasurgery-Spares | Dental Equiment | Main Location | 90330000 |  | FIFO | Gulin Woodpecker | [8 empty] | 0 | 0 | 0 | 1 | 0 | [7 empty] | NOS | 1 |  | GW/US/SP/WOODPECKER ULTRASURGERY TIP â?? ED4T
IM06968 | Ultrasugery Spares-Woodpecker- Ultrasurgery Tip Â?? Ed5T |  |  | A Class | NOS | NOS | I-Inventory | FG-Finish Good |  | Spares | Ultrasurgery-Spares | Dental Equiment | Main Location | 90330000 |  | FIFO | Gulin Woodpecker | [8 empty] | 0 | 0 | 0 | 1 | 0 | [7 empty] | NOS | 1 |  | GW/US/SP/WOODPECKER ULTRASURGERY TIP â?? ED5T
IM06969 | Ultrasugery Spares-Woodpecker- Ultrasurgery Tip Ed14T |  |  | A Class | NOS | NOS | I-Inventory | FG-Finish Good |  | Spares | Ultrasurgery-Spares | Dental Equiment | Main Location | 90330000 |  | FIFO | Gulin Woodpecker | [8 empty] | 0 | 0 | 0 | 1 | 0 | [7 empty] | NOS | 1 |  | GW/US/SP/WOODPECKER ULTRASURGERY TIP ED14T
IM06970 | Ultrasugery Spares-Woodpecker- Ultrasurgery Tip-E12D |  |  | A Class | NOS | NOS | I-Inventory | FG-Finish Good |  | Spares | Ultrasurgery-Spares | Dental Equiment | Main Location | 90330000 |  | FIFO | Gulin Woodpecker | [8 empty] | 0 | 0 | 0 | 1 | 0 | [7 empty] | NOS | 1 |  | GW/US/SP/WOODPECKER ULTRASURGERY TIP-E12D
IM06971 | Ultrasugery Spares-Woodpecker- Ultrasurgery Tip-E14 |  |  | A Class | NOS | NOS | I-Inventory | FG-Finish Good |  | Spares | Ultrasurgery-Spares | Dental Equiment | Main Location | 90330000 |  | FIFO | Gulin Woodpecker | [8 empty] | 0 | 0 | 0 | 1 | 0 | [7 empty] | NOS | 1 |  | GW/US/SP/WOODPECKER ULTRASURGERY TIP-E14
IM06972 | Ultrasugery Spares-Woodpecker- Ultrasurgery Tip-E14D |  |  | A Class | NOS | NOS | I-Inventory | FG-Finish Good |  | Spares | Ultrasurgery-Spares | Dental Equiment | Main Location | 90330000 |  | FIFO | Gulin Woodpecker | [8 empty] | 0 | 0 | 0 | 1 | 0 | [7 empty] | NOS | 1 |  | GW/US/SP/WOODPECKER ULTRASURGERY TIP-E14D
IM06973 | Ultrasugery Spares-Woodpecker- Ultrasurgery Tip-E4 |  |  | A Class | NOS | NOS | I-Inventory | FG-Finish Good |  | Spares | Ultrasurgery-Spares | Dental Equiment | Main Location | 90330000 |  | FIFO | Gulin Woodpecker | [8 empty] | 0 | 0 | 0 | 1 | 0 | [7 empty] | NOS | 1 |  | GW/US/SP/WOODPECKER ULTRASURGERY TIP-E4
IM06974 | Ultrasugery Spares-Woodpecker- Ultrasurgery Tip-E4D |  |  | A Class | NOS | NOS | I-Inventory | FG-Finish Good |  | Spares | Ultrasurgery-Spares | Dental Equiment | Main Location | 90330000 |  | FIFO | Gulin Woodpecker | [8 empty] | 0 | 0 | 0 | 1 | 0 | [7 empty] | NOS | 1 |  | GW/US/SP/WOODPECKER ULTRASURGERY TIP-E4D
IM06975 | Ultrasugery Spares-Woodpecker- Ultrasurgery Tip-E6 |  |  | A Class | NOS | NOS | I-Inventory | FG-Finish Good |  | Spares | Ultrasurgery-Spares | Dental Equiment | Main Location | 90330000 |  | FIFO | Gulin Woodpecker | [8 empty] | 0 | 0 | 0 | 1 | 0 | [7 empty] | NOS | 1 |  | GW/US/SP/WOODPECKER ULTRASURGERY TIP-E6
IM06976 | Ultrasugery Spares-Woodpecker- Ultrasurgery Pump Tubing |  |  | A Class | NOS | NOS | I-Inventory | FG-Finish Good |  | Spares | Ultrasurgery-Spares | Dental Equiment | Main Location | 90330000 |  | FIFO | Gulin Woodpecker | [8 empty] | 0 | 0 | 0 | 1 | 0 | [7 empty] | NOS | 1 |  | GW/US/SPWOODPECKER ULTRASURGERY PUMP TUBING
IM06977 | Ultrasurgery Spares-Woodpecker- Power Socket With On/Off Switch |  |  | A Class | NOS | NOS | I-Inventory | FG-Finish Good |  | Spares | Ultrasurgery-Spares | Dental Equiment | Main Location | 90330000 |  | FIFO | Gulin Woodpecker | [8 empty] | 0 | 0 | 0 | 1 | 0 | [7 empty] | NOS | 1 |  | GW/UL/SPWOODPECKER ULTRASURGERY POWER SOCKET WITH ON/OFF SWITCH
IM06978 | Ultrasurgery Spares-NSK-Vario Surg Tip Sg7D Z305108 |  |  | A Class | NOS | NOS | I-Inventory | FG-Finish Good |  | Spares | Ultrasurgery-Spares | Dental Equiment | Main Location | 90330000 |  | FIFO | NSK Nakanishi | [8 empty] | 0 | 0 | 0 | 1 | 0 | [7 empty] | NOS | 1 |  | NSK/TIP/VARIO SURG TIP SG7D Z305108
IM06979 | Ultrasurgery Spares-NSK-Vario Surg Tip-E31D-S/Z305120 |  |  | A Class | NOS | NOS | I-Inventory | FG-Finish Good |  | Spares | Ultrasurgery-Spares | Dental Equiment | Main Location | 90330000 |  | FIFO | NSK Nakanishi | [8 empty] | 0 | 0 | 0 | 1 | 0 | [7 empty] | NOS | 1 |  | NSK/TIP/VARIO SURG TIP-E31D-S/Z305120
IM06980 | Ultrasurgery Spares-NSK-Vario Surg Tip-G1-S /Z305113 |  |  | A Class | NOS | NOS | I-Inventory | FG-Finish Good |  | Spares | Ultrasurgery-Spares | Dental Equiment | Main Location | 90330000 |  | FIFO | NSK Nakanishi | [8 empty] | 0 | 0 | 0 | 1 | 0 | [7 empty] | NOS | 1 |  | NSK/TIP/VARIO SURG TIP-G1-S /Z305113
IM06981 | Ultrasurgery Spares-NSK-Vario Surg Tip-P20S /Z305114 |  |  | A Class | NOS | NOS | I-Inventory | FG-Finish Good |  | Spares | Ultrasurgery-Spares | Dental Equiment | Main Location | 90330000 |  | FIFO | NSK Nakanishi | [8 empty] | 0 | 0 | 0 | 1 | 0 | [7 empty] | NOS | 1 |  | NSK/TIP/VARIO SURG TIP-P20S /Z305114
IM06982 | Ultrasurgery Accessories-NSK-Vario Surg Tip -SG1 -Z305101 |  |  | A Class | NOS | NOS | I-Inventory | FG-Finish Good |  | Spares | Ultrasurgery-Spares | Dental Equiment | Main Location | 90330000 |  | FIFO | NSK Nakanishi | [8 empty] | 0 | 0 | 0 | 1 | 0 | [7 empty] | NOS | 1 |  | NSK/VS/TIP/VARIO SURG TIP -SG1 /Z305101
IM06983 | Ultrasurgery Accessories-NSK-Vario Surg Tip-H-SG1-Z305151 |  |  | A Class | NOS | NOS | I-Inventory | FG-Finish Good |  | Spares | Ultrasurgery-Spares | Dental Equiment | Main Location | 90330000 |  | FIFO | NSK Nakanishi | [8 empty] | 0 | 0 | 0 | 1 | 0 | [7 empty] | NOS | 1 |  | NSK/VS/TIP/VARIO SURG TIP-H-SG1/Z305151
IM06984 | Ultrasurgery Accessories-NSK-Vario Surg Tip-SG18L -Z305134 |  |  | A Class | NOS | NOS | I-Inventory | FG-Finish Good |  | Spares | Ultrasurgery-Spares | Dental Equiment | Main Location | 90330000 |  | FIFO | NSK Nakanishi | [8 empty] | 0 | 0 | 0 | 1 | 0 | [7 empty] | NOS | 1 |  | NSK/VS/TIP/VARIO SURG TIP-SG18L /Z305134
IM06985 | Ultrasurgery Accessories-NSK-Vario Surg Tip-SG18R -Z305133 |  |  | A Class | NOS | NOS | I-Inventory | FG-Finish Good |  | Spares | Ultrasurgery-Spares | Dental Equiment | Main Location | 90330000 |  | FIFO | NSK Nakanishi | [8 empty] | 0 | 0 | 0 | 1 | 0 | [7 empty] | NOS | 1 |  | NSK/VS/TIP/VARIO SURG TIP-SG18R /Z305133
IM06986 | Ultrasurgery Accessories-NSK-Vario Surg Tip-SG5 -Z305106 |  |  | A Class | NOS | NOS | I-Inventory | FG-Finish Good |  | Spares | Ultrasurgery-Spares | Dental Equiment | Main Location | 90330000 |  | FIFO | NSK Nakanishi | [8 empty] | 0 | 0 | 0 | 1 | 0 | [7 empty] | NOS | 1 |  | NSK/VS/TIP/VARIO SURG TIP-SG5 /Z305106
IM06987 | Ultrasugery Accessories- NSK- Vario Surg Pizo Sugery Non Optic Handpiece E377 |  |  | A Class | NOS | NOS | I-Inventory | FG-Finish Good |  | Accessories | Ultrasurgery-Accessories | Dental Equiment | Main Location | 90184900 |  | FIFO | NSK Nakanishi | [8 empty] | 0 | 0 | 0 | 1 | 0 | [7 empty] | NOS | 1 |  | NSK/AC/V.SURG NSK PIZO SURGERY NON OPTIC HP E377
IM06988 | Ultrasugery Spares-NSK-Vario Surg 3 SG Link Set |  |  | A Class | NOS | NOS | I-Inventory | FG-Finish Good |  | Spares | Ultrasurgery-Spares | Dental Equiment | Main Location | 90184900 |  | FIFO | NSK Nakanishi | [8 empty] | 0 | 0 | 0 | 1 | 0 | [7 empty] | NOS | 1 |  | NSK/AC/VARIO SURG3 SG LINK SET
IM06989 | Ultrasugery Spares-Saeshin- Xcube Body |  |  | A Class | NOS | NOS | I-Inventory | FG-Finish Good |  | Spares | Ultrasurgery-Spares | Dental Equiment | Main Location | 90330000 |  | FIFO | Saeshin | [8 empty] | 0 | 0 | 0 | 1 | 0 | [7 empty] | NOS | 1 |  | SE/US/SP/SAESHIN XCUBE BODY
IM06990 | Ultrasugery Spares-Saeshin- Xcube Power Socket |  |  | A Class | NOS | NOS | I-Inventory | FG-Finish Good |  | Spares | Ultrasurgery-Spares | Dental Equiment | Main Location | 90330000 |  | FIFO | Saeshin | [8 empty] | 0 | 0 | 0 | 1 | 0 | [7 empty] | NOS | 1 |  | SE/US/SP/SAESHIN XCUBE POWER SOCKET
IM06991 | Ultrasugery Spares-Saeshin-X-Cube Display Pcb |  |  | A Class | NOS | NOS | I-Inventory | FG-Finish Good |  | Spares | Ultrasurgery-Spares | Dental Equiment | Main Location | 90330000 |  | FIFO | Saeshin | [8 empty] | 0 | 0 | 0 | 1 | 0 | [7 empty] | NOS | 1 |  | SE/US/SP/X-CUBE DISPLAY PCB
IM06992 | Ultrasugery Spares-Saeshin-X-Cube Engine Stand |  |  | A Class | NOS | NOS | I-Inventory | FG-Finish Good |  | Spares | Ultrasurgery-Spares | Dental Equiment | Main Location | 90330000 |  | FIFO | Saeshin | [8 empty] | 0 | 0 | 0 | 1 | 0 | [7 empty] | NOS | 1 |  | SE/US/SP/X-CUBE ENGINE STAND
IM06993 | Ultrasugery Spares-Saeshin-X-Cube Foot Control |  |  | A Class | NOS | NOS | I-Inventory | FG-Finish Good |  | Spares | Ultrasurgery-Spares | Dental Equiment | Main Location | 90330000 |  | FIFO | Saeshin | [8 empty] | 0 | 0 | 0 | 1 | 0 | [7 empty] | NOS | 1 |  | SE/US/SP/X-CUBE FOOT CONTROL
IM06994 | Ultrasugery Spares-Saeshin-X-Cube Foot Control Jack |  |  | A Class | NOS | NOS | I-Inventory | FG-Finish Good |  | Spares | Ultrasurgery-Spares | Dental Equiment | Main Location | 90330000 |  | FIFO | Saeshin | [8 empty] | 0 | 0 | 0 | 1 | 0 | [7 empty] | NOS | 1 |  | SE/US/SP/X-CUBE FOOT CONTROL JACK
IM06995 | Ultrasugery Spares-Saeshin-X-Cube Irregation Tubing |  |  | A Class | NOS | NOS | I-Inventory | FG-Finish Good |  | Spares | Ultrasurgery-Spares | Dental Equiment | Main Location | 90330000 |  | FIFO | Saeshin | [8 empty] | 0 | 0 | 0 | 1 | 0 | [7 empty] | NOS | 1 |  | SE/US/SP/X-CUBE IRREGATION TUBING
IM06996 | Ultrasugery Spares-Saeshin-X-Cube Main Pcb Card |  |  | A Class | NOS | NOS | I-Inventory | FG-Finish Good |  | Spares | Ultrasurgery-Spares | Dental Equiment | Main Location | 90330000 |  | FIFO | Saeshin | [8 empty] | 0 | 0 | 0 | 1 | 0 | [7 empty] | NOS | 1 |  | SE/US/SP/X-CUBE MAIN PCB CARD
IM06997 | Ultrasugery Spares-Saeshin-X-Cube Motor Jack |  |  | A Class | NOS | NOS | I-Inventory | FG-Finish Good |  | Spares | Ultrasurgery-Spares | Dental Equiment | Main Location | 90330000 |  | FIFO | Saeshin | [8 empty] | 0 | 0 | 0 | 1 | 0 | [7 empty] | NOS | 1 |  | SE/US/SP/X-CUBE MOTOR JACK
IM06998 | Ultrasugery Spares-Saeshin-X-Cube Power Jack |  |  | A Class | NOS | NOS | I-Inventory | FG-Finish Good |  | Spares | Ultrasurgery-Spares | Dental Equiment | Main Location | 90330000 |  | FIFO | Saeshin | [8 empty] | 0 | 0 | 0 | 1 | 0 | [7 empty] | NOS | 1 |  | SE/US/SP/X-CUBE POWER JACK
IM06999 | Ultrasugery Spares-Saeshin-X-Cube Transformer |  |  | A Class | NOS | NOS | I-Inventory | FG-Finish Good |  | Spares | Ultrasurgery-Spares | Dental Equiment | Main Location | 90330000 |  | FIFO | Saeshin | [8 empty] | 0 | 0 | 0 | 1 | 0 | [7 empty] | NOS | 1 |  | SE/US/SP/X-CUBE TRANSFORMER
IM07000 | Ultrasugery Spares-Saeshin-X-Cube Water Pump |  |  | A Class | NOS | NOS | I-Inventory | FG-Finish Good |  | Spares | Ultrasurgery-Spares | Dental Equiment | Main Location | 90330000 |  | FIFO | Saeshin | [8 empty] | 0 | 0 | 0 | 1 | 0 | [7 empty] | NOS | 1 |  | SE/US/SP/X-CUBE WATER PUMP
IM07001 | UPS-Indian-Bpe Digital Online 5 Kva Ups |  |  | A Class | NOS | NOS | I-Inventory | FG-Finish Good |  | Equipment | UPS | Dental Equiment | Main Location | 85044010 |  | FIFO | Indian Product | [8 empty] | 0 | 0 | 0 | 1 | 0 | [7 empty] | NOS | 1 |  | IN/MC/UP/BPE DIGITAL ONLINE 5 KVA UPS
IM07002 | UPS-Indian-Consule Digital 3 Kva Ups |  |  | A Class | NOS | NOS | I-Inventory | FG-Finish Good |  | Equipment | UPS | Dental Equiment | Main Location | 85044010 |  | FIFO | Indian Product | [8 empty] | 0 | 0 | 0 | 1 | 0 | [7 empty] | NOS | 1 |  | IN/MC/UP/CONSULE DIGITAL 3 KVA UPS
IM07003 | UPS-Indian-3Kva Ups- Ml 11 |  |  | A Class | NOS | NOS | I-Inventory | FG-Finish Good |  | Equipment | UPS | Dental Equiment | Main Location | 85044010 |  | FIFO | Indian Product | [8 empty] | 0 | 0 | 0 | 1 | 0 | [7 empty] | NOS | 1 |  | IN/MC/UPS/3KVA UPS- ML 11
IM07004 | UPS-Indian-3Kva Ups With Inbuilt Battery |  |  | A Class | NOS | NOS | I-Inventory | FG-Finish Good |  | Equipment | UPS | Dental Equiment | Main Location | 85044010 |  | FIFO | Indian Product | [8 empty] | 0 | 0 | 0 | 1 | 0 | [7 empty] | NOS | 1 |  | IN/MC/UPS/3KVA UPS WITH INBUILT BATTERY
IM07005 | UPS-Indian-5Kva Ups |  |  | A Class | NOS | NOS | I-Inventory | FG-Finish Good |  | Equipment | UPS | Dental Equiment | Main Location | 90330000 |  | FIFO | Indian Product | [8 empty] | 0 | 0 | 0 | 1 | 0 | [7 empty] | NOS | 1 |  | IN/MC/UPS/5KVA UPS
IM07006 | Utility Tray-Indegenious-Stainless Steel-Tray |  |  | A Class | NOS | NOS | I-Inventory | FG-Finish Good |  | Equipment | Utility Tray | Dental Equiment | Main Location | 90330000 |  | FIFO | Indian Product | [8 empty] | 0 | 0 | 0 | 1 | 0 | [7 empty] | NOS | 1 |  | IN/UT/SS/INDEGENIOUS SS TRAY
IM07007 | Utility Tray-Local-Gnatus S-Serise/Ss Instrument Tray For Chair |  |  | A Class | NOS | NOS | I-Inventory | FG-Finish Good |  | Equipment | Utility Tray | Dental Equiment | Main Location | 90184900 |  | FIFO | Indian Product | [8 empty] | 0 | 0 | 0 | 1 | 0 | [7 empty] | NOS | 1 |  | IN/LP/GNATUS S-SERISE/SS INSTRUMENT TRAY FOR CHAIR
IM07008 | Utility Tray- Coxo Lead Shape Portable Plate Utility Tray Model CX-151 |  |  | A Class | NOS | NOS | I-Inventory | FG-Finish Good |  | Equipment | Utility Tray | Dental Equiment | Main Location | 90184900 |  | FIFO | Hongkong Coxo | [8 empty] | 0 | 0 | 0 | 1 | 0 | [7 empty] | NOS | 1 |  | CO/DC/AC/LEAF SHAPE PORTABLE PLATE UTILITY TRAY CX-151
IM07009 | Water Distiller-Cristofolio Water Distiller Puro |  |  | A Class | NOS | NOS | I-Inventory | FG-Finish Good |  | Equipment | Water Distiller | Dental Equiment | Main Location | 90184900 |  | FIFO | Cristofolio | [8 empty] | 0 | 0 | 0 | 1 | 0 | [7 empty] | NOS | 1 |  | CR/WD/AC/CRISTOFOLIO WATER DISTILLER PURO
IM07010 | Water Distiller-Fomos-Water Distiller Model Aqua |  |  | A Class | NOS | NOS | I-Inventory | FG-Finish Good |  | Equipment | Water Distiller | Dental Equiment | Main Location | 84192090 |  | FIFO | Fomos Zhejiang | [8 empty] | 0 | 0 | 0 | 1 | 0 | [7 empty] | NOS | 1 |  | FM/WD/AC/FOMOS WATER DISTILLER MODEL AQUA
IM07011 | Water Distiller- Shield Water Distiller |  |  | A Class | NOS | NOS | I-Inventory | FG-Finish Good |  | Equipment | Water Distiller | Dental Equiment | Main Location | 84192090 |  | FIFO | Shield | [8 empty] | 0 | 0 | 0 | 1 | 0 | [7 empty] | NOS | 1 |  | SM/WD/AC/SHIELD WATER DISTILLER
IM07012 | Water Distiller-Runyes Water Distiller |  |  | A Class | NOS | NOS | I-Inventory | FG-Finish Good |  | Equipment | Water Distiller | Dental Equiment | Main Location | 84194020 |  | FIFO | Runyes | [8 empty] | 0 | 0 | 0 | 1 | 0 | [7 empty] | NOS | 1 |  | RN/WD/AC/WATER DISTILER-RUNYES WATER DISTILLER
IM07013 | Water Distiller Spares- Fomos- Cleaning Powder |  |  | A Class | NOS | NOS | I-Inventory | FG-Finish Good |  | Spares | Water Distiller-Spares | Dental Equiment | Main Location | 90330000 |  | FIFO | Fomos Zhejiang | [8 empty] | 0 | 0 | 0 | 1 | 0 | [7 empty] | NOS | 1 |  | ZH/WD/SP/ZHEJIANG WATER DISTILLER CLEANING POWDER
IM07014 | Water Distiller Spares- Fomos Water Distiller Water Filter |  |  | A Class | NOS | NOS | I-Inventory | FG-Finish Good |  | Spares | Water Distiller-Spares | Dental Equiment | Main Location | 90330000 |  | FIFO | Cruxell | [8 empty] | 0 | 0 | 0 | 1 | 0 | [7 empty] | NOS | 1 |  | ZHWD/SP/ZHEJIANG WATER DISTILLER WATER FILTER
IM07015 | Water Distiller Spares- Fomos Water Distiller Chamber Heater |  |  | A Class | NOS | NOS | I-Inventory | FG-Finish Good |  | Spares | Water Distiller-Spares | Dental Equiment | Main Location | 90330000 |  | FIFO | Fomos Zhejiang | [8 empty] | 0 | 0 | 0 | 1 | 0 | [7 empty] | NOS | 1 |  | ZH/WD/SP/ZHEJIANG WATER DISTILLER CHAMBER HEATER
IM07016 | Water Distiller Spares- Fomos Water Distiller Motor 220V |  |  | A Class | NOS | NOS | I-Inventory | FG-Finish Good |  | Spares | Water Distiller-Spares | Dental Equiment | Main Location | 90330000 |  | FIFO | Fomos Zhejiang | [8 empty] | 0 | 0 | 0 | 1 | 0 | [7 empty] | NOS | 1 |  | ZH/WD/SP/ZHEJIANG WATER DISTILLER MOTOR 220V
IM07017 | Water Distiller Spares- Fomos Water Distiller Reset Switch |  |  | A Class | NOS | NOS | I-Inventory | FG-Finish Good |  | Spares | Water Distiller-Spares | Dental Equiment | Main Location | 90330000 |  | FIFO | Fomos Zhejiang | [8 empty] | 0 | 0 | 0 | 1 | 0 | [7 empty] | NOS | 1 |  | ZH/WD/SP/ZHEJIANG WATER DISTILLER RESET SWITCH
IM07018 | Water Distiller Spares- Fomos Water Distiller Emergency Switch |  |  | A Class | NOS | NOS | I-Inventory | FG-Finish Good |  | Spares | Water Distiller-Spares | Dental Equiment | Main Location | 90330000 |  | FIFO | Fomos Zhejiang | [8 empty] | 0 | 0 | 0 | 1 | 0 | [7 empty] | NOS | 1 |  | ZHWD/SP/ZHEJIANG WATER DISTILLER EMERGENCY SWITCH
IM07019 | Water Distiller Spares- Fomos Water Distiller Fan |  |  | A Class | NOS | NOS | I-Inventory | FG-Finish Good |  | Spares | Water Distiller-Spares | Dental Equiment | Main Location | 90330000 |  | FIFO | Fomos Zhejiang | [8 empty] | 0 | 0 | 0 | 1 | 0 | [7 empty] | NOS | 1 |  | ZHWD/SP/ZHEJIANG WATER DISTILLER FAN
IM07020 | Water Distiller Spares- Fomos Water Distiller Gaskit |  |  | A Class | NOS | NOS | I-Inventory | FG-Finish Good |  | Spares | Water Distiller-Spares | Dental Equiment | Main Location | 90330000 |  | FIFO | Fomos Zhejiang | [8 empty] | 0 | 0 | 0 | 1 | 0 | [7 empty] | NOS | 1 |  | ZHWD/SP/ZHEJIANG WATER DISTILLER GASKIT
IM07021 | Water Distiller Spares- Fomos Water Distiller Jar |  |  | A Class | NOS | NOS | I-Inventory | FG-Finish Good |  | Spares | Water Distiller-Spares | Dental Equiment | Main Location | 90330000 |  | FIFO | Fomos Zhejiang | [8 empty] | 0 | 0 | 0 | 1 | 0 | [7 empty] | NOS | 1 |  | ZHWD/SP/ZHEJIANG WATER DISTILLER JAR
IM07022 | Water Distiller Spares- Fomos Water Distiller Support Resisteance Silicon |  |  | A Class | NOS | NOS | I-Inventory | FG-Finish Good |  | Spares | Water Distiller-Spares | Dental Equiment | Main Location | 90330000 |  | FIFO | Fomos Zhejiang | [8 empty] | 0 | 0 | 0 | 1 | 0 | [7 empty] | NOS | 1 |  | ZHWD/SP/ZHEJIANG WATER DISTILLER SUPPORT RESISTEANCE SILICON
IM07023 | Water Distiller Spares- Fomos Water Distiller Thermostate |  |  | A Class | NOS | NOS | I-Inventory | FG-Finish Good |  | Spares | Water Distiller-Spares | Dental Equiment | Main Location | 90330000 |  | FIFO | Fomos Zhejiang | [8 empty] | 0 | 0 | 0 | 1 | 0 | [7 empty] | NOS | 1 |  | ZHWD/SP/ZHEJIANG WATER DISTILLER THERMOSTATE
IM07024 | Water Distiller Spares- Fomos Water Distiller Top Cover 220V |  |  | A Class | NOS | NOS | I-Inventory | FG-Finish Good |  | Spares | Water Distiller-Spares | Dental Equiment | Main Location | 90330000 |  | FIFO | Fomos Zhejiang | [8 empty] | 0 | 0 | 0 | 1 | 0 | [7 empty] | NOS | 1 |  | ZHWD/SP/ZHEJIANG WATER DISTILLER TOP COVER 220V
IM07025 | Water Distiller Spares- Fomos Water Distiller Top Head Bottem Plastic Cover |  |  | A Class | NOS | NOS | I-Inventory | FG-Finish Good |  | Spares | Water Distiller-Spares | Dental Equiment | Main Location | 90330000 |  | FIFO | Fomos Zhejiang | [8 empty] | 0 | 0 | 0 | 1 | 0 | [7 empty] | NOS | 1 |  | ZHWD/SP/ZHEJIANG WATER DISTILLER TOP HEAD BOTTEM PLASTIC COVER
IM07026 | Water Distiller Spares- Fomos Water Distiller Unit Body 220V |  |  | A Class | NOS | NOS | I-Inventory | FG-Finish Good |  | Spares | Water Distiller-Spares | Dental Equiment | Main Location | 90330000 |  | FIFO | Fomos Zhejiang | [8 empty] | 0 | 0 | 0 | 1 | 0 | [7 empty] | NOS | 1 |  | ZHWD/SP/ZHEJIANG WATER DISTILLER UNIT BODY 220V
IM07027 | Water Distiller Spares-Cristofolio- Heating Element |  |  | A Class | NOS | NOS | I-Inventory | FG-Finish Good |  | Spares | Water Distiller-Spares | Dental Equiment | Main Location | 90330000 |  | FIFO | Cristofolio | [8 empty] | 0 | 0 | 0 | 1 | 0 | [7 empty] | NOS | 1 |  | Cr/Sp/Water Distiller Heating Element
IM07028 | Water Distiller Spares-Cristofolio- O Ring |  |  | A Class | NOS | NOS | I-Inventory | FG-Finish Good |  | Spares | Water Distiller-Spares | Dental Equiment | Main Location | 90330000 |  | FIFO | Cristofolio | [8 empty] | 0 | 0 | 0 | 1 | 0 | [7 empty] | NOS | 1 |  | Cr/Sp/Water Distiller O Ring
IM07029 | Water Distiller Spares-Cristofolio- Motor |  |  | A Class | NOS | NOS | I-Inventory | FG-Finish Good |  | Spares | Water Distiller-Spares | Dental Equiment | Main Location | 90330000 |  | FIFO | Cristofolio | [8 empty] | 0 | 0 | 0 | 1 | 0 | [7 empty] | NOS | 1 |  | Cr/Sp/Water Distiller Motor
IM07030 | Water Distiller Spares-Cristofolio- Fan |  |  | A Class | NOS | NOS | I-Inventory | FG-Finish Good |  | Spares | Water Distiller-Spares | Dental Equiment | Main Location | 90330000 |  | FIFO | Cristofolio | [8 empty] | 0 | 0 | 0 | 1 | 0 | [7 empty] | NOS | 1 |  | Cr/Sp/Water Distiller Fan
IM07031 | Water Distiller Spares-Cristofolio-Cristofolio Water Distiller Boiler |  |  | A Class | NOS | NOS | I-Inventory | FG-Finish Good |  | Spares | Water Distiller-Spares | Dental Equiment | Main Location | 90330000 |  | FIFO | Cristofolio | [8 empty] | 0 | 0 | 0 | 1 | 0 | [7 empty] | NOS | 1 |  | Cr/Wd/Sp/Cristofolio Water Distiller Boiler
IM07032 | Water Distiller Spares-Cristofolio-Cristofolio Water Distiller Sensor |  |  | A Class | NOS | NOS | I-Inventory | FG-Finish Good |  | Spares | Water Distiller-Spares | Dental Equiment | Main Location | 90330000 |  | FIFO | Cristofolio | [8 empty] | 0 | 0 | 0 | 1 | 0 | [7 empty] | NOS | 1 |  | Cr/Wd/Sp/Cristofolio Water Distiller Sensor
IM07033 | Water Distiller Spares-Cristofolio-Cristofolio Water Distiller Thermostate |  |  | A Class | NOS | NOS | I-Inventory | FG-Finish Good |  | Spares | Water Distiller-Spares | Dental Equiment | Main Location | 90330000 |  | FIFO | Cristofolio | [8 empty] | 0 | 0 | 0 | 1 | 0 | [7 empty] | NOS | 1 |  | Cr/Wd/Sp/Cristofolio Water Distiller Thermostate
IM07034 | Water Distiller Spares-Cristofolio-Water Distiller Boiler Water Level Nozzle |  |  | A Class | NOS | NOS | I-Inventory | FG-Finish Good |  | Spares | Water Distiller-Spares | Dental Equiment | Main Location | 90330000 |  | FIFO | Cristofolio | [8 empty] | 0 | 0 | 0 | 1 | 0 | [7 empty] | NOS | 1 |  | Cr/Wd/Sp/Water Distiller Boiler Water Level Nozzle
IM07035 | Water Distiller Spares-Cristofolio-Water Distiller Heating Element Sensor |  |  | A Class | NOS | NOS | I-Inventory | FG-Finish Good |  | Spares | Water Distiller-Spares | Dental Equiment | Main Location | 90330000 |  | FIFO | Cristofolio | [8 empty] | 0 | 0 | 0 | 1 | 0 | [7 empty] | NOS | 1 |  | CR/WD/SP/WATER DISTILLER HEATING ELEMENT SENSOR
IM07036 | Water Distiller Spares-Cristofolio-Water Distiller Power PCB |  |  | A Class | NOS | NOS | I-Inventory | FG-Finish Good |  | Spares | Water Distiller-Spares | Dental Equiment | Main Location | 90330000 |  | FIFO | Cristofolio | [8 empty] | 0 | 0 | 0 | 1 | 0 | [7 empty] | NOS | 1 |  | Cr/Wd/Sp/Water Distiller Power Pcb
IM07037 | Water Distiller Spares-Cristofolio-/Cristifolio Water Distiller Puro Jar |  |  | A Class | NOS | NOS | I-Inventory | FG-Finish Good |  | Spares | Water Distiller-Spares | Dental Equiment | Main Location | 90330000 |  | FIFO | Cristofolio | [8 empty] | 0 | 0 | 0 | 1 | 0 | [7 empty] | NOS | 1 |  | CR/WD/AC/CRISTIFOLIO WATER DISTILLER PURO JAR
IM07038 | Water Distiller Spares-Cristofolio-/Cristofolio Water Distiller |  |  | A Class | NOS | NOS | I-Inventory | FG-Finish Good |  | Spares | Water Distiller-Spares | Dental Equiment | Main Location | 90330000 |  | FIFO | Cristofolio | [8 empty] | 0 | 0 | 0 | 1 | 0 | [7 empty] | NOS | 1 |  | Cr/Wd/Ac/Cristofolio Water Distiller
IM07039 | Water Distiller Spares-Cristofolio-/Cristofolio Water Distiller Puro W/O Jar |  |  | A Class | NOS | NOS | I-Inventory | FG-Finish Good |  | Spares | Water Distiller-Spares | Dental Equiment | Main Location | 90330000 |  | FIFO | Cristofolio | [8 empty] | 0 | 0 | 0 | 1 | 0 | [7 empty] | NOS | 1 |  | Cr/Wd/Ac/Cristofolio Water Distiller Puro w/o Jar
IM07040 | Water Distiller Spares-Local-Hard Disk Drive 1Tb |  |  | A Class | NOS | NOS | I-Inventory | FG-Finish Good |  | Spares | Water Distiller-Spares | Dental Equiment | Main Location | 90330000 |  | FIFO | Indian Product | [8 empty] | 0 | 0 | 0 | 1 | 0 | [7 empty] | NOS | 1 |  | LP/WD/SP/HARD DISK DRIVE 1TB
IM07041 | Water Distiller Spares-Local-Hard Disk Drive 2Tb |  |  | A Class | NOS | NOS | I-Inventory | FG-Finish Good |  | Spares | Water Distiller-Spares | Dental Equiment | Main Location | 90330000 |  | FIFO | Indian Product | [8 empty] | 0 | 0 | 0 | 1 | 0 | [7 empty] | NOS | 1 |  | LP/WD/SP/HARD DISK DRIVE 2TB
IM07042 | Water Distiller Spares-Local-Water Distiller Thermal Thermostat |  |  | A Class | NOS | NOS | I-Inventory | FG-Finish Good |  | Spares | Water Distiller-Spares | Dental Equiment | Main Location | 90330000 |  | FIFO | Indian Product | [8 empty] | 0 | 0 | 0 | 1 | 0 | [7 empty] | NOS | 1 |  | LP/WD/SP/WATER DISTILLER THERMAL THERMOSTAT
IM07043 | Water Distiller Spares-Runyes- Complete Head |  |  | A Class | NOS | NOS | I-Inventory | FG-Finish Good |  | Spares | Water Distiller-Spares | Dental Equiment | Main Location | 90330000 |  | FIFO | Runyes | [8 empty] | 0 | 0 | 0 | 1 | 0 | [7 empty] | NOS | 1 |  | Rn/Wd/Ac/Water Distiller Complete Head
IM07044 | Water Distiller Spares-Runyes-- Runyes Water Distiller |  |  | A Class | NOS | NOS | I-Inventory | FG-Finish Good |  | Spares | Water Distiller-Spares | Dental Equiment | Main Location | 90330000 |  | FIFO | Runyes | [8 empty] | 0 | 0 | 0 | 1 | 0 | [7 empty] | NOS | 1 |  | RN/WD/AC/WATER DISTILLER- RUNYES WATER DISTILLER
IM07045 | Water Distiller Spares-Runyes- Thermostate |  |  | A Class | NOS | NOS | I-Inventory | FG-Finish Good |  | Spares | Water Distiller-Spares | Dental Equiment | Main Location | 90330000 |  | FIFO | Runyes | [8 empty] | 0 | 0 | 0 | 1 | 0 | [7 empty] | NOS | 1 |  | RN/WD/AC/WATER DISTILLER THERMOSTATE
IM07046 | Water Distiller Spares-Runyes- Filter |  |  | A Class | NOS | NOS | I-Inventory | FG-Finish Good |  | Spares | Water Distiller-Spares | Dental Equiment | Main Location | 90330000 |  | FIFO | Runyes | [8 empty] | 0 | 0 | 0 | 1 | 0 | [7 empty] | NOS | 1 |  | RN/WD/SP/WATER DISTILLER FILTER
IM07047 | Water Distiller Spares-Runyes- Head Cap |  |  | A Class | NOS | NOS | I-Inventory | FG-Finish Good |  | Spares | Water Distiller-Spares | Dental Equiment | Main Location | 90330000 |  | FIFO | Runyes | [8 empty] | 0 | 0 | 0 | 1 | 0 | [7 empty] | NOS | 1 |  | RN/WD/SP/WATER DISTILLER HEAD CAP
IM07048 | Water Distiller Spares-Runyes- Heating Chamber Without Thermostate |  |  | A Class | NOS | NOS | I-Inventory | FG-Finish Good |  | Spares | Water Distiller-Spares | Dental Equiment | Main Location | 90330000 |  | FIFO | Runyes | [8 empty] | 0 | 0 | 0 | 1 | 0 | [7 empty] | NOS | 1 |  | RN/WD/SP/WATER DISTILLER HEATING CHAMBER WITHOUT THERMOSTATE
IM07049 | Water Distiller Spares-Runyes- On Off Switch |  |  | A Class | NOS | NOS | I-Inventory | FG-Finish Good |  | Spares | Water Distiller-Spares | Dental Equiment | Main Location | 90330000 |  | FIFO | Runyes | [8 empty] | 0 | 0 | 0 | 1 | 0 | [7 empty] | NOS | 1 |  | Rn/Wd/Sp/Water Distiller On Off Switch
IM07050 | Water Distiller Spares-Runyes- Water Jar |  |  | A Class | NOS | NOS | I-Inventory | FG-Finish Good |  | Spares | Water Distiller-Spares | Dental Equiment | Main Location | 90330000 |  | FIFO | Runyes | [8 empty] | 0 | 0 | 0 | 1 | 0 | [7 empty] | NOS | 1 |  | Rn/Wd/Sp/Water Distiller Water Jar
IM07051 | Water Distiller Spares-Shield- Fan 4Ltr |  |  | A Class | NOS | NOS | I-Inventory | FG-Finish Good |  | Spares | Water Distiller-Spares | Dental Equiment | Main Location | 90330000 |  | FIFO | Shield | [8 empty] | 0 | 0 | 0 | 1 | 0 | [7 empty] | NOS | 1 |  | SH/WD/SP/ NIGGBO SHIELD WATER DISTILLER FAN 4LTR
IM07052 | Water Distiller Spares-Shield- Filter 4Ltr |  |  | A Class | NOS | NOS | I-Inventory | FG-Finish Good |  | Spares | Water Distiller-Spares | Dental Equiment | Main Location | 90330000 |  | FIFO | Shield | [8 empty] | 0 | 0 | 0 | 1 | 0 | [7 empty] | NOS | 1 |  | SH/WD/SP/ NIGGBO SHIELD Water Distiller FILTER 4LTR
IM07053 | Water Distiller Spares-Shield- Manual Reset Thermostate 4Ltr |  |  | A Class | NOS | NOS | I-Inventory | FG-Finish Good |  | Spares | Water Distiller-Spares | Dental Equiment | Main Location | 90330000 |  | FIFO | Shield | [8 empty] | 0 | 0 | 0 | 1 | 0 | [7 empty] | NOS | 1 |  | SH/WD/SP/ NIGGBO SHIELD WATER DISTILLER MANUAL RESET THERMOSTATE 4LTR
IM07054 | Water Distiller Spares-Shield- Thermostate 4Ltr |  |  | A Class | NOS | NOS | I-Inventory | FG-Finish Good |  | Spares | Water Distiller-Spares | Dental Equiment | Main Location | 90330000 |  | FIFO | Shield | [8 empty] | 0 | 0 | 0 | 1 | 0 | [7 empty] | NOS | 1 |  | SH/WD/SP/ NIGGBO SHIELD WATER DISTILLER THERMOSTATE 4LTR
IM07055 | Water Distiller Spares-Shield- Top Head Steel Cover 4Ltr |  |  | A Class | NOS | NOS | I-Inventory | FG-Finish Good |  | Spares | Water Distiller-Spares | Dental Equiment | Main Location | 90330000 |  | FIFO | Shield | [8 empty] | 0 | 0 | 0 | 1 | 0 | [7 empty] | NOS | 1 |  | SH/WD/SP/ NIGGBO SHIELD Water Distiller Top Head Steel Cover 4LTR
IM07056 | Water Distiller Spares-Shield- Gaskit 4Ltr |  |  | A Class | NOS | NOS | I-Inventory | FG-Finish Good |  | Spares | Water Distiller-Spares | Dental Equiment | Main Location | 90330000 |  | FIFO | Shield | [8 empty] | 0 | 0 | 0 | 1 | 0 | [7 empty] | NOS | 1 |  | SH/WD/SP/ NIGGBO SHIELDWATER DISTILLER GASKIT 4LTR
IM07057 | Water Distiller Spares-Shield- Chamber With Heater 4Ltr |  |  | A Class | NOS | NOS | I-Inventory | FG-Finish Good |  | Spares | Water Distiller-Spares | Dental Equiment | Main Location | 90330000 |  | FIFO | Shield | [8 empty] | 0 | 0 | 0 | 1 | 0 | [7 empty] | NOS | 1 |  | SH/WD/SP/NIGGBO SHIELD WATER DISTILLER CHAMBER WITH HEATER 4LTR
IM07058 | Water Distiller Spares-Shield- Complete Head 4Ltr |  |  | A Class | NOS | NOS | I-Inventory | FG-Finish Good |  | Spares | Water Distiller-Spares | Dental Equiment | Main Location | 90330000 |  | FIFO | Shield | [8 empty] | 0 | 0 | 0 | 1 | 0 | [7 empty] | NOS | 1 |  | SH/WD/SP/NIGGBO SHIELD Water Distiller Complete Head 4LTR
IM07059 | Water Distiller Spares-Shield- Motor 4Ltr |  |  | A Class | NOS | NOS | I-Inventory | FG-Finish Good |  | Spares | Water Distiller-Spares | Dental Equiment | Main Location | 90330000 |  | FIFO | Shield | [8 empty] | 0 | 0 | 0 | 1 | 0 | [7 empty] | NOS | 1 |  | SH/WD/SP/NIGGBO SHIELD Water Distiller Motor 4LTR
IM07060 | Water Distiller Spares-Shield- On Off Switch 4Ltr |  |  | A Class | NOS | NOS | I-Inventory | FG-Finish Good |  | Spares | Water Distiller-Spares | Dental Equiment | Main Location | 90330000 |  | FIFO | Shield | [8 empty] | 0 | 0 | 0 | 1 | 0 | [7 empty] | NOS | 1 |  | SH/WD/SP/NIGGBO SHIELD Water Distiller On Off Switch 4LTR
IM07061 | Dental X-Ray-Anthos Digital Dental Xray Model RX DC 90CM |  |  | A Class | NOS | NOS | I-Inventory | FG-Finish Good |  | Equipment | X-Ray | Radiogoloy Product | Main Location | 90229090 |  | FIFO | Anthos/Cefla | [8 empty] | 0 | 0 | 0 | 1 | 0 | [7 empty] | NOS | 1 |  | AN/XR/MC/ANTHOS/DIGITAL DENTAL XRAY RX DC 90CM
IM07062 | Dental X-Ray-CSN Xray-Novaxa Max 70 HF DC Floor Mount 120 CM Xray |  |  | A Class | NOS | NOS | I-Inventory | FG-Finish Good |  | Equipment | X-Ray | Radiogoloy Product | Main Location | 90184900 |  | FIFO | CSN | [8 empty] | 0 | 0 | 0 | 1 | 0 | [7 empty] | NOS | 1 |  | CSN/XR/MC/NOVAXA MAX 70 HF DC FM 120 CM XRAY FM
IM07063 | Dental X-Ray-CSN Xray-Novaxa Max 70 HF DC Wall Mount 120 CM Xray |  |  | A Class | NOS | NOS | I-Inventory | FG-Finish Good |  | Equipment | X-Ray | Radiogoloy Product | Main Location | 90229090 |  | FIFO | CSN | [8 empty] | 0 | 0 | 0 | 1 | 0 | [7 empty] | NOS | 1 |  | CSN/XR/MC/NOVAXA MAX-70 HF/DC W/M 120 CM XRAY
IM07064 | Dental X-Ray-CSN Xray-Max 70 DP/DC Wall Mount 100 CM Xray with Scissor Arm |  |  | A Class | NOS | NOS | I-Inventory | FG-Finish Good |  | Equipment | X-Ray | Radiogoloy Product | Main Location | 90229090 |  | FIFO | CSN | [8 empty] | 0 | 0 | 0 | 1 | 0 | [7 empty] | NOS | 1 |  | CSN/XR/MC/MAX-70 DP/DC W/M 100 CM XRAY WITH SCISSOR ARM
IM07065 | Dental X-Ray-Durr Dental X-Ray Developer Model Periomate Plus |  |  | A Class | NOS | NOS | I-Inventory | FG-Finish Good |  | Equipment | X-Ray | Radiogoloy Product | Main Location | 90109000 |  | FIFO | Durr Dental | [8 empty] | 0 | 0 | 0 | 1 | 0 | [7 empty] | NOS | 1 |  | DD/XD/AC/DUERR DENTAL/X-RAY DEVELOPER/PERIOMATE PLUS
IM07066 | Dental X-Ray-Acteon Dental DC Xray Model X MIND |  |  | A Class | NOS | NOS | I-Inventory | FG-Finish Good |  | Equipment | X-Ray | Radiogoloy Product | Main Location | 90229090 |  | FIFO | Acteon India | [8 empty] | 0 | 0 | 0 | 1 | 0 | [7 empty] | NOS | 1 |  | AC/XR/MC/ACTEON/DENTAL DC XRAY/MOD. XMIND
IM07067 | Dental X-Ray Spares-Acteon Dental DC X-ray Remote Exposure Switch |  |  | A Class | NOS | NOS | I-Inventory | FG-Finish Good |  | Equipment | X-Ray | Radiogoloy Product | Main Location | 90330000 |  | FIFO | Acteon India | [8 empty] | 0 | 0 | 0 | 1 | 0 | [7 empty] | NOS | 1 |  | AC/XR/SP/ACTEON/DENTAL DC XRAY REMOTE EXPOSURE SWITCH
IM07068 | Dental X-Ray Spares-Acteon Dental DC X-ray Tubehead |  |  | A Class | NOS | NOS | I-Inventory | FG-Finish Good |  | Equipment | X-Ray | Radiogoloy Product | Main Location | 90330000 |  | FIFO | Acteon India | [8 empty] | 0 | 0 | 0 | 1 | 0 | [7 empty] | NOS | 1 |  | AC/XR/SP/ACTEON/DENTAL DC XRAY/TUBEHEAD
IM07069 | Dental X-Ray- Evolve Digital Dental DC X-Ray Wall Mount Model Oradect |  |  | A Class | NOS | NOS | I-Inventory | FG-Finish Good |  | Equipment | X-Ray | Radiogoloy Product | Main Location | 90184900 |  | FIFO | Crystal-Evolve | [8 empty] | 0 | 0 | 0 | 1 | 0 | [7 empty] | NOS | 1 |  | EL/XR/MC/EVOLVE DEGITAL DENTAL DC X-RAY W/M MODEL - ORADECT
IM07070 | Dental X-Ray- Genoray-Portable Xray-EZX-60 |  |  | A Class | NOS | NOS | I-Inventory | FG-Finish Good |  | Equipment | X-Ray | Radiogoloy Product | Main Location | 90229090 |  | FIFO | Genoray | [8 empty] | 0 | 0 | 0 | 1 | 0 | [7 empty] | NOS | 1 |  | GE/XR/MC/EZX60 GENEROY PORTABLE XRAY EZX60
IM07071 | Dental X-Ray- Genoray-Portable Xray-EZX-70 Model Port X IV E |  |  | A Class | NOS | NOS | I-Inventory | FG-Finish Good |  | Equipment | X-Ray | Radiogoloy Product | Main Location | 90221300 |  | FIFO | Genoray | [8 empty] | 0 | 0 | 0 | 1 | 0 | [7 empty] | NOS | 1 |  | GE/XR/MC/EZX-70 GENEROY PORTABLE XRAY PORT X IV E
IM07072 | Dental X-Ray- Genoray-Portable Xray -EZX-60 Model Port X IV |  |  | A Class | NOS | NOS | I-Inventory | FG-Finish Good |  | Equipment | X-Ray | Radiogoloy Product | Main Location | 90221300 |  | FIFO | Genoray | [8 empty] | 0 | 0 | 0 | 1 | 0 | [7 empty] | NOS | 1 |  | GE/XR/MC/EZX-60 GENEROY PORTABLE XRAY PORT X IV
IM07073 | Dental X-Ray- Genoray-Portable Xray-EZX-60 Model Port X II |  |  | A Class | NOS | NOS | I-Inventory | FG-Finish Good |  | Equipment | X-Ray | Radiogoloy Product | Main Location | 90221300 |  | FIFO | Genoray | [8 empty] | 0 | 0 | 0 | 1 | 0 | [7 empty] | NOS | 1 |  | GE/XR/MC/EZX-60- GENEROY PORTABLE XRAY PORT XII
IM07074 | Dental X-Ray- Gnatus Model Timex 70E Wall Mount |  |  | A Class | NOS | NOS | I-Inventory | FG-Finish Good |  | Equipment | X-Ray | Radiogoloy Product | Main Location | 90229090 |  | FIFO | Gnatus | [8 empty] | 0 | 0 | 0 | 1 | 0 | [7 empty] | NOS | 1 |  | GN/XR/MC/TIMEX-70E-GNATUS/XRAY MOD-TIMEX 70E W/M
IM07075 | Dental X-Ray- Gnatus Model Timex 70X Floor Mount |  |  | A Class | NOS | NOS | I-Inventory | FG-Finish Good |  | Equipment | X-Ray | Radiogoloy Product | Main Location | 90229090 |  | FIFO | Gnatus | [8 empty] | 0 | 0 | 0 | 1 | 0 | [7 empty] | NOS | 1 |  | GN/XR/MC/TIMEX-70F-GNATUS D/XRAY MOD-TIMEX 70X-F
IM07076 | Dental X-Ray- Gnatus Model Timex 70X Wall Mount |  |  | A Class | NOS | NOS | I-Inventory | FG-Finish Good |  | Equipment | X-Ray | Radiogoloy Product | Main Location | 90229090 |  | FIFO | Gnatus | [8 empty] | 0 | 0 | 0 | 1 | 0 | [7 empty] | NOS | 1 |  | GN/XR/MC/TIMEX 70W-GNATUS D/XRAY MOD- TIMEX 70XW/M
IM07077 | Dental X Ray- Indian Xray -Xpress DG Xray Floor Mount |  |  | A Class | NOS | NOS | I-Inventory | FG-Finish Good |  | Equipment | X-Ray | Radiogoloy Product | Main Location | 90229090 |  | FIFO | Indian Product | [8 empty] | 0 | 0 | 0 | 1 | 0 | [7 empty] | NOS | 1 |  | IN/XR/MC/X-RAY DG-INDIGENIOUS,XPRESS DG-XRAY F/M
IM07078 | Dental X-Ray- Indian Xray- Xpress DG/ AMC 6010E Wall Monut |  |  | A Class | NOS | NOS | I-Inventory | FG-Finish Good |  | Equipment | X-Ray | Radiogoloy Product | Main Location | 90229090 |  | FIFO | Indian Product | [8 empty] | 0 | 0 | 0 | 1 | 0 | [7 empty] | NOS | 1 |  | IN/XR/MC/DENTAL X-RAY/XPRES DG/ AMS 6010E/W/M
IM07079 | Dental X-Ray- Indian Xray- Xpress DG/ AMC 6010E Floor Monut |  |  | A Class | NOS | NOS | I-Inventory | FG-Finish Good |  | Equipment | X-Ray | Radiogoloy Product | Main Location | 90229090 |  | FIFO | Indian Product | [8 empty] | 0 | 0 | 0 | 1 | 0 | [7 empty] | NOS | 1 |  | IN/XR/MC/DENTAL X-RAY/XPRESS -DG/ AMS 6010E/ FLOOR
IM07080 | Dental X-Ray-Runyes Dental Portable Imaging System Model Ray 98 (P) |  |  | A Class | NOS | NOS | I-Inventory | FG-Finish Good |  | Equipment | X-Ray | Radiogoloy Product | Main Location | 90330000 |  | FIFO | Runyes | [8 empty] | 0 | 0 | 0 | 1 | 0 | [7 empty] | NOS | 1 |  | RN/XR/MC/DENTAL PORTABLE IMAGING SYSTEM/MODEL RAY98 (P)
IM07081 | Dental X-Ray- Runyes Digital DC Xray Wall Mount |  |  | A Class | NOS | NOS | I-Inventory | FG-Finish Good |  | Equipment | X-Ray | Radiogoloy Product | Main Location | 90229090 |  | FIFO | Runyes | [8 empty] | 0 | 0 | 0 | 1 | 0 | [7 empty] | NOS | 1 |  | RN/XR/RUNYES DIGITAL DENTAL DC- X RAY W/M
IM07082 | Dental X-Ray- Runyes Digital Xray Wall Mount |  |  | A Class | NOS | NOS | I-Inventory | FG-Finish Good |  | Equipment | X-Ray | Radiogoloy Product | Main Location | 90229090 |  | FIFO | Runyes | [8 empty] | 0 | 0 | 0 | 1 | 0 | [7 empty] | NOS | 1 |  | RN/XR/RUNYES DIGITAL DENTAL X RAY W/M
IM07083 | Dental X-Ray- Runyes Digital Xray Floor Mount |  |  | A Class | NOS | NOS | I-Inventory | FG-Finish Good |  | Equipment | X-Ray | Radiogoloy Product | Main Location | 90229090 |  | FIFO | Runyes | [8 empty] | 0 | 0 | 0 | 1 | 0 | [7 empty] | NOS | 1 |  | RN/XR/RUNYES DIGITAL DENTAL X-RAY F/M
IM07084 | Dental X-Ray Spares- CSN Xray Wall Fixing Clamp |  |  | A Class | NOS | NOS | I-Inventory | FG-Finish Good |  | Spares | X-Ray-Spares | Radiogoloy Product | Main Location | 90330000 |  | FIFO | CSN | [8 empty] | 0 | 0 | 0 | 1 | 0 | [7 empty] | NOS | 1 |  | CSN/SP/ XRAY WALL FIXING CLAMP
IM07085 | Dental X-Ray Spares- CSN Arm Bush |  |  | A Class | NOS | NOS | I-Inventory | FG-Finish Good |  | Spares | X-Ray-Spares | Radiogoloy Product | Main Location | 90330000 |  | FIFO | CSN | [8 empty] | 0 | 0 | 0 | 1 | 0 | [7 empty] | NOS | 1 |  | Csn/Sp/Arm Bush
IM07086 | Dental X-Ray Spares- CSN Driver Board 13212981 |  |  | A Class | NOS | NOS | I-Inventory | FG-Finish Good |  | Spares | X-Ray-Spares | Radiogoloy Product | Main Location | 90330000 |  | FIFO | CSN | [8 empty] | 0 | 0 | 0 | 1 | 0 | [7 empty] | NOS | 1 |  | Csn/Sp/Driver Board 13212981
IM07087 | Dental X-Ray Spares- CSN MC4 Xray Base Cover |  |  | A Class | NOS | NOS | I-Inventory | FG-Finish Good |  | Spares | X-Ray-Spares | Radiogoloy Product | Main Location | 90330000 |  | FIFO | CSN | [8 empty] | 0 | 0 | 0 | 1 | 0 | [7 empty] | NOS | 1 |  | Csn/Sp/Mc4 Xray Base Cover
IM07088 | Dental X-Ray Spares- CSN MC4 X-Ray Display PCB Card |  |  | A Class | NOS | NOS | I-Inventory | FG-Finish Good |  | Spares | X-Ray-Spares | Radiogoloy Product | Main Location | 90330000 |  | FIFO | CSN | [8 empty] | 0 | 0 | 0 | 1 | 0 | [7 empty] | NOS | 1 |  | Csn/Sp/MC4 X-Ray Display Pcb Card
IM07089 | Dental X-Ray Spares- CSN MC4 Xray Power PCB |  |  | A Class | NOS | NOS | I-Inventory | FG-Finish Good |  | Spares | X-Ray-Spares | Radiogoloy Product | Main Location | 90330000 |  | FIFO | CSN | [8 empty] | 0 | 0 | 0 | 1 | 0 | [7 empty] | NOS | 1 |  | Csn/Sp/Mc4 Xray Power Pcb
IM07090 | Dental X-Ray Spares- CSN MC4 X-Ray Power PCB Card |  |  | A Class | NOS | NOS | I-Inventory | FG-Finish Good |  | Spares | X-Ray-Spares | Radiogoloy Product | Main Location | 90330000 |  | FIFO | CSN | [8 empty] | 0 | 0 | 0 | 1 | 0 | [7 empty] | NOS | 1 |  | Csn/Sp/MC4 X-Ray Power Pcb Card
IM07091 | Dental X-Ray Spares- CSN MC4 X-Ray Remote |  |  | A Class | NOS | NOS | I-Inventory | FG-Finish Good |  | Spares | X-Ray-Spares | Radiogoloy Product | Main Location | 90330000 |  | FIFO | CSN | [8 empty] | 0 | 0 | 0 | 1 | 0 | [7 empty] | NOS | 1 |  | Csn/Sp/MC4 X-Ray Remote
IM07092 | Dental X-Ray Spares- CSN MC4 Xray Scissor Arm |  |  | A Class | NOS | NOS | I-Inventory | FG-Finish Good |  | Spares | X-Ray-Spares | Radiogoloy Product | Main Location | 90330000 |  | FIFO | CSN | [8 empty] | 0 | 0 | 0 | 1 | 0 | [7 empty] | NOS | 1 |  | Csn/Sp/Mc4 Xray Scissor Arm
IM07093 | Dental X-Ray Spares- CSN MC4 Xray Scissor Arm C-Lock Assembly Bush |  |  | A Class | NOS | NOS | I-Inventory | FG-Finish Good |  | Spares | X-Ray-Spares | Radiogoloy Product | Main Location | 90330000 |  | FIFO | CSN | [8 empty] | 0 | 0 | 0 | 1 | 0 | [7 empty] | NOS | 1 |  | CSN/SP/MC4 XRAY SCISSOR ARM C-LOCK ASSEMBLY BUSH
IM07094 | Dental X-Ray Spares- CSN MC4 Xray Timer PCB With Body |  |  | A Class | NOS | NOS | I-Inventory | FG-Finish Good |  | Spares | X-Ray-Spares | Radiogoloy Product | Main Location | 90330000 |  | FIFO | CSN | [8 empty] | 0 | 0 | 0 | 1 | 0 | [7 empty] | NOS | 1 |  | Csn/Sp/Mc4 Xray Timer Pcb With Body
IM07095 | Dental X-Ray Spares- CSN MC4 Xray Timer Remote |  |  | A Class | NOS | NOS | I-Inventory | FG-Finish Good |  | Spares | X-Ray-Spares | Radiogoloy Product | Main Location | 90330000 |  | FIFO | CSN | [8 empty] | 0 | 0 | 0 | 1 | 0 | [7 empty] | NOS | 1 |  | Csn/Sp/Mc4 Xray Timer Remote
IM07096 | Dental X-Ray Spares- CSN MC4 Xray Tube Cone |  |  | A Class | NOS | NOS | I-Inventory | FG-Finish Good |  | Spares | X-Ray-Spares | Radiogoloy Product | Main Location | 90330000 |  | FIFO | CSN | [8 empty] | 0 | 0 | 0 | 1 | 0 | [7 empty] | NOS | 1 |  | Csn/Sp/Mc4 Xray Tube Cone
IM07097 | Dental X-Ray Spares- CSN MC4 Xray Tube Head |  |  | A Class | NOS | NOS | I-Inventory | FG-Finish Good |  | Spares | X-Ray-Spares | Radiogoloy Product | Main Location | 90330000 |  | FIFO | CSN | [8 empty] | 0 | 0 | 0 | 1 | 0 | [7 empty] | NOS | 1 |  | Csn/Sp/Mc4 Xray Tube Head
IM07098 | Dental X-Ray Spares- CSN MC4 Xray Wheel |  |  | A Class | NOS | NOS | I-Inventory | FG-Finish Good |  | Spares | X-Ray-Spares | Radiogoloy Product | Main Location | 90330000 |  | FIFO | CSN | [8 empty] | 0 | 0 | 0 | 1 | 0 | [7 empty] | NOS | 1 |  | Csn/Sp/Mc4 Xray Wheel
IM07099 | Dental X-Ray Spares- CSN X-Ray 120Mm Straight Arm |  |  | A Class | NOS | NOS | I-Inventory | FG-Finish Good |  | Spares | X-Ray-Spares | Radiogoloy Product | Main Location | 90330000 |  | FIFO | CSN | [8 empty] | 0 | 0 | 0 | 1 | 0 | [7 empty] | NOS | 1 |  | CSN/SP/X-RAY 120MM STRAIGHT ARM
IM07100 | Dental X-Ray Spares- CSN X-Ray 120Mm Straight Arm Without Tube Head Lock Arm Bush |  |  | A Class | NOS | NOS | I-Inventory | FG-Finish Good |  | Spares | X-Ray-Spares | Radiogoloy Product | Main Location | 90330000 |  | FIFO | CSN | [8 empty] | 0 | 0 | 0 | 1 | 0 | [7 empty] | NOS | 1 |  | CSN/SP/X-RAY 120MM STRAIGHT ARM WITHOUT TUBE HEAD LOCK ARM BUSH
IM07101 | Dental X-Ray Spares- CSN Xray Arm Cable |  |  | A Class | NOS | NOS | I-Inventory | FG-Finish Good |  | Spares | X-Ray-Spares | Radiogoloy Product | Main Location | 90330000 |  | FIFO | CSN | [8 empty] | 0 | 0 | 0 | 1 | 0 | [7 empty] | NOS | 1 |  | Csn/Sp/Xray Arm Cable
IM07102 | Dental X-Ray Spares- CSN X-Ray Arm Cover |  |  | A Class | NOS | NOS | I-Inventory | FG-Finish Good |  | Spares | X-Ray-Spares | Radiogoloy Product | Main Location | 90330000 |  | FIFO | CSN | [8 empty] | 0 | 0 | 0 | 1 | 0 | [7 empty] | NOS | 1 |  | Csn/Sp/X-Ray Arm Cover
IM07103 | Dental X-Ray Spares- CSN X-Ray Screw Cap |  |  | A Class | NOS | NOS | I-Inventory | FG-Finish Good |  | Spares | X-Ray-Spares | Radiogoloy Product | Main Location | 90330000 |  | FIFO | CSN | [8 empty] | 0 | 0 | 0 | 1 | 0 | [7 empty] | NOS | 1 |  | Csn/Sp/X-Ray Screw Cap
IM07104 | Dental X-Ray Spares- CSN X-Ray Timer Body |  |  | A Class | NOS | NOS | I-Inventory | FG-Finish Good |  | Spares | X-Ray-Spares | Radiogoloy Product | Main Location | 90330000 |  | FIFO | CSN | [8 empty] | 0 | 0 | 0 | 1 | 0 | [7 empty] | NOS | 1 |  | Csn/Sp/X-Ray Timer Body
IM07105 | Dental X-Ray Spares- CSN X-Ray Timer Display Panel |  |  | A Class | NOS | NOS | I-Inventory | FG-Finish Good |  | Spares | X-Ray-Spares | Radiogoloy Product | Main Location | 90330000 |  | FIFO | CSN | [8 empty] | 0 | 0 | 0 | 1 | 0 | [7 empty] | NOS | 1 |  | CSN/SP/X-RAY TIMER DISPLAY PANEL
IM07106 | Dental X-Ray Spares- CSN X-Ray Timer Display Panel Cord |  |  | A Class | NOS | NOS | I-Inventory | FG-Finish Good |  | Spares | X-Ray-Spares | Radiogoloy Product | Main Location | 90330000 |  | FIFO | CSN | [8 empty] | 0 | 0 | 0 | 1 | 0 | [7 empty] | NOS | 1 |  | CSN/SP/X-RAY TIMER DISPLAY PANEL CORD
IM07107 | Dental X-Ray Spares- CSN X-Ray Tube Arm Cover |  |  | A Class | NOS | NOS | I-Inventory | FG-Finish Good |  | Spares | X-Ray-Spares | Radiogoloy Product | Main Location | 90330000 |  | FIFO | CSN | [8 empty] | 0 | 0 | 0 | 1 | 0 | [7 empty] | NOS | 1 |  | CSN/SP/X-RAY TUBE ARM COVER
IM07108 | Dental X-Ray Spares- CSN X-Ray Tube Head Body |  |  | A Class | NOS | NOS | I-Inventory | FG-Finish Good |  | Spares | X-Ray-Spares | Radiogoloy Product | Main Location | 90330000 |  | FIFO | CSN | [8 empty] | 0 | 0 | 0 | 1 | 0 | [7 empty] | NOS | 1 |  | Csn/Sp/X-Ray Tube Head Body
IM07109 | Dental X-Ray Spares- CSN X-Ray Tube Head C-Lock |  |  | A Class | NOS | NOS | I-Inventory | FG-Finish Good |  | Spares | X-Ray-Spares | Radiogoloy Product | Main Location | 90330000 |  | FIFO | CSN | [8 empty] | 0 | 0 | 0 | 1 | 0 | [7 empty] | NOS | 1 |  | Csn/Sp/X-ray Tube Head C-Lock
IM07110 | Dental X-Ray Spares- CSN Xray Tube Head With PCB |  |  | A Class | NOS | NOS | I-Inventory | FG-Finish Good |  | Spares | X-Ray-Spares | Radiogoloy Product | Main Location | 90330000 |  | FIFO | CSN | [8 empty] | 0 | 0 | 0 | 1 | 0 | [7 empty] | NOS | 1 |  | CSN/SP/XRAY TUBE HEAD WITH PCB
IM07111 | Dental X-Ray Spares- CSN Xray Tube Head Without Hanging Arm |  |  | A Class | NOS | NOS | I-Inventory | FG-Finish Good |  | Spares | X-Ray-Spares | Radiogoloy Product | Main Location | 90330000 |  | FIFO | CSN | [8 empty] | 0 | 0 | 0 | 1 | 0 | [7 empty] | NOS | 1 |  | CSN/SP/XRAY TUBE HEAD WITHOUT HANGING ARM
IM07112 | Dental X-Ray Spares- CSN Xray White Main PCB Rs-014-8 |  |  | A Class | NOS | NOS | I-Inventory | FG-Finish Good |  | Spares | X-Ray-Spares | Radiogoloy Product | Main Location | 90330000 |  | FIFO | CSN | [8 empty] | 0 | 0 | 0 | 1 | 0 | [7 empty] | NOS | 1 |  | CSN/SP/XRAY WHITE MAIN PCB RS-014-8
IM07113 | Dental X-Ray Spares- CSN X-Ray-Tube Head |  |  | A Class | NOS | NOS | I-Inventory | FG-Finish Good |  | Spares | X-Ray-Spares | Radiogoloy Product | Main Location | 90330000 |  | FIFO | CSN | [8 empty] | 0 | 0 | 0 | 1 | 0 | [7 empty] | NOS | 1 |  | CSN/SP/X-RAY-TUBE HEAD
IM07114 | Dental X-Ray Spares- CSN X-Ray-Tube Head PCB |  |  | A Class | NOS | NOS | I-Inventory | FG-Finish Good |  | Spares | X-Ray-Spares | Radiogoloy Product | Main Location | 90330000 |  | FIFO | CSN | [8 empty] | 0 | 0 | 0 | 1 | 0 | [7 empty] | NOS | 1 |  | CSN/SP/X-RAY-TUBE HEAD PCB
IM07115 | Dental X-Ray Spares- CSN Xray Green Main PCB -R5014-3 |  |  | A Class | NOS | NOS | I-Inventory | FG-Finish Good |  | Spares | X-Ray-Spares | Radiogoloy Product | Main Location | 90330000 |  | FIFO | CSN | [8 empty] | 0 | 0 | 0 | 1 | 0 | [7 empty] | NOS | 1 |  | CSN/XR/SP/ XRAY GREEN MAIN PCB -R5014-3
IM07116 | Dental X-Ray Spares- CSN Xray 120MM Straight Arm Wo Tube Lock And Shaft With Clock |  |  | A Class | NOS | NOS | I-Inventory | FG-Finish Good |  | Spares | X-Ray-Spares | Radiogoloy Product | Main Location | 90330000 |  | FIFO | CSN | [8 empty] | 0 | 0 | 0 | 1 | 0 | [7 empty] | NOS | 1 |  | CSN/XR/SP/XRAY 120MM STRAIGHT ARM WO TUBE LOCK AND SHAFT WITH CLOCK
IM07117 | Dental X-Ray Spares- CSN X-Ray Red PCB |  |  | A Class | NOS | NOS | I-Inventory | FG-Finish Good |  | Spares | X-Ray-Spares | Radiogoloy Product | Main Location | 90330000 |  | FIFO | CSN | [8 empty] | 0 | 0 | 0 | 1 | 0 | [7 empty] | NOS | 1 |  | CSN/XR/SP/X-RAY RED PCB
IM07118 | Dental X-Ray Spares- CSN X-Ray Remote Wire |  |  | A Class | NOS | NOS | I-Inventory | FG-Finish Good |  | Spares | X-Ray-Spares | Radiogoloy Product | Main Location | 90330000 |  | FIFO | CSN | [8 empty] | 0 | 0 | 0 | 1 | 0 | [7 empty] | NOS | 1 |  | CSN/XR/SP/X-RAY REMOTE WIRE
IM07119 | Dental X-Ray Spares- CSN Xray Tube Head Hanging Arm |  |  | A Class | NOS | NOS | I-Inventory | FG-Finish Good |  | Spares | X-Ray-Spares | Radiogoloy Product | Main Location | 90330000 |  | FIFO | CSN | [8 empty] | 0 | 0 | 0 | 1 | 0 | [7 empty] | NOS | 1 |  | CSN/XR/SP/XRAY TUBE HEAD HANGING ARM
IM07120 | Dental X-Ray Spares- CSN Xray White Main PCB 13151691 |  |  | A Class | NOS | NOS | I-Inventory | FG-Finish Good |  | Spares | X-Ray-Spares | Radiogoloy Product | Main Location | 90330000 |  | FIFO | CSN | [8 empty] | 0 | 0 | 0 | 1 | 0 | [7 empty] | NOS | 1 |  | Csn/Xr/Sp/Xray White Main Pcb 13151691
IM07121 | Dental X-Ray Spares- CSN X-Ray Wireless Remote Control Max 70 HFDC |  |  | A Class | NOS | NOS | I-Inventory | FG-Finish Good |  | Spares | X-Ray-Spares | Radiogoloy Product | Main Location | 90330000 |  | FIFO | CSN | [8 empty] | 0 | 0 | 0 | 1 | 0 | [7 empty] | NOS | 1 |  | CSN/XR/X-RAY WIRELESS REMOTE CONTROL MAX 70HFDC
IM07122 | Dental X-Ray Spares- CSN X-Ray/Cone-Csn X-Ray Cone |  |  | A Class | NOS | NOS | I-Inventory | FG-Finish Good |  | Spares | X-Ray-Spares | Radiogoloy Product | Main Location | 90330000 |  | FIFO | CSN | [8 empty] | 0 | 0 | 0 | 1 | 0 | [7 empty] | NOS | 1 |  | Csn/Sp/X-Ray/Cone-Csn X-Ray Cone
IM07123 | Dental X-Ray Spares- CSN X-Ray Remote (TX RC 427) P/N 65790400 RX RC 428 P/N 65790300 |  |  | A Class | NOS | NOS | I-Inventory | FG-Finish Good |  | Spares | X-Ray-Spares | Radiogoloy Product | Main Location | 90330000 |  | FIFO | CSN | [8 empty] | 0 | 0 | 0 | 1 | 0 | [7 empty] | NOS | 1 |  | CSN/XR/X-RAY REMOTE (TX RC 427) P/N 65790400 RX RC 428 P/N 65790300
IM07124 | Dental X-Ray Spares- CSN MC4 Scissor Arm Without Tube Head C Lock Arm Bush |  |  | A Class | NOS | NOS | I-Inventory | FG-Finish Good |  | Spares | X-Ray-Spares | Radiogoloy Product | Main Location | 90330000 |  | FIFO | CSN | [8 empty] | 0 | 0 | 0 | 1 | 0 | [7 empty] | NOS | 1 |  | CSN/SP/MC4 XRAY SCISSOR ARM WITHOUT TUBE HEAD C-LOCK ARM BUSH
IM07125 | X-Ray Spares-Genoray-Ezx-60 Generoy Portable Xray Ezx60 Battery D11A011 |  |  | A Class | NOS | NOS | I-Inventory | FG-Finish Good |  | Spares | X-Ray-Spares | Radiogoloy Product | Main Location | 90330000 |  | FIFO | Genoray | [8 empty] | 0 | 0 | 0 | 1 | 0 | [7 empty] | NOS | 1 |  | GE/XR/AC/EZX-60 GENEROY PORTABLE XRAY EZX60 BATTERY D11A011
IM07126 | X-Ray Spares-Genoray-Ezx-60 Genoray Portable Xray Hand Grip |  |  | A Class | NOS | NOS | I-Inventory | FG-Finish Good |  | Spares | X-Ray-Spares | Radiogoloy Product | Main Location | 90330000 |  | FIFO | Genoray | [8 empty] | 0 | 0 | 0 | 1 | 0 | [7 empty] | NOS | 1 |  | GE/XR/AC/EZX-60 GENORAY PORTABLE XRAY HAND GRIP
IM07127 | X-Ray Spares-Genoray-Ezx-60 Genoray Portble Xray Battery Lid |  |  | A Class | NOS | NOS | I-Inventory | FG-Finish Good |  | Spares | X-Ray-Spares | Radiogoloy Product | Main Location | 90330000 |  | FIFO | Genoray | [8 empty] | 0 | 0 | 0 | 1 | 0 | [7 empty] | NOS | 1 |  | GE/XR/AC/EZX-60 GENORAY PORTBLE XRAY BATTERY LID
IM07128 | X-Ray Spares-Genoray-Generoy Portable Xray Holding Strap-D11Mb003 |  |  | A Class | NOS | NOS | I-Inventory | FG-Finish Good |  | Spares | X-Ray-Spares | Radiogoloy Product | Main Location | 90330000 |  | FIFO | Genoray | [8 empty] | 0 | 0 | 0 | 1 | 0 | [7 empty] | NOS | 1 |  | GE/XR/AC/GENEROY PORTABLE XRAY HOLDING STRAP-D11MB003
IM07129 | X-Ray Spares-Genoray- Papya Opg Fpga Kit |  |  | A Class | NOS | NOS | I-Inventory | FG-Finish Good |  | Spares | X-Ray-Spares | Radiogoloy Product | Main Location | 90330000 |  | FIFO | Genoray | [8 empty] | 0 | 0 | 0 | 1 | 0 | [7 empty] | NOS | 1 |  | GE/XR/AC/GENORAY PAPYA OPG FPGA KIT
IM07130 | X-Ray Spares-Genoray- Papya Opg Stm Loader PCB |  |  | A Class | NOS | NOS | I-Inventory | FG-Finish Good |  | Spares | X-Ray-Spares | Radiogoloy Product | Main Location | 90330000 |  | FIFO | Genoray | [8 empty] | 0 | 0 | 0 | 1 | 0 | [7 empty] | NOS | 1 |  | GE/XR/AC/GENORAY PAPYA OPG STM LOADER PCB
IM07131 | X-Ray Spares-Genoray- Portable Only Lcd PCB D11Ja006 |  |  | A Class | NOS | NOS | I-Inventory | FG-Finish Good |  | Spares | X-Ray-Spares | Radiogoloy Product | Main Location | 90330000 |  | FIFO | Genoray | [8 empty] | 0 | 0 | 0 | 1 | 0 | [7 empty] | NOS | 1 |  | Ge/Xr/Ac/Genoray Portable Only Lcd Pcb D11JA006
IM07132 | X-Ray Spares-Genoray- Portable Tube Head-D11Ma001 |  |  | A Class | NOS | NOS | I-Inventory | FG-Finish Good |  | Spares | X-Ray-Spares | Radiogoloy Product | Main Location | 90330000 |  | FIFO | Genoray | [8 empty] | 0 | 0 | 0 | 1 | 0 | [7 empty] | NOS | 1 |  | GE/XR/AC/GENORAY PORTABLE TUBE HEAD-D11MA001
IM07133 | X-Ray Spares-Genoray- Portable Usb To Micro Cable |  |  | A Class | NOS | NOS | I-Inventory | FG-Finish Good |  | Spares | X-Ray-Spares | Radiogoloy Product | Main Location | 90330000 |  | FIFO | Genoray | [8 empty] | 0 | 0 | 0 | 1 | 0 | [7 empty] | NOS | 1 |  | GE/XR/AC/GENORAY PORTABLE USB TO MICRO CABLE
IM07134 | X-Ray Spares-Genoray- Portable Usb To Mini Usb Cable |  |  | A Class | NOS | NOS | I-Inventory | FG-Finish Good |  | Spares | X-Ray-Spares | Radiogoloy Product | Main Location | 90330000 |  | FIFO | Genoray | [8 empty] | 0 | 0 | 0 | 1 | 0 | [7 empty] | NOS | 1 |  | GE/XR/AC/GENORAY PORTABLE USB TO MINI USB CABLE
IM07135 | X-Ray Spares-Genoray- Portable Xray Body D11Ma004 |  |  | A Class | NOS | NOS | I-Inventory | FG-Finish Good |  | Spares | X-Ray-Spares | Radiogoloy Product | Main Location | 90330000 |  | FIFO | Genoray | [8 empty] | 0 | 0 | 0 | 1 | 0 | [7 empty] | NOS | 1 |  | Ge/Xr/Ac/Genoray Portable Xray Body D11MA004
IM07136 | X-Ray Spares-Genoray- Portable Xray Lcd Window Cover Panel D11Mt007 |  |  | A Class | NOS | NOS | I-Inventory | FG-Finish Good |  | Spares | X-Ray-Spares | Radiogoloy Product | Main Location | 90330000 |  | FIFO | Genoray | [8 empty] | 0 | 0 | 0 | 1 | 0 | [7 empty] | NOS | 1 |  | Ge/Xr/Ac/Genoray Portable Xray Lcd Window Cover Panel D11MT007
IM07137 | X-Ray Spares-Genoray- Portable X-Ray Shoot Key Button |  |  | A Class | NOS | NOS | I-Inventory | FG-Finish Good |  | Spares | X-Ray-Spares | Radiogoloy Product | Main Location | 90330000 |  | FIFO | Genoray | [8 empty] | 0 | 0 | 0 | 1 | 0 | [7 empty] | NOS | 1 |  | GE/XR/AC/GENORAY PORTABLE X-RAY SHOOT KEY BUTTON
IM07138 | X-Ray Spares-Genoray- Portable X-Ray Shoot Panel PCB D11Ja008 |  |  | A Class | NOS | NOS | I-Inventory | FG-Finish Good |  | Spares | X-Ray-Spares | Radiogoloy Product | Main Location | 90330000 |  | FIFO | Genoray | [8 empty] | 0 | 0 | 0 | 1 | 0 | [7 empty] | NOS | 1 |  | GE/XR/AC/GENORAY PORTABLE X-RAY SHOOT PANEL PCB D11JA008
IM07139 | X-Ray Spares-Genoray- Portable Xray Window Round Gaskit D11Mt042 |  |  | A Class | NOS | NOS | I-Inventory | FG-Finish Good |  | Spares | X-Ray-Spares | Radiogoloy Product | Main Location | 90330000 |  | FIFO | Genoray | [8 empty] | 0 | 0 | 0 | 1 | 0 | [7 empty] | NOS | 1 |  | Ge/Xr/Ac/Genoray Portable Xray Window Round Gaskit D11Mt042
IM07140 | X-Ray Spares-Genoray-Genoray Port Xii Hand Switch |  |  | A Class | NOS | NOS | I-Inventory | FG-Finish Good |  | Spares | X-Ray-Spares | Radiogoloy Product | Main Location | 90330000 |  | FIFO | Genoray | [8 empty] | 0 | 0 | 0 | 1 | 0 | [7 empty] | NOS | 1 |  | GE/XR/SP/GENORAY PORT XII HAND SWITCH
IM07141 | X-Ray Spares-Genoray-Genoray Portable Xray Buzzer |  |  | A Class | NOS | NOS | I-Inventory | FG-Finish Good |  | Spares | X-Ray-Spares | Radiogoloy Product | Main Location | 90330000 |  | FIFO | Genoray | [8 empty] | 0 | 0 | 0 | 1 | 0 | [7 empty] | NOS | 1 |  | Ge/Xr/Sp/Genoray Portable Xray Buzzer
IM07142 | X-Ray Spares-Genoray-Genoray Xray Tripod Stand |  |  | A Class | NOS | NOS | I-Inventory | FG-Finish Good |  | Spares | X-Ray-Spares | Radiogoloy Product | Main Location | 90330000 |  | FIFO | Genoray | [8 empty] | 0 | 0 | 0 | 1 | 0 | [7 empty] | NOS | 1 |  | GE/XR/SP/GENORAY XRAY TRIPOD STAND
IM07143 | X-Ray Spares-Genoray-Port X-Ii Battery-Jg20B011 |  |  | A Class | NOS | NOS | I-Inventory | FG-Finish Good |  | Spares | X-Ray-Spares | Radiogoloy Product | Main Location | 90330000 |  | FIFO | Genoray | [8 empty] | 0 | 0 | 0 | 1 | 0 | [7 empty] | NOS | 1 |  | GE/XR/SP/PORT X-II BATTERY-JG20B011
IM07144 | X-Ray Spares-Genoray-Power Adaptor |  |  | A Class | NOS | NOS | I-Inventory | FG-Finish Good |  | Spares | X-Ray-Spares | Radiogoloy Product | Main Location | 90330000 |  | FIFO | Genoray | [8 empty] | 0 | 0 | 0 | 1 | 0 | [7 empty] | NOS | 1 |  | Ge/Xr/Sp/Power Adaptor
IM07145 | X-Ray Spares-Genoray-Ezx-60 Control B/D V 2.2 PCB D11Ja009 |  |  | A Class | NOS | NOS | I-Inventory | FG-Finish Good |  | Spares | X-Ray-Spares | Radiogoloy Product | Main Location | 90330000 |  | FIFO | Genoray | [8 empty] | 0 | 0 | 0 | 1 | 0 | [7 empty] | NOS | 1 |  | Ge/Xr/Ac/EZX-60 Control b/d v 2.2 pcb D11JA009
IM07146 | X-Ray Spares-Genoray-Ezx-60- Generoy Portable Xray Ezx-60 P/B D02Jb002 |  |  | A Class | NOS | NOS | I-Inventory | FG-Finish Good |  | Spares | X-Ray-Spares | Radiogoloy Product | Main Location | 90330000 |  | FIFO | Genoray | [8 empty] | 0 | 0 | 0 | 1 | 0 | [7 empty] | NOS | 1 |  | GE/XR/AC/EZX-60- GENEROY PORTABLE XRAY EZX-60 P/B D02JB002
IM07147 | X-Ray Spares-Genoray-Generoy Portable Xray S/N Sticker |  |  | A Class | NOS | NOS | I-Inventory | FG-Finish Good |  | Spares | X-Ray-Spares | Radiogoloy Product | Main Location | 90330000 |  | FIFO | Genoray | [8 empty] | 0 | 0 | 0 | 1 | 0 | [7 empty] | NOS | 1 |  | GE/XR/AC/GENEROY PORTABLE XRAY S/N STICKER
IM07148 | X-Ray Spares-Genoray-Pxiv Generoy Portable Xray Pxiv Battery -6Icp/35/62 |  |  | A Class | NOS | NOS | I-Inventory | FG-Finish Good |  | Spares | X-Ray-Spares | Radiogoloy Product | Main Location | 90330000 |  | FIFO | Genoray | [8 empty] | 0 | 0 | 0 | 1 | 0 | [7 empty] | NOS | 1 |  | GE/XR/AC/PXIV GENEROY PORTABLE XRAY PXIV BATTERY -6ICP/35/62
IM07149 | Dental X-Ray Spares- Runyes X-Ray Main PCB |  |  | A Class | NOS | NOS | I-Inventory | FG-Finish Good |  | Spares | X-Ray-Spares | Radiogoloy Product | Main Location | 90330000 |  | FIFO | Runyes | [8 empty] | 0 | 0 | 0 | 1 | 0 | [7 empty] | NOS | 1 |  | Runyes Xray Wall Mount X-Ray Main Pcb
IM07150 | Local-Indian Xpress Dg Arm |  |  | A Class | NOS | NOS | I-Inventory | FG-Finish Good |  | Spares | X-Ray-Spares | Radiogoloy Product | Main Location | 90330000 |  | FIFO | Indian Product | [8 empty] | 0 | 0 | 0 | 1 | 0 | [7 empty] | NOS | 1 |  | X-Ray Spares-Local-Indian Xpress Dg Arm
IM07151 | Local-Indian Xpress Dg Arm Connector |  |  | A Class | NOS | NOS | I-Inventory | FG-Finish Good |  | Spares | X-Ray-Spares | Radiogoloy Product | Main Location | 90330000 |  | FIFO | Indian Product | [8 empty] | 0 | 0 | 0 | 1 | 0 | [7 empty] | NOS | 1 |  | X-Ray Spares-Local-Indian Xpress Dg Arm Connector
IM07152 | Local-Indian Xpress Dg Remote Control Pcb Bxd-4 |  |  | A Class | NOS | NOS | I-Inventory | FG-Finish Good |  | Spares | X-Ray-Spares | Radiogoloy Product | Main Location | 90330000 |  | FIFO | Indian Product | [8 empty] | 0 | 0 | 0 | 1 | 0 | [7 empty] | NOS | 1 |  | X-Ray Spares-Local-Indian Xpress Dg Remote Control PCB Bxd-4
IM07153 | Local-Indian Xpress Dg Timer Display Pcb |  |  | A Class | NOS | NOS | I-Inventory | FG-Finish Good |  | Spares | X-Ray-Spares | Radiogoloy Product | Main Location | 90330000 |  | FIFO | Indian Product | [8 empty] | 0 | 0 | 0 | 1 | 0 | [7 empty] | NOS | 1 |  | X-Ray Spares-Local-Indian Xpress Dg Timer Display Pcb
IM07154 | Local-Indian Xpress Dg Tube Head |  |  | A Class | NOS | NOS | I-Inventory | FG-Finish Good |  | Spares | X-Ray-Spares | Radiogoloy Product | Main Location | 90330000 |  | FIFO | Indian Product | [8 empty] | 0 | 0 | 0 | 1 | 0 | [7 empty] | NOS | 1 |  | X-Ray Spares-Local-Indian Xpress Dg Tube Head
IM07155 | Dental X-ray Spares- Cefla Digital X-Ray Main PCB-97661585 |  |  | A Class | NOS | NOS | I-Inventory | FG-Finish Good |  | Spares | X-Ray-Spares | Radiogoloy Product | Main Location | 90330000 |  | FIFO | Anthos/Cefla | [8 empty] | 0 | 0 | 0 | 1 | 0 | [7 empty] | NOS | 1 |  | CF/XR/SP/CEFLA DIGITAL X-RAY MAIN PCB-97661585
IM07156 | X-Ray Viewer- Cristofolio X-Ray Viewer Model Big Luna |  |  | A Class | NOS | NOS | I-Inventory | FG-Finish Good |  | Equipment | X-Ray Viewer | Dental Equiment | Main Location | 90184900 |  | FIFO | Cristofolio | [8 empty] | 0 | 0 | 0 | 1 | 0 | [7 empty] | NOS | 1 |  | CR/XV/AC/VIER(S)-CRISTOFOLIO X-RAY VIEWER BIG LUNA
IM07157 | X-Ray Viewer- Coxo Tech Xray View Small Model CX-07 |  |  | A Class | NOS | NOS | I-Inventory | FG-Finish Good |  | Equipment | X-Ray Viewer | Dental Equiment | Main Location | 90330000 |  | FIFO | Hongkong Coxo | [8 empty] | 0 | 0 | 0 | 1 | 0 | [7 empty] | NOS | 1 |  | CO/XV/AC/VIEWERS-COXO TEC X-RAY VIEWER SMALL CX-07
IM07158 | X-Ray-Accesssories-Local- X-Ray Developer Box |  |  | A Class | NOS | NOS | I-Inventory | FG-Finish Good |  | Accessories | X-Ray-Accesssories | Radiogoloy Product | Main Location | 90184900 |  | FIFO | Indian Product | [8 empty] | 0 | 0 | 0 | 1 | 0 | [7 empty] | NOS | 1 |  | IN/AC/DENTAL X-RAY DEVELOPER BOX
IM07159 | X-Ray Accessories-Indian-Ledapr-Led Apron For Xray (Indian) |  |  | A Class | NOS | NOS | I-Inventory | FG-Finish Good |  | Accessories | X-Ray-Accesssories | Radiogoloy Product | Main Location | 90184900 |  | FIFO | Indian Product | [8 empty] | 0 | 0 | 0 | 1 | 0 | [7 empty] | NOS | 1 |  | IN/LA/AC/LEDAPR-LED APRON FOR XRAY (INDIAN)
IM07160 | X-Ray Spares-Gnatus- New Timex E Front Cover 16000003435 |  |  | A Class | NOS | NOS | I-Inventory | FG-Finish Good |  | Spares | X-Ray-Spares | Radiogoloy Product | Main Location | 90330000 |  | FIFO | Gnatus | [8 empty] | 0 | 0 | 0 | 1 | 0 | [7 empty] | NOS | 1 |  | GN/XR/SP/ NEW TIMEX E FRONT COVER 16000003435
IM07161 | X-Ray Spares-Gnatus- Timex 70 E Floor Straight Pole-708000852 |  |  | A Class | NOS | NOS | I-Inventory | FG-Finish Good |  | Spares | X-Ray-Spares | Radiogoloy Product | Main Location | 90330000 |  | FIFO | Gnatus | [8 empty] | 0 | 0 | 0 | 1 | 0 | [7 empty] | NOS | 1 |  | GN/XR/SP/ TIMEX 70 E FLOOR STRAIGHT POLE-708000852
IM07162 | X-Ray Spares-Gnatus-70C Scissor Arm |  |  | A Class | NOS | NOS | I-Inventory | FG-Finish Good |  | Spares | X-Ray-Spares | Radiogoloy Product | Main Location | 90330000 |  | FIFO | Gnatus | [8 empty] | 0 | 0 | 0 | 1 | 0 | [7 empty] | NOS | 1 |  | Gn/Xr/Mc/70c Scissor Arm
IM07163 | X-Ray Spares-Gnatus-70C Timer |  |  | A Class | NOS | NOS | I-Inventory | FG-Finish Good |  | Spares | X-Ray-Spares | Radiogoloy Product | Main Location | 90330000 |  | FIFO | Gnatus | [8 empty] | 0 | 0 | 0 | 1 | 0 | [7 empty] | NOS | 1 |  | Gn/Xr/Mc/70c Timer
IM07164 | X-Ray Spares-Gnatus-70C Without Power Filter |  |  | A Class | NOS | NOS | I-Inventory | FG-Finish Good |  | Spares | X-Ray-Spares | Radiogoloy Product | Main Location | 90330000 |  | FIFO | Gnatus | [8 empty] | 0 | 0 | 0 | 1 | 0 | [7 empty] | NOS | 1 |  | Gn/Xr/Mc/70c Without Power Filter
IM07165 | X-Ray Spares-Gnatus-Base Gray Roller 80Mm With Lock 30365003230 |  |  | A Class | NOS | NOS | I-Inventory | FG-Finish Good |  | Spares | X-Ray-Spares | Radiogoloy Product | Main Location | 90330000 |  | FIFO | Gnatus | [8 empty] | 0 | 0 | 0 | 1 | 0 | [7 empty] | NOS | 1 |  | GN/XR/SP/BASE GRAY ROLLER 80MM WITH LOCK 30365003230
IM07166 | X-Ray Spares-Gnatus-Centre Joint Block 708000560 |  |  | A Class | NOS | NOS | I-Inventory | FG-Finish Good |  | Spares | X-Ray-Spares | Radiogoloy Product | Main Location | 90330000 |  | FIFO | Gnatus | [8 empty] | 0 | 0 | 0 | 1 | 0 | [7 empty] | NOS | 1 |  | Gn/Xr/Sp/Centre Joint Block 708000560
IM07167 | X-Ray Spares-Gnatus-Centre Joint Block Cover-365003410 |  |  | A Class | NOS | NOS | I-Inventory | FG-Finish Good |  | Spares | X-Ray-Spares | Radiogoloy Product | Main Location | 90330000 |  | FIFO | Gnatus | [8 empty] | 0 | 0 | 0 | 1 | 0 | [7 empty] | NOS | 1 |  | Gn/Xr/Sp/Centre Joint Block Cover-365003410
IM07168 | X-Ray Spares-Gnatus-C-Lock Key External Tube 365001901 |  |  | A Class | NOS | NOS | I-Inventory | FG-Finish Good |  | Spares | X-Ray-Spares | Radiogoloy Product | Main Location | 90330000 |  | FIFO | Gnatus | [8 empty] | 0 | 0 | 0 | 1 | 0 | [7 empty] | NOS | 1 |  | Gn/Xr/Sp/C-Lock Key External Tube 365001901
IM07169 | X-Ray Spares-Gnatus-Gnatus Floor X-Ray Scissor Arm 16000001046 |  |  | A Class | NOS | NOS | I-Inventory | FG-Finish Good |  | Spares | X-Ray-Spares | Radiogoloy Product | Main Location | 90330000 |  | FIFO | Gnatus | [8 empty] | 0 | 0 | 0 | 1 | 0 | [7 empty] | NOS | 1 |  | GN/XR/SP/GNATUS FLOOR X-RAY SCISSOR ARM 16000001046
IM07170 | X-Ray Spares-Gnatus-Gnatus Wall Mount X-Ray Scissor Arm 16000001043 |  |  | A Class | NOS | NOS | I-Inventory | FG-Finish Good |  | Spares | X-Ray-Spares | Radiogoloy Product | Main Location | 90330000 |  | FIFO | Gnatus | [8 empty] | 0 | 0 | 0 | 1 | 0 | [7 empty] | NOS | 1 |  | GN/XR/SP/GNATUS WALL MOUNT X-RAY SCISSOR ARM 16000001043
IM07171 | X-Ray Spares-Gnatus-Gnatus X-Ray Remote Sticker-300015592 |  |  | A Class | NOS | NOS | I-Inventory | FG-Finish Good |  | Spares | X-Ray-Spares | Radiogoloy Product | Main Location | 90330000 |  | FIFO | Gnatus | [8 empty] | 0 | 0 | 0 | 1 | 0 | [7 empty] | NOS | 1 |  | Gn/Xr/Sp/Gnatus X-Ray Remote Sticker-300015592
IM07172 | X-Ray Spares-Gnatus-Main PCBof Xray Timex 70E 608001870 |  |  | A Class | NOS | NOS | I-Inventory | FG-Finish Good |  | Spares | X-Ray-Spares | Radiogoloy Product | Main Location | 90330000 |  | FIFO | Gnatus | [8 empty] | 0 | 0 | 0 | 1 | 0 | [7 empty] | NOS | 1 |  | Gn/Xr/Sp/Main Pcbof Xray Timex 70E 608001870
IM07173 | X-Ray Spares-Gnatus-New Timex E Arm Cover 16000003447 |  |  | A Class | NOS | NOS | I-Inventory | FG-Finish Good |  | Spares | X-Ray-Spares | Radiogoloy Product | Main Location | 90330000 |  | FIFO | Gnatus | [8 empty] | 0 | 0 | 0 | 1 | 0 | [7 empty] | NOS | 1 |  | GN/XR/SP/NEW TIMEX E ARM COVER 16000003447
IM07174 | X-Ray Spares-Gnatus-New Timex E Remote 41000004776 |  |  | A Class | NOS | NOS | I-Inventory | FG-Finish Good |  | Spares | X-Ray-Spares | Radiogoloy Product | Main Location | 90330000 |  | FIFO | Gnatus | [8 empty] | 0 | 0 | 0 | 1 | 0 | [7 empty] | NOS | 1 |  | GN/XR/SP/NEW TIMEX E REMOTE 41000004776
IM07175 | X-Ray Spares-Gnatus-New Timex E Remote Sticker-31000003359 |  |  | A Class | NOS | NOS | I-Inventory | FG-Finish Good |  | Spares | X-Ray-Spares | Radiogoloy Product | Main Location | 90330000 |  | FIFO | Gnatus | [8 empty] | 0 | 0 | 0 | 1 | 0 | [7 empty] | NOS | 1 |  | GN/XR/SP/NEW TIMEX E REMOTE STICKER-31000003359
IM07176 | X-Ray Spares-Gnatus-New Timex E Timer Back Cover 31000003367 |  |  | A Class | NOS | NOS | I-Inventory | FG-Finish Good |  | Spares | X-Ray-Spares | Radiogoloy Product | Main Location | 90330000 |  | FIFO | Gnatus | [8 empty] | 0 | 0 | 0 | 1 | 0 | [7 empty] | NOS | 1 |  | GN/XR/SP/NEW TIMEX E TIMER BACK COVER 31000003367
IM07177 | X-Ray Spares-Gnatus-New Timex E Timer PCB-41000004784 |  |  | A Class | NOS | NOS | I-Inventory | FG-Finish Good |  | Spares | X-Ray-Spares | Radiogoloy Product | Main Location | 90330000 |  | FIFO | Gnatus | [8 empty] | 0 | 0 | 0 | 1 | 0 | [7 empty] | NOS | 1 |  | GN/XR/SP/NEW TIMEX E TIMER PCB-41000004784
IM07178 | X-Ray Spares-Gnatus-Plastic Cover For Control Box 365002930 |  |  | A Class | NOS | NOS | I-Inventory | FG-Finish Good |  | Spares | X-Ray-Spares | Radiogoloy Product | Main Location | 90330000 |  | FIFO | Gnatus | [8 empty] | 0 | 0 | 0 | 1 | 0 | [7 empty] | NOS | 1 |  | Gn/Xr/Sp/Plastic Cover For Control Box 365002930
IM07179 | X-Ray Spares-Gnatus-Remote Back Body 365004385 |  |  | A Class | NOS | NOS | I-Inventory | FG-Finish Good |  | Spares | X-Ray-Spares | Radiogoloy Product | Main Location | 90330000 |  | FIFO | Gnatus | [8 empty] | 0 | 0 | 0 | 1 | 0 | [7 empty] | NOS | 1 |  | Gn/Xr/Sp/Remote Back Body 365004385
IM07180 | X-Ray Spares-Gnatus-Remote PCB Of Xray Timex 70E 608001871 |  |  | A Class | NOS | NOS | I-Inventory | FG-Finish Good |  | Spares | X-Ray-Spares | Radiogoloy Product | Main Location | 90330000 |  | FIFO | Gnatus | [8 empty] | 0 | 0 | 0 | 1 | 0 | [7 empty] | NOS | 1 |  | Gn/Xr/Sp/Remote Pcb Of Xray Timex 70E 608001871
IM07181 | X-Ray Spares-Gnatus-Screw Allen With Head M8 X 25Mm 30201001764 |  |  | A Class | NOS | NOS | I-Inventory | FG-Finish Good |  | Spares | X-Ray-Spares | Radiogoloy Product | Main Location | 90330000 |  | FIFO | Gnatus | [8 empty] | 0 | 0 | 0 | 1 | 0 | [7 empty] | NOS | 1 |  | GN/XR/SP/SCREW ALLEN WITH HEAD M8 X 25MM 30201001764
IM07182 | X-Ray Spares-Gnatus-Screw Allen With Head M8 X 25Mm 30280000046 |  |  | A Class | NOS | NOS | I-Inventory | FG-Finish Good |  | Spares | X-Ray-Spares | Radiogoloy Product | Main Location | 90330000 |  | FIFO | Gnatus | [8 empty] | 0 | 0 | 0 | 1 | 0 | [7 empty] | NOS | 1 |  | GN/XR/SP/SCREW ALLEN WITH HEAD M8 X 25MM 30280000046
IM07183 | X-Ray Spares-Gnatus-Sommo X - Ray Extension Pci Kit- 40608001879 |  |  | A Class | NOS | NOS | I-Inventory | FG-Finish Good |  | Spares | X-Ray-Spares | Radiogoloy Product | Main Location | 90330000 |  | FIFO | Gnatus | [8 empty] | 0 | 0 | 0 | 1 | 0 | [7 empty] | NOS | 1 |  | GN/XR/SP/SOMMO X - RAY EXTENSION PCI KIT- 40608001879
IM07184 | X-Ray Spares-Gnatus-Timer Back Body 365002940 |  |  | A Class | NOS | NOS | I-Inventory | FG-Finish Good |  | Spares | X-Ray-Spares | Radiogoloy Product | Main Location | 90330000 |  | FIFO | Gnatus | [8 empty] | 0 | 0 | 0 | 1 | 0 | [7 empty] | NOS | 1 |  | Gn/Xr/Sp/Timer Back Body 365002940
IM07185 | X-Ray Spares-Gnatus-Timex 70C Xray Tube Connector 808000260 |  |  | A Class | NOS | NOS | I-Inventory | FG-Finish Good |  | Spares | X-Ray-Spares | Radiogoloy Product | Main Location | 90330000 |  | FIFO | Gnatus | [8 empty] | 0 | 0 | 0 | 1 | 0 | [7 empty] | NOS | 1 |  | GN/XR/SP/TIMEX 70C XRAY TUBE CONNECTOR 808000260
IM07186 | X-Ray Spares-Gnatus-Timex 70E X-Ray Floor Stand Base-708000849 |  |  | A Class | NOS | NOS | I-Inventory | FG-Finish Good |  | Spares | X-Ray-Spares | Radiogoloy Product | Main Location | 90330000 |  | FIFO | Gnatus | [8 empty] | 0 | 0 | 0 | 1 | 0 | [7 empty] | NOS | 1 |  | GN/XR/SP/TIMEX 70E X-RAY FLOOR STAND BASE-708000849
IM07187 | X-Ray Spares-Gnatus-Timex 70W-Gnatus D Xray 70X Wall Mount Only Remote |  |  | A Class | NOS | NOS | I-Inventory | FG-Finish Good |  | Spares | X-Ray-Spares | Radiogoloy Product | Main Location | 90330000 |  | FIFO | Gnatus | [8 empty] | 0 | 0 | 0 | 1 | 0 | [7 empty] | NOS | 1 |  | GN/XR/MC/TIMEX 70W-GNATUS D XRAY 70XW/M ONLY REMOTE
IM07188 | X-Ray Spares-Gnatus-Timex-70 E New X-Ray Arm 26295-209 |  |  | A Class | NOS | NOS | I-Inventory | FG-Finish Good |  | Spares | X-Ray-Spares | Radiogoloy Product | Main Location | 90330000 |  | FIFO | Gnatus | [8 empty] | 0 | 0 | 0 | 1 | 0 | [7 empty] | NOS | 1 |  | GN/XR/SP/TIMEX-70 E NEW X-RAY ARM 26295-209
IM07189 | X-Ray Spares-Gnatus-Timex-70 E New X-Ray Arm Cover-16000003447 |  |  | A Class | NOS | NOS | I-Inventory | FG-Finish Good |  | Spares | X-Ray-Spares | Radiogoloy Product | Main Location | 90330000 |  | FIFO | Gnatus | [8 empty] | 0 | 0 | 0 | 1 | 0 | [7 empty] | NOS | 1 |  | GN/XR/SP/TIMEX-70 E NEW X-RAY ARM COVER-16000003447
IM07190 | X-Ray Spares-Gnatus-Timex-70 E New X-Ray Arm Cover-16000003447 |  |  | A Class | NOS | NOS | I-Inventory | FG-Finish Good |  | Spares | X-Ray-Spares | Radiogoloy Product | Main Location | 90330000 |  | FIFO | Gnatus | [8 empty] | 0 | 0 | 0 | 1 | 0 | [7 empty] | NOS | 1 |  | GN/XR/SP/TIMEX-70 E NEW X-RAY ARM COVER-16000003447
IM07191 | X-Ray Spares-Gnatus-Timex-70 E New X-Ray Scissor Arm Big Cover Set-20295-227 |  |  | A Class | NOS | NOS | I-Inventory | FG-Finish Good |  | Spares | X-Ray-Spares | Radiogoloy Product | Main Location | 90330000 |  | FIFO | Gnatus | [8 empty] | 0 | 0 | 0 | 1 | 0 | [7 empty] | NOS | 1 |  | GN/XR/SP/TIMEX-70 E NEW X-RAY SCISSOR ARM BIG COVER SET-20295-227
IM07192 | X-Ray Spares-Gnatus-Timex-70 E New X-Ray Scissor Arm Big Cover Set-20295-227 |  |  | A Class | NOS | NOS | I-Inventory | FG-Finish Good |  | Spares | X-Ray-Spares | Radiogoloy Product | Main Location | 90330000 |  | FIFO | Gnatus | [8 empty] | 0 | 0 | 0 | 1 | 0 | [7 empty] | NOS | 1 |  | GN/XR/SP/TIMEX-70 E NEW X-RAY SCISSOR ARM BIG COVER SET-20295-227
IM07193 | X-Ray Spares-Gnatus-Timex-70 E New X-Ray Scissor Arm Small Cover Set-26295-203 |  |  | A Class | NOS | NOS | I-Inventory | FG-Finish Good |  | Spares | X-Ray-Spares | Radiogoloy Product | Main Location | 90330000 |  | FIFO | Gnatus | [8 empty] | 0 | 0 | 0 | 1 | 0 | [7 empty] | NOS | 1 |  | GN/XR/SP/TIMEX-70 E NEW X-RAY SCISSOR ARM SMALL COVER SET-26295-203
IM07194 | X-Ray Spares-Gnatus-Timex-70 E New X-Ray Timer Back Cover-31000003367 |  |  | A Class | NOS | NOS | I-Inventory | FG-Finish Good |  | Spares | X-Ray-Spares | Radiogoloy Product | Main Location | 90330000 |  | FIFO | Gnatus | [8 empty] | 0 | 0 | 0 | 1 | 0 | [7 empty] | NOS | 1 |  | GN/XR/SP/TIMEX-70 E NEW X-RAY TIMER BACK COVER-31000003367
IM07195 | X-Ray Spares-Gnatus-Tube Block-708000740 |  |  | A Class | NOS | NOS | I-Inventory | FG-Finish Good |  | Spares | X-Ray-Spares | Radiogoloy Product | Main Location | 90330000 |  | FIFO | Gnatus | [8 empty] | 0 | 0 | 0 | 1 | 0 | [7 empty] | NOS | 1 |  | Gn/Xr/Sp/Tube Block-708000740
IM07196 | X-Ray Spares-Gnatus-Tube Head Back Cover 365004482 |  |  | A Class | NOS | NOS | I-Inventory | FG-Finish Good |  | Spares | X-Ray-Spares | Radiogoloy Product | Main Location | 90330000 |  | FIFO | Gnatus | [8 empty] | 0 | 0 | 0 | 1 | 0 | [7 empty] | NOS | 1 |  | Gn/Xr/Sp/Tube Head Back Cover 365004482
IM07197 | X-Ray Spares-Gnatus-Tube Head Xray Timex Sommo 080000041 |  |  | A Class | NOS | NOS | I-Inventory | FG-Finish Good |  | Spares | X-Ray-Spares | Radiogoloy Product | Main Location | 90330000 |  | FIFO | Gnatus | [8 empty] | 0 | 0 | 0 | 1 | 0 | [7 empty] | NOS | 1 |  | Gn/Xr/Sp/Tube Head Xray Timex Sommo 080000041
IM07198 | X-Ray Spares-Gnatus-Tube Lock Cover 300032310 |  |  | A Class | NOS | NOS | I-Inventory | FG-Finish Good |  | Spares | X-Ray-Spares | Radiogoloy Product | Main Location | 90330000 |  | FIFO | Gnatus | [8 empty] | 0 | 0 | 0 | 1 | 0 | [7 empty] | NOS | 1 |  | Gn/Xr/Sp/Tube Lock Cover 300032310
IM07199 | X-Ray Spares-Gnatus-Tube Wire Wall Mount Xray 300051896 |  |  | A Class | NOS | NOS | I-Inventory | FG-Finish Good |  | Spares | X-Ray-Spares | Radiogoloy Product | Main Location | 90330000 |  | FIFO | Gnatus | [8 empty] | 0 | 0 | 0 | 1 | 0 | [7 empty] | NOS | 1 |  | Gn/Xr/Sp/Tube Wire W/M Xray 300051896
IM07200 | X-Ray Spares-Gnatus-Tubehead Arm Side Cover Sommo 908001432 |  |  | A Class | NOS | NOS | I-Inventory | FG-Finish Good |  | Spares | X-Ray-Spares | Radiogoloy Product | Main Location | 90330000 |  | FIFO | Gnatus | [8 empty] | 0 | 0 | 0 | 1 | 0 | [7 empty] | NOS | 1 |  | Gn/Xr/Sp/Tubehead Arm Side Cover Sommo 908001432
IM07201 | X-Ray Spares-Gnatus-Tubehead Xray Front Cover 908001431 |  |  | A Class | NOS | NOS | I-Inventory | FG-Finish Good |  | Spares | X-Ray-Spares | Radiogoloy Product | Main Location | 90330000 |  | FIFO | Gnatus | [8 empty] | 0 | 0 | 0 | 1 | 0 | [7 empty] | NOS | 1 |  | Gn/Xr/Sp/Tubehead Xray Front Cover 908001431
IM07202 | X-Ray Spares-Gnatus-X Ray Column Finishing Ring 30365000621 |  |  | A Class | NOS | NOS | I-Inventory | FG-Finish Good |  | Spares | X-Ray-Spares | Radiogoloy Product | Main Location | 90330000 |  | FIFO | Gnatus | [8 empty] | 0 | 0 | 0 | 1 | 0 | [7 empty] | NOS | 1 |  | GN/XR/SP/X RAY COLUMN FINISHING RING 30365000621
IM07203 | X-Ray Spares-Gnatus-X Rays 70 Control Arm Gray Front Cover 365004447 |  |  | A Class | NOS | NOS | I-Inventory | FG-Finish Good |  | Spares | X-Ray-Spares | Radiogoloy Product | Main Location | 90330000 |  | FIFO | Gnatus | [8 empty] | 0 | 0 | 0 | 1 | 0 | [7 empty] | NOS | 1 |  | GN/XR/SP/X RAYS 70 CONTROL ARM GRAY FRONT COVER 365004447
IM07204 | X-Ray Spares-Gnatus-Xray Arm 604004201 |  |  | A Class | NOS | NOS | I-Inventory | FG-Finish Good |  | Spares | X-Ray-Spares | Radiogoloy Product | Main Location | 90330000 |  | FIFO | Gnatus | [8 empty] | 0 | 0 | 0 | 1 | 0 | [7 empty] | NOS | 1 |  | Gn/Xr/Sp/Xray Arm 604004201
IM07205 | X-Ray Spares-Gnatus-Xray Arm 708000530 |  |  | A Class | NOS | NOS | I-Inventory | FG-Finish Good |  | Spares | X-Ray-Spares | Radiogoloy Product | Main Location | 90330000 |  | FIFO | Gnatus | [8 empty] | 0 | 0 | 0 | 1 | 0 | [7 empty] | NOS | 1 |  | Gn/Xr/Sp/Xray Arm 708000530
IM07206 | X-Ray Spares-Gnatus-Xray Arm 708000540 |  |  | A Class | NOS | NOS | I-Inventory | FG-Finish Good |  | Spares | X-Ray-Spares | Radiogoloy Product | Main Location | 90330000 |  | FIFO | Gnatus | [8 empty] | 0 | 0 | 0 | 1 | 0 | [7 empty] | NOS | 1 |  | Gn/Xr/Sp/Xray Arm 708000540
IM07207 | X-Ray Spares-Gnatus-Xray Arm Block 708000590 |  |  | A Class | NOS | NOS | I-Inventory | FG-Finish Good |  | Spares | X-Ray-Spares | Radiogoloy Product | Main Location | 90330000 |  | FIFO | Gnatus | [8 empty] | 0 | 0 | 0 | 1 | 0 | [7 empty] | NOS | 1 |  | Gn/Xr/Sp/Xray Arm Block 708000590
IM07208 | X-Ray Spares-Gnatus-Xray Arm Cover 365002297 |  |  | A Class | NOS | NOS | I-Inventory | FG-Finish Good |  | Spares | X-Ray-Spares | Radiogoloy Product | Main Location | 90330000 |  | FIFO | Gnatus | [8 empty] | 0 | 0 | 0 | 1 | 0 | [7 empty] | NOS | 1 |  | Gn/Xr/Sp/Xray Arm Cover 365002297
IM07209 | X-Ray Spares-Gnatus-Xray Arm Cover 365003040 |  |  | A Class | NOS | NOS | I-Inventory | FG-Finish Good |  | Spares | X-Ray-Spares | Radiogoloy Product | Main Location | 90330000 |  | FIFO | Gnatus | [8 empty] | 0 | 0 | 0 | 1 | 0 | [7 empty] | NOS | 1 |  | GN/XR/SP/XRAY ARM COVER 365003040
IM07210 | X-Ray Spares-Gnatus-Xray Arm Cover 365003390 |  |  | A Class | NOS | NOS | I-Inventory | FG-Finish Good |  | Spares | X-Ray-Spares | Radiogoloy Product | Main Location | 90330000 |  | FIFO | Gnatus | [8 empty] | 0 | 0 | 0 | 1 | 0 | [7 empty] | NOS | 1 |  | Gn/Xr/Sp/Xray Arm Cover 365003390
IM07211 | X-Ray Spares-Gnatus-X-Ray Arm Cover-365003400 |  |  | A Class | NOS | NOS | I-Inventory | FG-Finish Good |  | Spares | X-Ray-Spares | Radiogoloy Product | Main Location | 90330000 |  | FIFO | Gnatus | [8 empty] | 0 | 0 | 0 | 1 | 0 | [7 empty] | NOS | 1 |  | Gn/Xr/Sp/X-Ray Arm Cover-365003400
IM07212 | X-Ray Spares-Gnatus-X-Ray Arm Female Connector |  |  | A Class | NOS | NOS | I-Inventory | FG-Finish Good |  | Spares | X-Ray-Spares | Radiogoloy Product | Main Location | 90330000 |  | FIFO | Gnatus | [8 empty] | 0 | 0 | 0 | 1 | 0 | [7 empty] | NOS | 1 |  | GN/XR/SP/X-RAY ARM FEMALE CONNECTOR
IM07213 | X-Ray Spares-Gnatus-X-Ray Arm Wire 808000330 |  |  | A Class | NOS | NOS | I-Inventory | FG-Finish Good |  | Spares | X-Ray-Spares | Radiogoloy Product | Main Location | 90330000 |  | FIFO | Gnatus | [8 empty] | 0 | 0 | 0 | 1 | 0 | [7 empty] | NOS | 1 |  | GN/XR/SP/X-RAY ARM WIRE 808000330
IM07214 | X-Ray Spares-Gnatus-Xray Arm Wire Connector 808000300 |  |  | A Class | NOS | NOS | I-Inventory | FG-Finish Good |  | Spares | X-Ray-Spares | Radiogoloy Product | Main Location | 90330000 |  | FIFO | Gnatus | [8 empty] | 0 | 0 | 0 | 1 | 0 | [7 empty] | NOS | 1 |  | Gn/Xr/Sp/Xray Arm Wire Connector 808000300
IM07215 | X-Ray Spares-Gnatus-Xray Joint Block |  |  | A Class | NOS | NOS | I-Inventory | FG-Finish Good |  | Spares | X-Ray-Spares | Radiogoloy Product | Main Location | 90330000 |  | FIFO | Gnatus | [8 empty] | 0 | 0 | 0 | 1 | 0 | [7 empty] | NOS | 1 |  | Gn/Xr/Sp/Xray Joint Block
IM07216 | X-Ray Spares-Gnatus-Xray Main PCB 300026660 |  |  | A Class | NOS | NOS | I-Inventory | FG-Finish Good |  | Spares | X-Ray-Spares | Radiogoloy Product | Main Location | 90330000 |  | FIFO | Gnatus | [8 empty] | 0 | 0 | 0 | 1 | 0 | [7 empty] | NOS | 1 |  | GN/XR/SP/XRAY MAIN PCB 300026660
IM07217 | X-Ray Spares-Gnatus-X-Ray Remote Body |  |  | A Class | NOS | NOS | I-Inventory | FG-Finish Good |  | Spares | X-Ray-Spares | Radiogoloy Product | Main Location | 90330000 |  | FIFO | Gnatus | [8 empty] | 0 | 0 | 0 | 1 | 0 | [7 empty] | NOS | 1 |  | Gn/Xr/Sp/X-Ray Remote Body
IM07218 | X-Ray Spares-Gnatus-Xray Remote PCB 608001828 |  |  | A Class | NOS | NOS | I-Inventory | FG-Finish Good |  | Spares | X-Ray-Spares | Radiogoloy Product | Main Location | 90330000 |  | FIFO | Gnatus | [8 empty] | 0 | 0 | 0 | 1 | 0 | [7 empty] | NOS | 1 |  | GN/XR/SP/XRAY REMOTE PCB 608001828
IM07219 | X-Ray Spares-Gnatus-X-Ray Remote Sticker 300043550 |  |  | A Class | NOS | NOS | I-Inventory | FG-Finish Good |  | Spares | X-Ray-Spares | Radiogoloy Product | Main Location | 90330000 |  | FIFO | Gnatus | [8 empty] | 0 | 0 | 0 | 1 | 0 | [7 empty] | NOS | 1 |  | Gn/Xr/Sp/X-Ray Remote Sticker 300043550
IM07220 | X-Ray Spares-Gnatus-Xray Sticker 300046180 |  |  | A Class | NOS | NOS | I-Inventory | FG-Finish Good |  | Spares | X-Ray-Spares | Radiogoloy Product | Main Location | 90330000 |  | FIFO | Gnatus | [8 empty] | 0 | 0 | 0 | 1 | 0 | [7 empty] | NOS | 1 |  | Gn/Xr/Sp/Xray Sticker 300046180
IM07221 | X-Ray Spares-Gnatus-X-Ray Tube Head X-Ray Timex 70E 080000078 |  |  | A Class | NOS | NOS | I-Inventory | FG-Finish Good |  | Spares | X-Ray-Spares | Radiogoloy Product | Main Location | 90330000 |  | FIFO | Gnatus | [8 empty] | 0 | 0 | 0 | 1 | 0 | [7 empty] | NOS | 1 |  | Gn/xr/sp/X-Ray Tube Head X-Ray Timex 70E 080000078
IM07222 | X-Ray Spares-Gnatus-X-Ray Wheel Floor Model 365003240 |  |  | A Class | NOS | NOS | I-Inventory | FG-Finish Good |  | Spares | X-Ray-Spares | Radiogoloy Product | Main Location | 90330000 |  | FIFO | Gnatus | [8 empty] | 0 | 0 | 0 | 1 | 0 | [7 empty] | NOS | 1 |  | Gn/Xr/Sp/X-Ray Wheel Floor Model 365003240
IM07223 | X-Ray Spares-Gnatus-X-Rayfront Cover 608001620 |  |  | A Class | NOS | NOS | I-Inventory | FG-Finish Good |  | Spares | X-Ray-Spares | Radiogoloy Product | Main Location | 90330000 |  | FIFO | Gnatus | [8 empty] | 0 | 0 | 0 | 1 | 0 | [7 empty] | NOS | 1 |  | Gn/Xr/Sp/X-Rayfront Cover 608001620
IM07224 | X-Ray Spares-Gnatus-X-Rays Cone 908000560 |  |  | A Class | NOS | NOS | I-Inventory | FG-Finish Good |  | Spares | X-Ray-Spares | Radiogoloy Product | Main Location | 90330000 |  | FIFO | Gnatus | [8 empty] | 0 | 0 | 0 | 1 | 0 | [7 empty] | NOS | 1 |  | Gn/Xr/Sp/X-Rays Cone 908000560
IM07225 | X-Ray Sapres-Gnatus -X-Ray Times70E Dental Head 240V/50Z-15080000078 |  |  | A Class | NOS | NOS | I-Inventory | FG-Finish Good |  | Spares | X-Ray-Spares | Radiogoloy Product | Main Location | 90330000 |  | FIFO | Gnatus | [8 empty] | 0 | 0 | 0 | 1 | 0 | [7 empty] | NOS | 1 |  | GN/XR/TIMEX 70E DENTAL HEAD 240V/50Z-15080000078
IM07226 | X-Ray Spares-Gnatus-Lock Washer 1/2 30290000070 |  |  | A Class | NOS | NOS | I-Inventory | FG-Finish Good |  | Spares | X-Ray-Spares | Radiogoloy Product | Main Location | 90330000 |  | FIFO | Gnatus | [8 empty] | 0 | 0 | 0 | 1 | 0 | [7 empty] | NOS | 1 |  | GN/XR/SP/LOCK WASHER 1/2 30290000070
IM07227 | X-Ray Spares-Gnatus-Power Filter 300031060/31000002871 |  |  | A Class | NOS | NOS | I-Inventory | FG-Finish Good |  | Spares | X-Ray-Spares | Radiogoloy Product | Main Location | 90330000 |  | FIFO | Gnatus | [8 empty] | 0 | 0 | 0 | 1 | 0 | [7 empty] | NOS | 1 |  | GN/XR/SP/POWER FILTER 300031060/31000002871
IM07228 | X-Ray Spares-Gnatus-Screw Allen W/Head 1/2 X 2 Bsw 13F 30201001203 |  |  | A Class | NOS | NOS | I-Inventory | FG-Finish Good |  | Spares | X-Ray-Spares | Radiogoloy Product | Main Location | 90330000 |  | FIFO | Gnatus | [8 empty] | 0 | 0 | 0 | 1 | 0 | [7 empty] | NOS | 1 |  | GN/XR/SP/SCREW ALLEN W/HEAD 1/2 X 2 BSW 13F 30201001203
IM07229 | X-Ray Spares-Gnatus-Timex-70 E New X-Ray Timer Front Cover-16000003435/31000003368 |  |  | A Class | NOS | NOS | I-Inventory | FG-Finish Good |  | Spares | X-Ray-Spares | Radiogoloy Product | Main Location | 90330000 |  | FIFO | Gnatus | [8 empty] | 0 | 0 | 0 | 1 | 0 | [7 empty] | NOS | 1 |  | GN/XR/SP/TIMEX-70 E NEW X-RAY TIMER FRONT COVER-16000003435/31000003368
IM07230 | X-Ray Spares-Gnatus-Washe Steel 1/2 30280000200 |  |  | A Class | NOS | NOS | I-Inventory | FG-Finish Good |  | Spares | X-Ray-Spares | Radiogoloy Product | Main Location | 90330000 |  | FIFO | Gnatus | [8 empty] | 0 | 0 | 0 | 1 | 0 | [7 empty] | NOS | 1 |  | GN/XR/SP/WASHE STEEL 1/2 30280000200
IM07231 | X-Ray Spares-Gnatus-X Ray Tube Head 080000014/082930030 |  |  | A Class | NOS | NOS | I-Inventory | FG-Finish Good |  | Spares | X-Ray-Spares | Radiogoloy Product | Main Location | 90330000 |  | FIFO | Gnatus | [8 empty] | 0 | 0 | 0 | 1 | 0 | [7 empty] | NOS | 1 |  | Gn/Xr/Sp/X Ray Tube Head 080000014/082930030
IM07232 | X-Ray Spares-Gnatus-Xray Main PCB 300051037/300051108/300039180 |  |  | A Class | NOS | NOS | I-Inventory | FG-Finish Good |  | Spares | X-Ray-Spares | Radiogoloy Product | Main Location | 90330000 |  | FIFO | Gnatus | [8 empty] | 0 | 0 | 0 | 1 | 0 | [7 empty] | NOS | 1 |  | Gn/Xr/Sp/Xray Main Pcb 300051037/300051108/300039180
IM07233 | X-Ray Spares-Gnatus-X-Ray Remote PCB 300028670/300051036/39170 |  |  | A Class | NOS | NOS | I-Inventory | FG-Finish Good |  | Spares | X-Ray-Spares | Radiogoloy Product | Main Location | 90330000 |  | FIFO | Gnatus | [8 empty] | 0 | 0 | 0 | 1 | 0 | [7 empty] | NOS | 1 |  | Gn/Xr/Sp/X-Ray Remote Pcb 300028670/300051036/39170
IM07234 | X-Ray Spares-Gnatus-X-Ray Remote Stand 365003380/365004391 |  |  | A Class | NOS | NOS | I-Inventory | FG-Finish Good |  | Spares | X-Ray-Spares | Radiogoloy Product | Main Location | 90330000 |  | FIFO | Gnatus | [8 empty] | 0 | 0 | 0 | 1 | 0 | [7 empty] | NOS | 1 |  | Gn/Xr/Sp/X-Ray Remote Stand 365003380/365004391
IM07235 | X-Ray Spares-Gnatus-X-Ray Tube Cover 365003440/365004389 |  |  | A Class | NOS | NOS | I-Inventory | FG-Finish Good |  | Spares | X-Ray-Spares | Radiogoloy Product | Main Location | 90330000 |  | FIFO | Gnatus | [8 empty] | 0 | 0 | 0 | 1 | 0 | [7 empty] | NOS | 1 |  | Gn/Xr/Sp/X-Ray Tube Cover 365003440/365004389
IM07236 | Spares-Indian-Ac/Dg Timer Platinum Dg Tmer |  |  | A Class | NOS | NOS | I-Inventory | FG-Finish Good |  | Spares | X-Ray-Spares | Radiogoloy Product | Main Location | 90330000 |  | FIFO | Indian Product | [8 empty] | 0 | 0 | 0 | 1 | 0 | [7 empty] | NOS | 1 |  | IN/XR/AC/DG TIMER PLATINUM DG TMER
IM07237 | Spares-Indian-Iatome/Alerio Neo/Port Dental X-Ray |  |  | A Class | NOS | NOS | I-Inventory | FG-Finish Good |  | Spares | X-Ray-Spares | Radiogoloy Product | Main Location | 90221420 |  | FIFO | Indian Product | [8 empty] | 0 | 0 | 0 | 1 | 0 | [7 empty] | NOS | 1 |  | IN/XR/IATOME/ALERIO NEO/PORT DENTAL X-RAY
IM07238 | Spares-Indian-Pdg/X-Ray Tube Connector |  |  | A Class | NOS | NOS | I-Inventory | FG-Finish Good |  | Spares | X-Ray-Spares | Radiogoloy Product | Main Location | 90330000 |  | FIFO | Indian Product | [8 empty] | 0 | 0 | 0 | 1 | 0 | [7 empty] | NOS | 1 |  | IN/XR/PDG/X-RAY TUBE CONNECTOR
IM07239 | Spares-Indian- Xpress Dg Timer |  |  | A Class | NOS | NOS | I-Inventory | FG-Finish Good |  | Spares | X-Ray-Spares | Radiogoloy Product | Main Location | 90330000 |  | FIFO | Indian Product | [8 empty] | 0 | 0 | 0 | 1 | 0 | [7 empty] | NOS | 1 |  | IN/XR XPRESS DG TIMER
IM07240 | Spares-Indian-Xpress Dg Tube Head C Lock |  |  | A Class | NOS | NOS | I-Inventory | FG-Finish Good |  | Spares | X-Ray-Spares | Radiogoloy Product | Main Location | 90330000 |  | FIFO | Indian Product | [8 empty] | 0 | 0 | 0 | 1 | 0 | [7 empty] | NOS | 1 |  | IN/XR/SP/XPRESS DG TUBE HEAD C LOCK
IM07241 | Spares-Indian-Xpress Dg Tube Head C Lock Metal Cap |  |  | A Class | NOS | NOS | I-Inventory | FG-Finish Good |  | Spares | X-Ray-Spares | Radiogoloy Product | Main Location | 90330000 |  | FIFO | Indian Product | [8 empty] | 0 | 0 | 0 | 1 | 0 | [7 empty] | NOS | 1 |  | IN/XR/SP/XPRESS DG TUBE HEAD C LOCK METAL CAP
IM07242 | Spares-Indian-Xpress Dg Xray Fm Base Plate |  |  | A Class | NOS | NOS | I-Inventory | FG-Finish Good |  | Spares | X-Ray-Spares | Radiogoloy Product | Main Location | 90330000 |  | FIFO | Indian Product | [8 empty] | 0 | 0 | 0 | 1 | 0 | [7 empty] | NOS | 1 |  | IN/XR/SP/XPRESS DG XRAY FM BASE PLATE
IM07243 | Spares-Indian-X-Press Dg Timer Remote |  |  | A Class | NOS | NOS | I-Inventory | FG-Finish Good |  | Spares | X-Ray-Spares | Radiogoloy Product | Main Location | 90330000 |  | FIFO | Indian Product | [8 empty] | 0 | 0 | 0 | 1 | 0 | [7 empty] | NOS | 1 |  | IN/XR/X-PRESS DG TIMER REMOTE
IM07244 | Spares-Indian-X-Press Dg Tube Head Handle With Connector |  |  | A Class | NOS | NOS | I-Inventory | FG-Finish Good |  | Spares | X-Ray-Spares | Radiogoloy Product | Main Location | 90330000 |  | FIFO | Indian Product | [8 empty] | 0 | 0 | 0 | 1 | 0 | [7 empty] | NOS | 1 |  | IN/XR/X-PRESS DG TUBE HEAD HANDLE WITH CONNECTOR
IM07245 | Spares-Indian-X-Press Dg Tube Head Lower Body |  |  | A Class | NOS | NOS | I-Inventory | FG-Finish Good |  | Spares | X-Ray-Spares | Radiogoloy Product | Main Location | 90330000 |  | FIFO | Indian Product | [8 empty] | 0 | 0 | 0 | 1 | 0 | [7 empty] | NOS | 1 |  | IN/XR/X-PRESS DG TUBE HEAD LOWER BODY
IM07246 | Spares-Indian-X-Press Dg Tube Head Upper Body |  |  | A Class | NOS | NOS | I-Inventory | FG-Finish Good |  | Spares | X-Ray-Spares | Radiogoloy Product | Main Location | 90330000 |  | FIFO | Indian Product | [8 empty] | 0 | 0 | 0 | 1 | 0 | [7 empty] | NOS | 1 |  | IN/XR/X-PRESS DG TUBE HEAD UPPER BODY
IM07247 | Spares-Indian-Xpress Dg X-Ray Scissor Arm |  |  | A Class | NOS | NOS | I-Inventory | FG-Finish Good |  | Spares | X-Ray-Spares | Radiogoloy Product | Main Location | 90330000 |  | FIFO | Indian Product | [8 empty] | 0 | 0 | 0 | 1 | 0 | [7 empty] | NOS | 1 |  | IN/XR/XPRESS DG X-RAY SCISSOR ARM
IM07248 | X-Ray Spares-Local-New X-Press Dg Timer Sticker |  |  | A Class | NOS | NOS | I-Inventory | FG-Finish Good |  | Spares | X-Ray-Spares | Radiogoloy Product | Main Location | 90330000 |  | FIFO | Indian Product | [8 empty] | 0 | 0 | 0 | 1 | 0 | [7 empty] | NOS | 1 |  | LP/XR/SP/NEW X-PRESS DG TIMER STICKER
IM07249 | X-Ray Spres-Local-X-Press Dg Remote Sticker |  |  | A Class | NOS | NOS | I-Inventory | FG-Finish Good |  | Spares | X-Ray-Spares | Radiogoloy Product | Main Location | 90330000 |  | FIFO | Indian Product | [8 empty] | 0 | 0 | 0 | 1 | 0 | [7 empty] | NOS | 1 |  | LP/XR/SP/X-PRESS DG REMOTE STICKER
IM07250 | X-Ray Spares-Runyes-Digital Dental X-Ray Base Green Cap |  |  | A Class | NOS | NOS | I-Inventory | FG-Finish Good |  | Spares | X-Ray-Spares | Radiogoloy Product | Main Location | 90330000 |  | FIFO | Runyes | [8 empty] | 0 | 0 | 0 | 1 | 0 | [7 empty] | NOS | 1 |  | RN/XR/AC/RUNYES DIGITAL DENTAL X-RAY BASE GREEN CAP
IM07251 | X-Ray Spares-Runyes-Dc X-Ray Remote Cable |  |  | A Class | NOS | NOS | I-Inventory | FG-Finish Good |  | Spares | X-Ray-Spares | Radiogoloy Product | Main Location | 90330000 |  | FIFO | Runyes | [8 empty] | 0 | 0 | 0 | 1 | 0 | [7 empty] | NOS | 1 |  | RN/XR/DC X-RAY REMOTE CABLE
IM07252 | X-Ray Spares-Runyes Arm Power Cord |  |  | A Class | NOS | NOS | I-Inventory | FG-Finish Good |  | Spares | X-Ray-Spares | Radiogoloy Product | Main Location | 90330000 |  | FIFO | Runyes | [8 empty] | 0 | 0 | 0 | 1 | 0 | [7 empty] | NOS | 1 |  | Rn/Xr/Runyes Arm Power Cord
IM07253 | X-Ray Spares-Runyes Dental X Ray Tubehead |  |  | A Class | NOS | NOS | I-Inventory | FG-Finish Good |  | Spares | X-Ray-Spares | Radiogoloy Product | Main Location | 90330000 |  | FIFO | Runyes | [8 empty] | 0 | 0 | 0 | 1 | 0 | [7 empty] | NOS | 1 |  | Rn/Xr/Runyes Dental X Ray Tubehead
IM07254 | X-Ray Spares-Runyes Digital Dental X Ray Main PCB |  |  | A Class | NOS | NOS | I-Inventory | FG-Finish Good |  | Spares | X-Ray-Spares | Radiogoloy Product | Main Location | 90330000 |  | FIFO | Runyes | [8 empty] | 0 | 0 | 0 | 1 | 0 | [7 empty] | NOS | 1 |  | Rn/Xr/Runyes Digital Dental X Ray Main Pcb
IM07255 | X-Ray Spares-Runyes Digital Dental X Ray Small Arm |  |  | A Class | NOS | NOS | I-Inventory | FG-Finish Good |  | Spares | X-Ray-Spares | Radiogoloy Product | Main Location | 90330000 |  | FIFO | Runyes | [8 empty] | 0 | 0 | 0 | 1 | 0 | [7 empty] | NOS | 1 |  | Rn/Xr/Runyes Digital Dental X Ray Small Arm
IM07256 | X-Ray Spares-Runyes Floor Mount X Ray Main PCB |  |  | A Class | NOS | NOS | I-Inventory | FG-Finish Good |  | Spares | X-Ray-Spares | Radiogoloy Product | Main Location | 90330000 |  | FIFO | Runyes | [8 empty] | 0 | 0 | 0 | 1 | 0 | [7 empty] | NOS | 1 |  | Rn/Xr/Runyes Floor Mount X Ray Main Pcb
IM07257 | X-Ray Spares-Runyes-Arm Cover Left |  |  | A Class | NOS | NOS | I-Inventory | FG-Finish Good |  | Spares | X-Ray-Spares | Radiogoloy Product | Main Location | 90330000 |  | FIFO | Runyes | [8 empty] | 0 | 0 | 0 | 1 | 0 | [7 empty] | NOS | 1 |  | Rn/xr/Sp/Arm Cover Left
IM07258 | X-Ray Spares-Runyes-Arm Cover Right |  |  | A Class | NOS | NOS | I-Inventory | FG-Finish Good |  | Spares | X-Ray-Spares | Radiogoloy Product | Main Location | 90330000 |  | FIFO | Runyes | [8 empty] | 0 | 0 | 0 | 1 | 0 | [7 empty] | NOS | 1 |  | Rn/xr/Sp/Arm Cover Right
IM07259 | X-Ray Spares-Runyes-Connector |  |  | A Class | NOS | NOS | I-Inventory | FG-Finish Good |  | Spares | X-Ray-Spares | Radiogoloy Product | Main Location | 90330000 |  | FIFO | Runyes | [8 empty] | 0 | 0 | 0 | 1 | 0 | [7 empty] | NOS | 1 |  | RN/XR/SP/CONNECTOR
IM07260 | X-Ray Spares-Runyes-Connector-1 |  |  | A Class | NOS | NOS | I-Inventory | FG-Finish Good |  | Spares | X-Ray-Spares | Radiogoloy Product | Main Location | 90330000 |  | FIFO | Runyes | [8 empty] | 0 | 0 | 0 | 1 | 0 | [7 empty] | NOS | 1 |  | Rn/xr/Sp/Connector-1
IM07261 | X-Ray Spares-Runyes-Connector-2 |  |  | A Class | NOS | NOS | I-Inventory | FG-Finish Good |  | Spares | X-Ray-Spares | Radiogoloy Product | Main Location | 90330000 |  | FIFO | Runyes | [8 empty] | 0 | 0 | 0 | 1 | 0 | [7 empty] | NOS | 1 |  | Rn/xr/Sp/Connector-2
IM07262 | X-Ray Spares-Runyes-Control Box Sticker Rym-336 |  |  | A Class | NOS | NOS | I-Inventory | FG-Finish Good |  | Spares | X-Ray-Spares | Radiogoloy Product | Main Location | 90330000 |  | FIFO | Runyes | [8 empty] | 0 | 0 | 0 | 1 | 0 | [7 empty] | NOS | 1 |  | Rn/Xr/Sp/Control Box Sticker Rym-336
IM07263 | X-Ray Spares-Runyes-Dc X-Ray Hand Control Remote |  |  | A Class | NOS | NOS | I-Inventory | FG-Finish Good |  | Spares | X-Ray-Spares | Radiogoloy Product | Main Location | 90330000 |  | FIFO | Runyes | [8 empty] | 0 | 0 | 0 | 1 | 0 | [7 empty] | NOS | 1 |  | RN/XR/SP/DC X-RAY HAND CONTROL REMOTE
IM07264 | X-Ray Spares-Runyes-Dc X-Ray Hand Control Remote PCB |  |  | A Class | NOS | NOS | I-Inventory | FG-Finish Good |  | Spares | X-Ray-Spares | Radiogoloy Product | Main Location | 90330000 |  | FIFO | Runyes | [8 empty] | 0 | 0 | 0 | 1 | 0 | [7 empty] | NOS | 1 |  | RN/XR/SP/DC X-RAY HAND CONTROL REMOTE PCB
IM07265 | X-Ray Spares-Runyes-Docking Ring 7503030066 |  |  | A Class | NOS | NOS | I-Inventory | FG-Finish Good |  | Spares | X-Ray-Spares | Radiogoloy Product | Main Location | 90330000 |  | FIFO | Runyes | [8 empty] | 0 | 0 | 0 | 1 | 0 | [7 empty] | NOS | 1 |  | RN/XR/SP/DOCKING RING 7503030066
IM07266 | X-Ray Spares-Runyes-Down Head Cover Ray Head-11 |  |  | A Class | NOS | NOS | I-Inventory | FG-Finish Good |  | Spares | X-Ray-Spares | Radiogoloy Product | Main Location | 90330000 |  | FIFO | Runyes | [8 empty] | 0 | 0 | 0 | 1 | 0 | [7 empty] | NOS | 1 |  | Rn/xr/Sp/Down Head Cover Ray Head-11
IM07267 | X-Ray Spares-Runyes-Floor Mount Xray Base Triangle Bottom Plate 7503030014 |  |  | A Class | NOS | NOS | I-Inventory | FG-Finish Good |  | Spares | X-Ray-Spares | Radiogoloy Product | Main Location | 90330000 |  | FIFO | Runyes | [8 empty] | 0 | 0 | 0 | 1 | 0 | [7 empty] | NOS | 1 |  | RN/XR/SP/FLOOR MOUNT XRAY BASE TRIANGLE BOTTOM PLATE 7503030014
IM07268 | X-Ray Spares-Runyes-Floor Mount X-Ray Shell Of Control Box |  |  | A Class | NOS | NOS | I-Inventory | FG-Finish Good |  | Spares | X-Ray-Spares | Radiogoloy Product | Main Location | 90330000 |  | FIFO | Runyes | [8 empty] | 0 | 0 | 0 | 1 | 0 | [7 empty] | NOS | 1 |  | RN/XR/SP/FLOOR MOUNT X-RAY SHELL OF CONTROL BOX
IM07269 | X-Ray Spares-Runyes-Foot Pad Black O Ring |  |  | A Class | NOS | NOS | I-Inventory | FG-Finish Good |  | Spares | X-Ray-Spares | Radiogoloy Product | Main Location | 90330000 |  | FIFO | Runyes | [8 empty] | 0 | 0 | 0 | 1 | 0 | [7 empty] | NOS | 1 |  | Rn/xr/Sp/Foot Pad Black O Ring
IM07270 | X-Ray Spares-Runyes-Foot Pad Ray M-01-02 |  |  | A Class | NOS | NOS | I-Inventory | FG-Finish Good |  | Spares | X-Ray-Spares | Radiogoloy Product | Main Location | 90330000 |  | FIFO | Runyes | [8 empty] | 0 | 0 | 0 | 1 | 0 | [7 empty] | NOS | 1 |  | Rn/xr/Sp/Foot Pad Ray M-01-02
IM07271 | X-Ray Spares-Runyes-Hand Control Sticker |  |  | A Class | NOS | NOS | I-Inventory | FG-Finish Good |  | Spares | X-Ray-Spares | Radiogoloy Product | Main Location | 90330000 |  | FIFO | Runyes | [8 empty] | 0 | 0 | 0 | 1 | 0 | [7 empty] | NOS | 1 |  | Rn/XR/Sp/Hand Control Sticker
IM07272 | X-Ray Spares-Runyes-Main Control Box Floor Mount |  |  | A Class | NOS | NOS | I-Inventory | FG-Finish Good |  | Spares | X-Ray-Spares | Radiogoloy Product | Main Location | 90330000 |  | FIFO | Runyes | [8 empty] | 0 | 0 | 0 | 1 | 0 | [7 empty] | NOS | 1 |  | Rn/Xr/Sp/Main Control Box Floor Mount
IM07273 | X-Ray Spares-Runyes-Main Control Box Wall Mount |  |  | A Class | NOS | NOS | I-Inventory | FG-Finish Good |  | Spares | X-Ray-Spares | Radiogoloy Product | Main Location | 90330000 |  | FIFO | Runyes | [8 empty] | 0 | 0 | 0 | 1 | 0 | [7 empty] | NOS | 1 |  | Rn/Xr/Sp/Main Control Box Wall Mount
IM07274 | X-Ray Spares-Runyes-Main Control Box Wall Mount Without PCB |  |  | A Class | NOS | NOS | I-Inventory | FG-Finish Good |  | Spares | X-Ray-Spares | Radiogoloy Product | Main Location | 90330000 |  | FIFO | Runyes | [8 empty] | 0 | 0 | 0 | 1 | 0 | [7 empty] | NOS | 1 |  | RN/XR/SP/MAIN CONTROL BOX WALL MOUNT WITHOUT PCB
IM07275 | X-Ray Spares-Runyes Dc X Ray Tube Head |  |  | A Class | NOS | NOS | I-Inventory | FG-Finish Good |  | Spares | X-Ray-Spares | Radiogoloy Product | Main Location | 90330000 |  | FIFO | Runyes | [8 empty] | 0 | 0 | 0 | 1 | 0 | [7 empty] | NOS | 1 |  | RN/XR/SP/RUNYES DC X RAY TUBE HEAD
IM07276 | X-Ray Spares-Runyes Dc X-Ray Main PCB |  |  | A Class | NOS | NOS | I-Inventory | FG-Finish Good |  | Spares | X-Ray-Spares | Radiogoloy Product | Main Location | 90330000 |  | FIFO | Runyes | [8 empty] | 0 | 0 | 0 | 1 | 0 | [7 empty] | NOS | 1 |  | RN/XR/SP/RUNYES DC X-RAY MAIN PCB
IM07277 | X-Ray Spares-Runyes Dc X-Ray Timer PCB |  |  | A Class | NOS | NOS | I-Inventory | FG-Finish Good |  | Spares | X-Ray-Spares | Radiogoloy Product | Main Location | 90330000 |  | FIFO | Runyes | [8 empty] | 0 | 0 | 0 | 1 | 0 | [7 empty] | NOS | 1 |  | RN/XR/SP/RUNYES DC X-RAY TIMER PCB
IM07278 | X-Ray Spares-Runyes Dc X-Ray Timer PCB Cover |  |  | A Class | NOS | NOS | I-Inventory | FG-Finish Good |  | Spares | X-Ray-Spares | Radiogoloy Product | Main Location | 90330000 |  | FIFO | Runyes | [8 empty] | 0 | 0 | 0 | 1 | 0 | [7 empty] | NOS | 1 |  | RN/XR/SP/RUNYES DC X-RAY TIMER PCB COVER
IM07279 | X-Ray Spares-Runyes Dc X-Ray Timer Sticker |  |  | A Class | NOS | NOS | I-Inventory | FG-Finish Good |  | Spares | X-Ray-Spares | Radiogoloy Product | Main Location | 90330000 |  | FIFO | Runyes | [8 empty] | 0 | 0 | 0 | 1 | 0 | [7 empty] | NOS | 1 |  | RN/XR/SP/RUNYES DC X-RAY TIMER STICKER
IM07280 | X-Ray Spares-Runyes Dc Xray Tube Head PCB Wire |  |  | A Class | NOS | NOS | I-Inventory | FG-Finish Good |  | Spares | X-Ray-Spares | Radiogoloy Product | Main Location | 90330000 |  | FIFO | Runyes | [8 empty] | 0 | 0 | 0 | 1 | 0 | [7 empty] | NOS | 1 |  | RN/XR/SP/RUNYES DC XRAY TUBE HEAD PCB WIRE
IM07281 | X-Ray Spares-Runyes Dental Xray Tubehead Without Female Connector |  |  | A Class | NOS | NOS | I-Inventory | FG-Finish Good |  | Spares | X-Ray-Spares | Radiogoloy Product | Main Location | 90330000 |  | FIFO | Runyes | [8 empty] | 0 | 0 | 0 | 1 | 0 | [7 empty] | NOS | 1 |  | RN/XR/SP/RUNYES DENTAL XRAY TUBEHEAD WITHOUT FEMALE CONNECTOR
IM07282 | X-Ray Spares-Runyes-Shim Block Ray W-Ii-06 |  |  | A Class | NOS | NOS | I-Inventory | FG-Finish Good |  | Spares | X-Ray-Spares | Radiogoloy Product | Main Location | 90330000 |  | FIFO | Runyes | [8 empty] | 0 | 0 | 0 | 1 | 0 | [7 empty] | NOS | 1 |  | Rn/Xr/Sp/Shim Block Ray W-II-06
IM07283 | X-Ray Spares-Runyes-Tube Head Connection Column |  |  | A Class | NOS | NOS | I-Inventory | FG-Finish Good |  | Spares | X-Ray-Spares | Radiogoloy Product | Main Location | 90330000 |  | FIFO | Runyes | [8 empty] | 0 | 0 | 0 | 1 | 0 | [7 empty] | NOS | 1 |  | RN/XR/SP/TUBE HEAD CONNECTION COLUMN
IM07284 | X-Ray Spares-Runyes-Wall Mount Control Box Plastic Bush |  |  | A Class | NOS | NOS | I-Inventory | FG-Finish Good |  | Spares | X-Ray-Spares | Radiogoloy Product | Main Location | 90330000 |  | FIFO | Runyes | [8 empty] | 0 | 0 | 0 | 1 | 0 | [7 empty] | NOS | 1 |  | RN/XR/SP/WALL MOUNT CONTROL BOX PLASTIC BUSH
IM07285 | X-Ray Spares-Runyes-Wall Mount Control Box Upper Body |  |  | A Class | NOS | NOS | I-Inventory | FG-Finish Good |  | Spares | X-Ray-Spares | Radiogoloy Product | Main Location | 90330000 |  | FIFO | Runyes | [8 empty] | 0 | 0 | 0 | 1 | 0 | [7 empty] | NOS | 1 |  | RN/XR/SP/WALL MOUNT CONTROL BOX UPPER BODY
IM07286 | X-Ray Spares-Runyes-Wall Mount Fixing Clamp |  |  | A Class | NOS | NOS | I-Inventory | FG-Finish Good |  | Spares | X-Ray-Spares | Radiogoloy Product | Main Location | 90330000 |  | FIFO | Runyes | [8 empty] | 0 | 0 | 0 | 1 | 0 | [7 empty] | NOS | 1 |  | RN/XR/SP/WALL MOUNT FIXING CLAMP
IM07287 | X-Ray Spares-Runyes-Wall Mount X-Ray Main PCB |  |  | A Class | NOS | NOS | I-Inventory | FG-Finish Good |  | Spares | X-Ray-Spares | Radiogoloy Product | Main Location | 90330000 |  | FIFO | Runyes | [8 empty] | 0 | 0 | 0 | 1 | 0 | [7 empty] | NOS | 1 |  | RN/XR/SP/WALL MOUNT X-RAY MAIN PCB
IM07288 | X-Ray Spares-Runyes-Wall Mount X-Ray Main PCB Verison -2 |  |  | A Class | NOS | NOS | I-Inventory | FG-Finish Good |  | Spares | X-Ray-Spares | Radiogoloy Product | Main Location | 90330000 |  | FIFO | Runyes | [8 empty] | 0 | 0 | 0 | 1 | 0 | [7 empty] | NOS | 1 |  | RN/XR/SP/WALL MOUNT X-RAY MAIN PCB VERISON -2
IM07289 | X-Ray Spares-Runyes-Wallmount Scissor Arm Green Cap |  |  | A Class | NOS | NOS | I-Inventory | FG-Finish Good |  | Spares | X-Ray-Spares | Radiogoloy Product | Main Location | 90330000 |  | FIFO | Runyes | [8 empty] | 0 | 0 | 0 | 1 | 0 | [7 empty] | NOS | 1 |  | RN/XR/SP/WALLMOUNT SCISSOR ARM GREEN CAP
IM07290 | X-Ray Spares-Runyes-Wallmount Xray Small Arm Cap |  |  | A Class | NOS | NOS | I-Inventory | FG-Finish Good |  | Spares | X-Ray-Spares | Radiogoloy Product | Main Location | 90330000 |  | FIFO | Runyes | [8 empty] | 0 | 0 | 0 | 1 | 0 | [7 empty] | NOS | 1 |  | Rn/Xr/Sp/Wallmount Xray Small Arm Cap
IM07291 | X-Ray Spares-Runyes-X Ray Tubehead Female Connector |  |  | A Class | NOS | NOS | I-Inventory | FG-Finish Good |  | Spares | X-Ray-Spares | Radiogoloy Product | Main Location | 90330000 |  | FIFO | Runyes | [8 empty] | 0 | 0 | 0 | 1 | 0 | [7 empty] | NOS | 1 |  | RN/XR/SP/X RAY TUBEHEAD FEMALE CONNECTOR
IM07292 | X-Ray Spares-Runyes-Xray Head Cone Beam |  |  | A Class | NOS | NOS | I-Inventory | FG-Finish Good |  | Spares | X-Ray-Spares | Radiogoloy Product | Main Location | 90330000 |  | FIFO | Runyes | [8 empty] | 0 | 0 | 0 | 1 | 0 | [7 empty] | NOS | 1 |  | Rn/Xr/Sp/Xray Head Cone Beam
IM07293 | X-Ray Spares-Runyes-Xray Main PCB Transformer |  |  | A Class | NOS | NOS | I-Inventory | FG-Finish Good |  | Spares | X-Ray-Spares | Radiogoloy Product | Main Location | 90330000 |  | FIFO | Runyes | [8 empty] | 0 | 0 | 0 | 1 | 0 | [7 empty] | NOS | 1 |  | Rn/Xr/Sp/Xray Main Pcb Transformer
IM07294 | X-Ray Spares-Runyes-Xray Remote |  |  | A Class | NOS | NOS | I-Inventory | FG-Finish Good |  | Spares | X-Ray-Spares | Radiogoloy Product | Main Location | 90330000 |  | FIFO | Runyes | [8 empty] | 0 | 0 | 0 | 1 | 0 | [7 empty] | NOS | 1 |  | Rn/Xr/Sp/Xray Remote
IM07295 | X-Ray Spares-Runyes-Xray Remote Cable |  |  | A Class | NOS | NOS | I-Inventory | FG-Finish Good |  | Spares | X-Ray-Spares | Radiogoloy Product | Main Location | 90330000 |  | FIFO | Runyes | [8 empty] | 0 | 0 | 0 | 1 | 0 | [7 empty] | NOS | 1 |  | RN/XR/SP/XRAY REMOTE CABLE
IM07296 | X-Ray Spares-Runyes-X-Ray Remote Cover 10 |  |  | A Class | NOS | NOS | I-Inventory | FG-Finish Good |  | Spares | X-Ray-Spares | Radiogoloy Product | Main Location | 90330000 |  | FIFO | Runyes | [8 empty] | 0 | 0 | 0 | 1 | 0 | [7 empty] | NOS | 1 |  | Rn/Xr/Sp/X-Ray Remote Cover 10
IM07297 | X-Ray Spares-Runyes-X-Ray Remote Stand |  |  | A Class | NOS | NOS | I-Inventory | FG-Finish Good |  | Spares | X-Ray-Spares | Radiogoloy Product | Main Location | 90330000 |  | FIFO | Runyes | [8 empty] | 0 | 0 | 0 | 1 | 0 | [7 empty] | NOS | 1 |  | RN/XR/SP/X-RAY REMOTE STAND
IM07298 | X-Ray Spares-Runyes-Xray Tube Head Arm Cap |  |  | A Class | NOS | NOS | I-Inventory | FG-Finish Good |  | Spares | X-Ray-Spares | Radiogoloy Product | Main Location | 90330000 |  | FIFO | Runyes | [8 empty] | 0 | 0 | 0 | 1 | 0 | [7 empty] | NOS | 1 |  | Rn/Xr/Sp/Xray Tube Head Arm Cap
IM07299 | X-Ray Spares-Runyes-Xray Tube Head Arm Lock Cover |  |  | A Class | NOS | NOS | I-Inventory | FG-Finish Good |  | Spares | X-Ray-Spares | Radiogoloy Product | Main Location | 90330000 |  | FIFO | Runyes | [8 empty] | 0 | 0 | 0 | 1 | 0 | [7 empty] | NOS | 1 |  | Rn/Xr/Sp/Xray Tube Head Arm Lock Cover
IM07300 | X-Ray Spares-Runyes-Xray Tube Head Connection Part |  |  | A Class | NOS | NOS | I-Inventory | FG-Finish Good |  | Spares | X-Ray-Spares | Radiogoloy Product | Main Location | 90330000 |  | FIFO | Runyes | [8 empty] | 0 | 0 | 0 | 1 | 0 | [7 empty] | NOS | 1 |  | RN/XR/SP/XRAY TUBE HEAD CONNECTION PART
IM07301 | X-Ray Spares-Runyes-Hand Control F/M-W/M |  |  | A Class | NOS | NOS | I-Inventory | FG-Finish Good |  | Spares | X-Ray-Spares | Radiogoloy Product | Main Location | 90330000 |  | FIFO | Runyes | [8 empty] | 0 | 0 | 0 | 1 | 0 | [7 empty] | NOS | 1 |  | Rn/xr/Sp/Hand Control F/M-W/M
IM07302 | X-Ray Spares-Runyes-Hand Control F/M-W/M Without Cable |  |  | A Class | NOS | NOS | I-Inventory | FG-Finish Good |  | Spares | X-Ray-Spares | Radiogoloy Product | Main Location | 90330000 |  | FIFO | Runyes | [8 empty] | 0 | 0 | 0 | 1 | 0 | [7 empty] | NOS | 1 |  | RN/XR/SP/HAND CONTROL F/M-W/M WITHOUT CABLE
IM07303 | X-Ray Spares-Runyes-Main Board Of Control F/M/Xr |  |  | A Class | NOS | NOS | I-Inventory | FG-Finish Good |  | Spares | X-Ray-Spares | Radiogoloy Product | Main Location | 90330000 |  | FIFO | Runyes | [8 empty] | 0 | 0 | 0 | 1 | 0 | [7 empty] | NOS | 1 |  | Rn/Xr/Sp/Main Board Of Control F/M/Xr
IM07304 | X-Ray Spares-Runyes-Xray Arm Complete F/M |  |  | A Class | NOS | NOS | I-Inventory | FG-Finish Good |  | Spares | X-Ray-Spares | Radiogoloy Product | Main Location | 90330000 |  | FIFO | Runyes | [8 empty] | 0 | 0 | 0 | 1 | 0 | [7 empty] | NOS | 1 |  | RN/XR/SP/XRAY ARM COMPLETE F/M

## Sheet2
Item_Code | Item_Name | Item_Part_No | Item_Drawing_No | Inventory_Class_Name | Main_UOM_Code | ALT_UOM_Code | Item_Type_Code | Material_Type_Code_OR_GL_Code | Item_Description | Item_Group_Name | Item_Sub_Group_Name | Item_Category_Name | Default_Store_Name | HSN_Code | Standard_Custom_Duty_Rate_Percentage | Inventory_Valuation_Method | Business_Unit_Name | Standard_Rate | Standard_SWS_Rate_Percentage | Minimum_Level | Reorder_Level | Maximum_Level | Item_Specification | Attribute_Attribute_Code | Attribute_Value | Check_Flag_QC_Applicable | Check_Flag_Serial_No_Applicable | Check_Flag_Batch_No_Lot_No_Applicable | Check_Flag_Inventory_Maintain | check_flag_barcode_applicable | check_flag_serialno_mode | check_flag_serialno_prefix | check_flag_serialno_starts_from | check_flag_serialno_suffix | check_flag_serialno_max_length | Technical_Specification_TS_Type | Technical_Specification_Value | UOM_Conversion_To_UOM_Code | UOM_Conversion_Qty | ALPS_Specific_SAP_Customer_Code | ALPS_Specific_SAP_Customer_Name | ALPS_Specific_SAP_Part_Number | ALPS_Specific_SAP_Part_Description | ALPS_Specific_SAP_Customer_Part_No | ALPS_Specific_SAP_Market_Set_Code | ALPS_Specific_Rounding_Value_LOT_Size_Qty | ALPS_Specific_ALPS_Part_No | ALPS_Specific_Customer_Part_No | ALPS_Specific_OEM_Part_No | UDF_UDF_Label | UDF_VALUE
IM00480 | 3D Printer Spares-Phorozen-Phrozen 3D Printer Transform Fast End Stop Sensor | 2020553DPTRANSFASTENDSTOPSENSOR |  | A Class | NOS | NOS | I-Inventory | TG-Trading Good |  | Spares | 3D Printer-Spares | CAD CAM | Main Location |  |  | FIFO | Phorozen | [8 empty] | 0 | 0 | 0 | 1 | 0 | 0 | [6 empty] | NOS | 1 |  | PH/3DP/MC/PHROZEN 3D PRINTER TRANSFORM FAST END STOP SENSOR
IM00500 | 3D Printer Spares-Phorozen-Phrozen 3D Printer Transform Fast Main Board | 2020553DPTRANSFASTMAINBOARD |  | A Class | NOS | NOS | I-Inventory | FG-Finish Good | R | Spares | 3D Printer-Spares | CAD CAM | Main Location |  |  | FIFO | Phorozen | [8 empty] | 0 | 0 | 0 | 1 | 0 | 0 | [6 empty] | NOS | 1 |  | PH/3DP/MC/PHROZEN 3D PRINTER TRANSFORM FAST MAIN BOARD
IM00594 | Blank-Hangsang-Lithium Disilicate-Rosetta Sm Blank-98X10-B2 | 132SMBLANK9810B2 |  | A Class | NOS | NOS | I-Inventory | FG-Finish Good | R | Consumables | Blank | CAD CAM | Main Location |  |  | FIFO | Hangsang | [8 empty] | 0 | 0 | 0 | 1 | 0 | 0 | [6 empty] | NOS | 1 |  | HS/LITHIUM DISILICATE/ROSETTA SM BLANK/98x10-B2
IM00595 | Blank-Hangsang-Lithium Disilicate-Rosetta Sm Blank-98X14-A2 | 132SMBLANK9814A2 |  | A Class | NOS | NOS | I-Inventory | FG-Finish Good | R | Consumables | Blank | CAD CAM | Main Location |  |  | FIFO | Hangsang | [8 empty] | 0 | 0 | 0 | 1 | 0 | 0 | [6 empty] | NOS | 1 |  | HS/LITHIUM DISILICATE/ROSETTA SM BLANK/98x14-A2
IM00596 | Blank-Hangsang-Lithium Disilicate-Rosetta Sm Blank-98X14-B1 | 132SMBLANK9814B1 |  | A Class | NOS | NOS | I-Inventory | FG-Finish Good | R | Consumables | Blank | CAD CAM | Main Location |  |  | FIFO | Hangsang | [8 empty] | 0 | 0 | 0 | 1 | 0 | 0 | [6 empty] | NOS | 1 |  | HS/LITHIUM DISILICATE/ROSETTA SM BLANK/98x14-B1
IM00597 | Blank-Hangsang-Lithium Disilicate-Rosetta Sm Blank-98X14-B2 | 132SMBLANK9814B2 |  | A Class | NOS | NOS | I-Inventory | FG-Finish Good | R | Consumables | Blank | CAD CAM | Main Location |  |  | FIFO | Hangsang | [8 empty] | 0 | 0 | 0 | 1 | 0 | 0 | [6 empty] | NOS | 1 |  | HS/LITHIUM DISILICATE/ROSETTA SM BLANK/98x14-B2
IM00598 | Blank-Hangsang-Lithium Disilicate-Rosetta Sm Block-C14-B3 | 132SMBLOCK14B3 |  | A Class | NOS | NOS | I-Inventory | FG-Finish Good | R | Consumables | Blank | CAD CAM | Main Location |  |  | FIFO | Hangsang | [8 empty] | 0 | 0 | 0 | 1 | 0 | 0 | [6 empty] | NOS | 1 |  | HS/LITHIUM DISILICATE/ROSETTA SM BLOCK/C14-B3
IM00599 | Blank-Hangsang-Lithium Disilicate-Rosetta Sm Block-C14-B4 | 132SMBLOCK14B4 |  | A Class | NOS | NOS | I-Inventory | FG-Finish Good | R | Consumables | Blank | CAD CAM | Main Location |  |  | FIFO | Hangsang | [8 empty] | 0 | 0 | 0 | 1 | 0 | 0 | [6 empty] | NOS | 1 |  | HS/LITHIUM DISILICATE/ROSETTA SM BLOCK/C14-B4
IM00600 | Blank-Hangsang-Lithium Disilicate-Rosetta Sm Block-C14-C2 | 132SMBLOCK14C2 |  | A Class | NOS | NOS | I-Inventory | FG-Finish Good | R | Consumables | Blank | CAD CAM | Main Location |  |  | FIFO | Hangsang | [8 empty] | 0 | 0 | 0 | 1 | 0 | 0 | [6 empty] | NOS | 1 |  | HS/LITHIUM DISILICATE/ROSETTA SM BLOCK/C14-C2
IM00601 | Blank-Hangsang-Lithium Disilicate-Rosetta Sm Block-C14-C4 | 132SMBLOCK14C4 |  | A Class | NOS | NOS | I-Inventory | FG-Finish Good | R | Consumables | Blank | CAD CAM | Main Location |  |  | FIFO | Hangsang | [8 empty] | 0 | 0 | 0 | 1 | 0 | 0 | [6 empty] | NOS | 1 |  | HS/LITHIUM DISILICATE/ROSETTA SM BLOCK/C14-C4
IM00602 | Blank-Hangsang-Lithium Disilicate-Rosetta Sm Block-C14-D2 | 132SMBLOCK14D2 |  | A Class | NOS | NOS | I-Inventory | FG-Finish Good | R | Consumables | Blank | CAD CAM | Main Location |  |  | FIFO | Hangsang | [8 empty] | 0 | 0 | 0 | 1 | 0 | 0 | [6 empty] | NOS | 1 |  | HS/LITHIUM DISILICATE/ROSETTA SM BLOCK/C14-D2
IM00603 | Blank-Hangsang-Lithium Disilicate-Rosetta Sm Block-C14-D3 | 132SMBLOCK14D3 |  | A Class | NOS | NOS | I-Inventory | FG-Finish Good | R | Consumables | Blank | CAD CAM | Main Location |  |  | FIFO | Hangsang | [8 empty] | 0 | 0 | 0 | 1 | 0 | 0 | [6 empty] | NOS | 1 |  | HS/LITHIUM DISILICATE/ROSETTA SM BLOCK/C14-D3
IM00604 | Blank-Hass-Bleach Ingot-Rosetta SP-R10-HT-W1 (Pack of 5) | 132030SPR10HTW1 |  | A Class | NOS | NOS | I-Inventory | FG-Finish Good | R | Consumables | Blank | CAD CAM | Main Location |  |  | FIFO | Hass Corporation | [8 empty] | 0 | 0 | 0 | 1 | 0 | 0 | [6 empty] | NOS | 1 |  | HS/BLEACH INGOT/ ROSETTA SP/R10-HT/W1 (PCK OF 5)
IM00605 | Blank-Hass-Bleach Ingot-Rosetta SP-R10-HT-W2 (Pack of 5) | 132030SPR10HTW2 |  | A Class | NOS | NOS | I-Inventory | FG-Finish Good | R | Consumables | Blank | CAD CAM | Main Location |  |  | FIFO | Hass Corporation | [8 empty] | 0 | 0 | 0 | 1 | 0 | 0 | [6 empty] | NOS | 1 |  | HS/BLEACH INGOT/ ROSETTA SP/R10-HT/W2 (PCK OF 5)
IM00606 | Blank-Hass-Bleach Ingot-Rosetta SP-R10-HT-W3 (Pack of 5) | 132030SPR10HTW3 |  | A Class | NOS | NOS | I-Inventory | FG-Finish Good | R | Consumables | Blank | CAD CAM | Main Location |  |  | FIFO | Hass Corporation | [8 empty] | 0 | 0 | 0 | 1 | 0 | 0 | [6 empty] | NOS | 1 |  | HS/BLEACH INGOT/ ROSETTA SP/R10-HT/W3 (PCK OF 5)
IM00607 | Blank-Hass-Bleach Ingot-Rosetta SP-R10-LT-W1 (Pack of 5) | 132030SPR10LTW1 |  | A Class | NOS | NOS | I-Inventory | FG-Finish Good | R | Consumables | Blank | CAD CAM | Main Location |  |  | FIFO | Hass Corporation | [8 empty] | 0 | 0 | 0 | 1 | 0 | 0 | [6 empty] | NOS | 1 |  | HS/BLEACH INGOT/ ROSETTA SP/R10-LT/W1 (PCK OF 5)
IM00608 | Blank-Hass-Bleach Ingot-Rosetta SP-R10-LT-W2 (Pack of 5) | 132030SPR10LTW2 |  | A Class | NOS | NOS | I-Inventory | FG-Finish Good | R | Consumables | Blank | CAD CAM | Main Location |  |  | FIFO | Hass Corporation | [8 empty] | 0 | 0 | 0 | 1 | 0 | 0 | [6 empty] | NOS | 1 |  | HS/BLEACH INGOT/ ROSETTA SP/R10-LT/W2 (PCK OF 5)
IM00609 | Blank-Hass-Bleach Ingot-Rosetta SP-R10-LT-W3 (Pack of 5) | 132030SPR10LTW3 |  | A Class | NOS | NOS | I-Inventory | FG-Finish Good | R | Consumables | Blank | CAD CAM | Main Location |  |  | FIFO | Hass Corporation | [8 empty] | 0 | 0 | 0 | 1 | 0 | 0 | [6 empty] | NOS | 1 |  | HS/BLEACH INGOT/ ROSETTA SP/R10-LT/W3 (PCK OF 5)
IM00610 | Blank-Hass-Bleach IngotLT-R10-A1 | 132030LTR10A1 |  | A Class | NOS | NOS | I-Inventory | FG-Finish Good | R | Consumables | Blank | CAD CAM | Main Location |  |  | FIFO | Hass Corporation | [8 empty] | 0 | 0 | 0 | 1 | 0 | 0 | [6 empty] | NOS | 1 |  | ROSETTA/INGOT/LT-R10/A1
IM00611 | Blank-Hass-Bleach IngotLT-R10-B1 | 132030LTR10B1 |  | A Class | NOS | NOS | I-Inventory | FG-Finish Good | R | Consumables | Blank | CAD CAM | Main Location |  |  | FIFO | Hass Corporation | [8 empty] | 0 | 0 | 0 | 1 | 0 | 0 | [6 empty] | NOS | 1 |  | ROSETTA/INGOT/LT-R10/B1
IM00612 | Blank-Hass-Bleach IngotLT-R10-B2 | 132030LTR10B2 |  | A Class | NOS | NOS | I-Inventory | FG-Finish Good | R | Consumables | Blank | CAD CAM | Main Location |  |  | FIFO | Hass Corporation | [8 empty] | 0 | 0 | 0 | 1 | 0 | 0 | [6 empty] | NOS | 1 |  | ROSETTA/INGOT/LT-R10/B2
IM00636 | Blank-Aidite-Zirconia- Super High Translucent Round Blank 98X16MM | 162034SUHIGH9816MM |  | A Class | NOS | NOS | I-Inventory | FG-Finish Good | R | Consumables | Blank | CAD CAM | Main Location |  |  | FIFO | Aidite | [8 empty] | 0 | 0 | 0 | 1 | 0 | 0 | [6 empty] | NOS | 1 |  | ZIRC /AD/ BLANK/SUPER HIGH TRANSLT/ ROUND/98x 16MM
IM00637 | Blank-Aidite-Zirconia- Super High Translucent Round Blank 98X18MM | 162034SUHIGHTRANS9818MM |  | A Class | NOS | NOS | I-Inventory | FG-Finish Good | R | Consumables | Blank | CAD CAM | Main Location |  |  | FIFO | Aidite | [8 empty] | 0 | 0 | 0 | 1 | 0 | 0 | [6 empty] | NOS | 1 |  | ZIRC /AD/ BLANK/SUPER HIGH TRANSLT/ ROUND/98x 18MM
IM00638 | Blank-Aidite-Zirconia- Super High Translucent Round Blank 98X20MM | 162034SUHIGHTRANS9820MM |  | A Class | NOS | NOS | I-Inventory | FG-Finish Good | R | Consumables | Blank | CAD CAM | Main Location |  |  | FIFO | Aidite | [8 empty] | 0 | 0 | 0 | 1 | 0 | 0 | [6 empty] | NOS | 1 |  | ZIRC /AD/ BLANK/SUPER HIGH TRANSLT/ ROUND/98x 20MM
IM00639 | Blank-Aidite-Zirconia- Super High Translucent Round Blank 98X25MM | 162034SUHIGHTRANS9825MM |  | A Class | NOS | NOS | I-Inventory | FG-Finish Good | R | Consumables | Blank | CAD CAM | Main Location |  |  | FIFO | Aidite | [8 empty] | 0 | 0 | 0 | 1 | 0 | 0 | [6 empty] | NOS | 1 |  | ZIRC /AD/ BLANK/SUPER HIGH TRANSLT/ ROUND/98x 25MM
IM00640 | Blank-Aidite-Zirconia- Super Translucent Round Blank 98X10MM | 162034SUTRANS98X10MM |  | A Class | NOS | NOS | I-Inventory | FG-Finish Good | R | Consumables | Blank | CAD CAM | Main Location |  |  | FIFO | Aidite | [8 empty] | 0 | 0 | 0 | 1 | 0 | 0 | [6 empty] | NOS | 1 |  | ZIRC /AD/ BLANK/SUPER TRANSLUCENT/ ROUND/98x 10MM
IM00641 | Blank-Aidite-Zirconia- Super Translucent Round Blank 98X12MM | 162034SUTRANS98X12MM |  | A Class | NOS | NOS | I-Inventory | FG-Finish Good | R | Consumables | Blank | CAD CAM | Main Location |  |  | FIFO | Aidite | [8 empty] | 0 | 0 | 0 | 1 | 0 | 0 | [6 empty] | NOS | 1 |  | ZIRC /AD/ BLANK/SUPER TRANSLUCENT/ ROUND/98x 12MM
IM00642 | Blank-Aidite-Zirconia- Super Translucent Round Blank 98X25MM | 162034SUBLANK98X25MM |  | A Class | NOS | NOS | I-Inventory | FG-Finish Good | R | Consumables | Blank | CAD CAM | Main Location |  |  | FIFO | Aidite | [8 empty] | 0 | 0 | 0 | 1 | 0 | 0 | [6 empty] | NOS | 1 |  | ZIRC /AD/ BLANK/SUPER TRANSLUCENT/ ROUND/98x 25MM
IM00643 | Blank-Aidite-Zirconia-Multilayer Round Blank 98X12MM-A2 | 162034MULTILAYER98X12MMA2 |  | A Class | NOS | NOS | I-Inventory | FG-Finish Good | C | Consumables | Blank | CAD CAM | Main Location |  |  | FIFO | Aidite | [8 empty] | 0 | 0 | 0 | 1 | 0 | 0 | [6 empty] | NOS | 1 |  | ZIRC/AIDITE /MULTILAYER BLANK/ ROUND/98x 12MM-A2
IM00644 | Blank-Aidite-Zirconia-Multilayer Round Blank 98X12MM-A3.5 | 162034MULTILAYER98X12MMA3.5 |  | A Class | NOS | NOS | I-Inventory | FG-Finish Good | R | Consumables | Blank | CAD CAM | Main Location |  |  | FIFO | Aidite | [8 empty] | 0 | 0 | 0 | 1 | 0 | 0 | [6 empty] | NOS | 1 |  | ZIRC/AIDITE /MULTILAYER BLANK/ ROUND/98x 12MM-A3.5
IM00645 | Blank-Aidite-Zirconia-Multilayer Round Blank 98X12MM-B1 | 162034MULTI98X12MMB1 |  | A Class | NOS | NOS | I-Inventory | FG-Finish Good | R | Consumables | Blank | CAD CAM | Main Location |  |  | FIFO | Aidite | [8 empty] | 0 | 0 | 0 | 1 | 0 | 0 | [6 empty] | NOS | 1 |  | ZIRC/AIDITE /MULTILAYER BLANK/ ROUND/98x 12MM-B1
IM00646 | Blank-Aidite-Zirconia-Multilayer Round Blank 98X12MM-C2 | 162034MULTI98X12MMC2 |  | A Class | NOS | NOS | I-Inventory | FG-Finish Good | R | Consumables | Blank | CAD CAM | Main Location |  |  | FIFO | Aidite | [8 empty] | 0 | 0 | 0 | 1 | 0 | 0 | [6 empty] | NOS | 1 |  | ZIRC/AIDITE /MULTILAYER BLANK/ ROUND/98x 12MM-C2
IM00647 | Blank-Aidite-Zirconia-Multilayer Round Blank 98X12MM-D2 | 162034MULTI98X12MMD2 |  | A Class | NOS | NOS | I-Inventory | FG-Finish Good | R | Consumables | Blank | CAD CAM | Main Location |  |  | FIFO | Aidite | [8 empty] | 0 | 0 | 0 | 1 | 0 | 0 | [6 empty] | NOS | 1 |  | ZIRC/AIDITE /MULTILAYER BLANK/ ROUND/98x 12MM-D2
IM00648 | Blank-Aidite-Zirconia-Multilayer Round Blank 98X14MM-A3.5 | 162034MULTI98X14MMA3.5 |  | A Class | NOS | NOS | I-Inventory | FG-Finish Good | R | Consumables | Blank | CAD CAM | Main Location |  |  | FIFO | Aidite | [8 empty] | 0 | 0 | 0 | 1 | 0 | 0 | [6 empty] | NOS | 1 |  | ZIRC/AIDITE /MULTILAYER BLANK/ ROUND/98x 14MM-A3.5
IM00649 | Blank-Aidite-Zirconia-Multilayer Round Blank 98X14MM-B1 | 162034MULTI98X14MMB1 |  | A Class | NOS | NOS | I-Inventory | FG-Finish Good | R | Consumables | Blank | CAD CAM | Main Location |  |  | FIFO | Aidite | [8 empty] | 0 | 0 | 0 | 1 | 0 | 0 | [6 empty] | NOS | 1 |  | ZIRC/AIDITE /MULTILAYER BLANK/ ROUND/98x 14MM-B1
IM00650 | Blank-Aidite-Zirconia-Multilayer Round Blank 98X14MM-D2 | 162034MULTI98X14MMD2 |  | A Class | NOS | NOS | I-Inventory | FG-Finish Good | R | Consumables | Blank | CAD CAM | Main Location |  |  | FIFO | Aidite | [8 empty] | 0 | 0 | 0 | 1 | 0 | 0 | [6 empty] | NOS | 1 |  | ZIRC/AIDITE /MULTILAYER BLANK/ ROUND/98x 14MM-D2
IM00651 | Blank-Aidite-Zirconia-Multilayer Round Blank 98X18MM-A2 | 162034MULTI98X18MMA2 |  | A Class | NOS | NOS | I-Inventory | FG-Finish Good | R | Consumables | Blank | CAD CAM | Main Location |  |  | FIFO | Aidite | [8 empty] | 0 | 0 | 0 | 1 | 0 | 0 | [6 empty] | NOS | 1 |  | ZIRC/AIDITE /MULTILAYER BLANK/ ROUND/98x 18MM-A2
IM00652 | Blank-Aidite-Zirconia-Multilayer Round Blank 98X18MM-A3.5 | 162034MULTI98X18MMA3.5 |  | A Class | NOS | NOS | I-Inventory | FG-Finish Good | R | Consumables | Blank | CAD CAM | Main Location |  |  | FIFO | Aidite | [8 empty] | 0 | 0 | 0 | 1 | 0 | 0 | [6 empty] | NOS | 1 |  | ZIRC/AIDITE /MULTILAYER BLANK/ ROUND/98x 18MM-A3.5
IM00653 | Blank-Aidite-Zirconia-Multilayer Round Blank 98X18MM-C2 | 162034MULTI98X18MMC2 |  | A Class | NOS | NOS | I-Inventory | FG-Finish Good | R | Consumables | Blank | CAD CAM | Main Location |  |  | FIFO | Aidite | [8 empty] | 0 | 0 | 0 | 1 | 0 | 0 | [6 empty] | NOS | 1 |  | ZIRC/AIDITE /MULTILAYER BLANK/ ROUND/98x 18MM-C2
IM00654 | Blank-Aidite-Zirconia-Multilayer Round Blank 98X18MM-D2 | 162034MULTI98X18MMD2 |  | A Class | NOS | NOS | I-Inventory | FG-Finish Good | R | Consumables | Blank | CAD CAM | Main Location |  |  | FIFO | Aidite | [8 empty] | 0 | 0 | 0 | 1 | 0 | 0 | [6 empty] | NOS | 1 |  | ZIRC/AIDITE /MULTILAYER BLANK/ ROUND/98x 18MM-D2
IM00697 | Component-Local- 223(22Kilo Ohm) Pot Adjuster | 148052223POTADJUSTER |  | A Class | NOS | NOS | I-Inventory | FG-Finish Good | C | Spares | Component | Dental Equiment | Main Location |  |  | FIFO | Indian Product | [8 empty] | 0 | 0 | 0 | 1 | 0 | 0 | [6 empty] | NOS | 1 |  | Component-Local- COMPONENT 223(22KILO OHM) POT ADJUSTER
IM00735 | Component-Local- Push Bush Switch | 148052COMPPBSWITCH |  | A Class | NOS | NOS | I-Inventory | FG-Finish Good | C | Spares | Component | Dental Equiment | Main Location |  |  | FIFO | Indian Product | [8 empty] | 0 | 0 | 0 | 1 | 0 | 0 | [6 empty] | NOS | 1 |  | Component-Local-COMPONENT PUSH BUSH SWITCH
IM00738 | Component-Local- Tiv 22 | 148052COMPTIV22 |  | A Class | NOS | NOS | I-Inventory | FG-Finish Good | C | Spares | Component | Dental Equiment | Main Location |  |  | FIFO | Indian Product | [8 empty] | 0 | 0 | 0 | 1 | 0 | 0 | [6 empty] | NOS | 1 |  | Component-Local-COMPONENT TIV 22
IM00789 | Composite Material-Prime Dent- Endodontic Kit | 139ENDODONTICKIT |  | A Class | NOS | NOS | I-Inventory | FG-Finish Good | R | Consumables | Composite Material | Dental Equiment | Main Location |  |  | FIFO | Prime Dent | [8 empty] | 0 | 0 | 0 | 1 | 0 | 0 | [6 empty] | NOS | 1 |  | ENDODONTIC KIT
IM00791 | Composite Material-Prime Dent- Glass Inomer Light Cured Kit A2 | 186KITA2 |  | A Class | NOS | NOS | I-Inventory | FG-Finish Good | R | Consumables | Composite Material | Dental Equiment | Main Location |  |  | FIFO | Prime Dent | [8 empty] | 0 | 0 | 0 | 1 | 0 | 0 | [6 empty] | NOS | 1 |  | PD/GI/PRIME DENT/GLASS INOMER LIGHT- CURED KIT A2
IM00792 | Composite Material-Prime Dent- Glass Inomer Light Cured Kit A3 | 186KITA3 |  | A Class | NOS | NOS | I-Inventory | FG-Finish Good | R | Consumables | Composite Material | Dental Equiment | Main Location |  |  | FIFO | Prime Dent | [8 empty] | 0 | 0 | 0 | 1 | 0 | 0 | [6 empty] | NOS | 1 |  | PD/GI/PRIME DENT/GLASS INOMER LIGHT- CURED KIT A3
IM00794 | Composite Material-Prime Dent-Light Cure Nano Hybrid Composite Kit 001-616 | 139035001616 |  | A Class | NOS | NOS | I-Inventory | FG-Finish Good | R | Consumables | Composite Material | Dental Equiment | Main Location |  |  | FIFO | Prime Dent | [8 empty] | 0 | 0 | 0 | 1 | 0 | 0 | [6 empty] | NOS | 1 |  | PD/NHC/PRIME-DENT L/C NANO HY. C.KIT 001-616
IM00795 | Composite Material-Prime Dent- VLC One Step Bonding Self Etch | 186BONDING |  | A Class | NOS | NOS | I-Inventory | FG-Finish Good | R | Consumables | Composite Material | Dental Equiment | Main Location |  |  | FIFO | Prime Dent | [8 empty] | 0 | 0 | 0 | 1 | 0 | 0 | [6 empty] | NOS | 1 |  | PD/PRIME DENT/VLC ONE STEP BONDING SELF ETCH
IM00796 | Composite Material-Prime Dent GI Resorative Kit | 139GIRESTORATIVEKIT |  | A Class | NOS | NOS | I-Inventory | FG-Finish Good | R | Consumables | Composite Material | Dental Equiment | Main Location |  |  | FIFO | Prime Dent | [8 empty] | 0 | 0 | 0 | 1 | 0 | 0 | [6 empty] | NOS | 1 |  | PD/PRIME GI RESTORATIVE KIT
IM00797 | Composite Material-Prime Dent Hema Desentizer 2 G Syringe | 1392GSYRINGE |  | A Class | NOS | NOS | I-Inventory | FG-Finish Good | R | Consumables | Composite Material | Dental Equiment | Main Location |  |  | FIFO | Prime Dent | [8 empty] | 0 | 0 | 0 | 1 | 0 | 0 | [6 empty] | NOS | 1 |  | PD/PRIME-HEMA DESENTIZER 2 G SYRINGE
IM00798 | Composite Mateial-Prime Dent -PIT and Fissure Sealant | 139PITFISSURE |  | A Class | NOS | NOS | I-Inventory | FG-Finish Good | R | Consumables | Composite Material | Dental Equiment | Main Location |  |  | FIFO | Prime Dent | [8 empty] | 0 | 0 | 0 | 1 | 0 | 0 | [6 empty] | NOS | 1 |  | PD/PRIME-PIT AND FISSURE SEALANT
IM00799 | Composite Material-Prime Dent-Pit and Fissure Sealant-Opeque | 139PITFISSUREOPEQUE |  | A Class | NOS | NOS | I-Inventory | FG-Finish Good | R | Consumables | Composite Material | Dental Equiment | Main Location |  |  | FIFO | Prime Dent | [8 empty] | 0 | 0 | 0 | 1 | 0 | 0 | [6 empty] | NOS | 1 |  | PD/PRIME-PIT AND FISSURE SEALANT-OPEQUE
IM00801 | Composite Material- Prime Dent- Zinc Oxide Eugenol Cement Kit | 139ZINCCEMENTKIT |  | A Class | NOS | NOS | I-Inventory | FG-Finish Good | R | Consumables | Composite Material | Dental Equiment | Main Location |  |  | FIFO | Prime Dent | [8 empty] | 0 | 0 | 0 | 1 | 0 | 0 | [6 empty] | NOS | 1 |  | PD/PRIME-ZINC OXIDE EUGENOL CEMENT KIT
IM00816 | Air Compressor- Cristofolio- Silence Air Compressor 38L | 11600338L |  | A Class | NOS | NOS | I-Inventory | FG-Finish Good | R | Equipment | Air Compressor | Dental Equiment | Main Location |  |  | FIFO | Cristofolio | [5 empty] | 1.*Air Compressor Oil-free for clinical, laboratory, commercial or even residential use.*2.*Suitable for offices with air consumption up to 85 liters per minute;*3.*Modern and compact design;*4.*Easy operation and maintenance;*5.*Large flow capacity and stable performance;*6.*Being oil-free, emits no fumes, vapors or odors;*7.*Has output air filter, engine pistons 2 and 3 safety systems, among them a shield against overheating;*8.*Air tank with inner painting;*9.*High-efficiency drain located at the bottom center of the tank;*10.*1-year guarantee |  |  | 0 | 0 | 0 | 1 | 0 | 0 | [6 empty] | NOS | 1 |  | CR/AC/CRISTOFOLIO/SILENCE AIR COMP. 38L
IM00829 | Air Compressor Accessories- Cristofolio Dental Stool Simpler | 116SIMPLIER |  | A Class | NOS | NOS | I-Inventory | FG-Finish Good | R | Accessories | Air Compressor-Accessories | Dental Equiment | Main Location |  |  | FIFO | Cristofolio | [8 empty] | 0 | 0 | 0 | 1 | 0 | 0 | [6 empty] | NOS | 1 |  | CR/AC/CRITOFOLIO/DENTAL STOOL/SIMPLER
IM00830 | Air Compressor Accessories- Durr Compressor Membrance for Torando 1 and 2 | 150003TORNADO1AND2 |  | A Class | NOS | NOS | I-Inventory | FG-Finish Good | R | Accessories | Air Compressor-Accessories | Dental Equiment | Main Location |  |  | FIFO | Durr Dental | [8 empty] | 0 | 0 | 0 | 1 | 0 | 0 | [6 empty] | NOS | 1 |  | DD/CR/AC/MEMBRANE FOR TORNADO 1 AND 2 COMP.
IM00836 | Air Compressor Spares-Durr-Fine Filter Set for A4 Cylinder Silver Airline 5450-980-60 | 159003CYLINDER545098060 |  | A Class | NOS | NOS | I-Inventory | FG-Finish Good | R | Spares | Air Compressor-Spares | Dental Equiment | Main Location |  |  | FIFO | Durr Dental | [8 empty] | 0 | 0 | 0 | 1 | 0 | 0 | [6 empty] | NOS | 1 |  | DR/CO/SP/FINE FILTER SET FOR A4 CYLINDER SILVER AIRLINE-5450-980-60
IM00867 | Air Compressor Spares -Durr-Power Tower Silence 120/02 | 15000612002 |  | A Class | NOS | NOS | I-Inventory | FG-Finish Good | R | Spares | Air Compressor-Spares | Dental Equiment | Main Location |  |  | FIFO | Durr Dental | [8 empty] | 0 | 0 | 0 | 1 | 0 | 0 | [6 empty] | NOS | 1 |  | DD/CR/AC/DENTAL COMP/POWER TOWER SILENCE 120/02
IM00870 | Air Compressor Spares-Durr-Comfort H/Ve Bare Suction hose-9000-317-38 | 150003900031738 |  | A Class | NOS | NOS | I-Inventory | FG-Finish Good | R | Spares | Air Compressor-Spares | Dental Equiment | Main Location |  |  | FIFO | Durr Dental | [8 empty] | 0 | 0 | 0 | 1 | 0 | 0 | [6 empty] | NOS | 1 |  | DURR/CO/SP/ COMFORT H/VE BARE SUCTION HOSE-9000-317-38
IM00932 | Dental Compressor Spares- Durr Connect 20 Filtre Connector 0700-700-18E | Durr/Sp/Durr Connect 20 Filtre Connector 0700-700-18E |  | A Class | NOS | NOS | I-Inventory | TG-Trading Good |  | Spares | Air Compressor-Spares | Dental Equiment | Main Location |  |  | FIFO | Durr Dental | [8 empty] | 0 | 0 | 0 | 1 | 0 | 0 | [6 empty] | NOS | 1 |  | Durr Connect 20 Filtre Connector 0700-700-18E
IM00933 | Dental Compressor Spares- Durr Dental Base for Tornado Compressor 5180-200-04 | Durr/Sp/Base for Tornado Compressor 5180-200-04 |  | A Class | NOS | NOS | I-Inventory | TG-Trading Good |  | Spares | Air Compressor-Spares | Dental Equiment | Main Location |  |  | FIFO | Durr Dental | [8 empty] | 0 | 0 | 0 | 1 | 0 | 0 | [6 empty] | NOS | 1 |  | Durr Dental Base for Tornado Compressor 5180-200-04
IM00936 | Computer System-Accessories-Stablizer-Servo Voltage Stablizer 3Kva | 1480453KVASTABLIZER |  | A Class | NOS | NOS | I-Inventory | TG-Trading Good |  | Accessories | Computer System-Accessories | Dental Equiment | Main Location |  |  | FIFO | Indian Product | [8 empty] | 0 | 0 | 0 | 1 | 0 | 0 | [6 empty] | NOS | 1 |  | IN/SS/MC/STABLIZER-SERVO VOLTAGE STABLIZER 3KVA
IM00941 | Control Box-Strong-Strong Lab Motor Contorl Box Model Forte 300 | 164013FORTE300 |  | A Class | NOS | NOS | I-Inventory | FG-Finish Good | R | Equipment | Control Box | Dental Equiment | Main Location |  |  | FIFO | Strong | [8 empty] | 0 | 0 | 0 | 1 | 0 | 0 | [6 empty] | NOS | 1 |  | ST/LM/CB/AC/STRONG LAB MOTOR CONTROL BOX -FORTE 300
IM00944 | Dental Cabinet-Shanghai- Dental Mobile Cabinet Model-MDF Q1 | 124022MDFQ1 |  | A Class | NOS | NOS | I-Inventory | FG-Finish Good | R | Equipment | Dental Cabinet | Dental Equiment | Main Location |  |  | FIFO | Shanghai | [8 empty] | 0 | 0 | 0 | 1 | 0 | 0 | [6 empty] | NOS | 1 |  | GL/CB/MC/DENTAL MOBILE CABINET MODEL (MDF) Q 1
IM00947 | Dental Cabinet-Shanghai- Dental Mobile Unit Marble Top Model-BG-752-2E | 1240227522E |  | A Class | NOS | NOS | I-Inventory | FG-Finish Good | R | Equipment | Dental Cabinet | Dental Equiment | Main Location |  |  | FIFO | Shanghai | [8 empty] | 0 | 0 | 0 | 1 | 0 | 0 | [6 empty] | NOS | 1 |  | SS/DC/MC/BG-752-2E-DENTAL MOBILE UNIT MARBLE TOP
IM00948 | Dental Cabinet-Shanghai- Dental Wall Cabinet Model-BG-G3 | 126033CABINETBGG3 |  | A Class | NOS | NOS | I-Inventory | FG-Finish Good | R | Equipment | Dental Cabinet | Dental Equiment | Main Location |  |  | FIFO | Shanghai | [5 empty] | Wall Mount Cabinet*Model BG G3*Wall Mount Cabinet for Gloves, Tissue, Soap Stand, Disenfactant Stand |  |  | 0 | 0 | 0 | 1 | 0 | 0 | [6 empty] | NOS | 1 |  | SS/DC/MC/BG-G3-DENTAL WALL CABINET BG-G3
IM00979 | Dental Chair Machinery- Dahe Dental Mobile Unit Model 110 | 117101110MOBILEUNIT |  | A Class | NOS | NOS | I-Inventory | FG-Finish Good | R | Equipment | Dental Chair | Dental Equiment | Main Location |  |  | FIFO | Dahe | [8 empty] | 0 | 0 | 0 | 1 | 0 | 0 | [6 empty] | NOS | 1 |  | DHD/DC//MC/110-DAHE DENTAL MOBILE UNIT
IM00998 | Dental Chair Machine-Gnatus Xpress Inova Pad -LSFE Sync | GN/DC/MC/SYNC /LSFE GNATUS D/CHAIR XPRESS INOVA PAD |  | A Class | NOS | NOS | I-Inventory | FG-Finish Good | R | Equipment | Dental Chair | Dental Equiment | Main Location |  |  | FIFO | Gnatus | [8 empty] | 0 | 0 | 0 | 1 | 0 | 0 | [6 empty] | NOS | 1 |  | GN/DC/MC/SYNC /LSFE GNATUS CHAIR XPRESS INOVA PAD
IM01006 | Dental Chair Machine-Yoboshi Peado CAT Type -A8000IIA | FY/DC/MC/A8000 IIA YOBOSHI DENTAL PEADO CHAIR CAT TYPE |  | A Class | NOS | NOS | I-Inventory | TG-Trading Good |  | Equipment | Dental Chair | Dental Equiment | Main Location |  |  | FIFO | Yoboshi | [8 empty] | 0 | 0 | 0 | 1 | 0 | 0 | [6 empty] | NOS | 1 |  | FY/DC/MC/A8000 IIA YOBOSHI DENTAL PEADO CHAIR CAT TYPE
IM01133 | Dental Chair Upholstery- Avayanna Dark Orange #13 | 203001CHUPDARKORANGE013 |  | A Class | NOS | NOS | I-Inventory | TG-Trading Good |  | Accessories | Dental Chair-Accessories | Dental Equiment | Main Location |  |  | FIFO | Confident | [8 empty] | 0 | 0 | 0 | 1 | 0 | 0 | [6 empty] | NOS | 1 |  | CD/DC/CHUP/AVYANNA/DENTAL CHAIR UPHOL. DARK ORANGE 013
IM01180 | Dental Chair Upholstery-Innova Pad-Mustard Yellow # S05 | 109001CHUPINPADMUSTARDYELLOWS05 |  | A Class | NOS | NOS | I-Inventory | FG-Finish Good | R | Accessories | Dental Chair-Accessories | Dental Equiment | Main Location |  |  | FIFO | Runyes | [8 empty] | 0 | 0 | 0 | 1 | 0 | 0 | [6 empty] | NOS | 1 |  | RN/DC/UP/RUNYES CHAIR UPHL INNOVA PAD/MUSTARD YELLOW/S05
IM01181 | Dental Chair Accessoires-Runyes Dental Head Light LED | 109001D4LEDLIGHT |  | A Class | NOS | NOS | I-Inventory | FG-Finish Good | R | Accessories | Dental Chair-Accessories | Dental Equiment | Main Location |  |  | FIFO | Runyes | [8 empty] | 0 | 0 | 0 | 1 | 0 | 0 | [6 empty] | NOS | 1 |  | RN/DL/AC/D4-LEDS- RUNYES DENTAL HEAD LED LIGHT
IM01261 | Installation Kit- Utkrisht | KIT-110UTKRISHTCHAIR |  | A Class | NOS | NOS | I-Inventory | TG-Trading Good |  | Consumables | Dental Chair-Consumables | Dental Equiment | Main Location |  |  | FIFO | Bestodent | [8 empty] | 0 | 0 | 0 | 1 | 0 | 0 | [6 empty] | NOS | 1 |  | KIT -110 INSTALLATION KIT FOR UTKRISHT CHAIR
IM01483 | Dental Chair Spares-Anthos-Cefla Vga Exit Cable 97521844 | 10600197521844 |  | A Class | NOS | NOS | I-Inventory | FG-Finish Good | R | Spares | Dental Chair-Spares | Dental Equiment | Main Location |  |  | FIFO | Anthos/Cefla | [8 empty] | 0 | 0 | 0 | 1 | 0 | 0 | [6 empty] | NOS | 1 |  | CF/DC/SP/CEFLA VGA EXIT CABLE 97521844
IM01495 | Dental Chair Spares-Anthos-Continental Console Group 97661144 | 106001CONSOLEGROUP97661144 |  | A Class | NOS | NOS | I-Inventory | FG-Finish Good | R | Spares | Dental Chair-Spares | Dental Equiment | Main Location |  |  | FIFO | Anthos/Cefla | [8 empty] | 0 | 0 | 0 | 1 | 0 | 0 | [6 empty] | NOS | 1 |  | CF/DC/SP/CONTINENTAL CONSOLE GROUP 97661144
IM01496 | Dental Chair Spares-Anthos-Coperchio Serbatoi Serie 3000 Pz 91109109 | 10600191109109 |  | A Class | NOS | NOS | I-Inventory | FG-Finish Good | R | Spares | Dental Chair-Spares | Dental Equiment | Main Location |  |  | FIFO | Anthos/Cefla | [8 empty] | 0 | 0 | 0 | 1 | 0 | 0 | [6 empty] | NOS | 1 |  | CF/DC/SP/COPERCHIO SERBATOI SERIE 3000 PZ 91109109
IM01497 | Dental Chair Spares-Anthos-Cord Sez L1400C U2 Hd 95520509 | 10600195520509 |  | A Class | NOS | NOS | I-Inventory | FG-Finish Good | R | Spares | Dental Chair-Spares | Dental Equiment | Main Location |  |  | FIFO | Anthos/Cefla | [8 empty] | 0 | 0 | 0 | 1 | 0 | 0 | [6 empty] | NOS | 1 |  | CF/DC/SP/CORD SEZ L1400C U2 HD 95520509
IM01527 | Dental Chair Spares-Anthos-Ghiera D 20X1 Autobl-52900023 | 10600152900023 |  | A Class | NOS | NOS | I-Inventory | FG-Finish Good | R | Spares | Dental Chair-Spares | Dental Equiment | Main Location |  |  | FIFO | Anthos/Cefla | [8 empty] | 0 | 0 | 0 | 1 | 0 | 0 | [6 empty] | NOS | 1 |  | CF/DC/SP/GHIERA D 20X1 AUTOBL-52900023
IM01606 | Dental Chair Spares-Nanhai Aspire-Chair Utility Tray | 177001UTILITYTRAY |  | A Class | NOS | NOS | I-Inventory | FG-Finish Good | R | Spares | Dental Chair-Spares | Dental Equiment | Main Location |  |  | FIFO | Nanhai | [8 empty] | 0 | 0 | 0 | 1 | 0 | 0 | [6 empty] | NOS | 1 |  | CHC SPARE -ASPIRE CHAIR UTILY TRAY
IM01681 | Dental Chair Spares- Power Keen-Star- Assistant Arm PCB | Powerkeen Assistant Arm PCB |  | A Class | NOS | NOS | I-Inventory | TG-Trading Good |  | Spares | Dental Chair-Spares | Dental Equiment | Main Location |  |  | FIFO | Power Keen | [8 empty] | 0 | 0 | 0 | 1 | 0 | 0 | [6 empty] | NOS | 1 |  | Pk/Sp/Powerkeen Assistant Arm PCB
IM01682 | Dental Chair Spares- Power Keen-Star- Delivery Unit PCB | Power Keen-Delivery Unit Pcb |  | A Class | NOS | NOS | I-Inventory | TG-Trading Good |  | Spares | Dental Chair-Spares | Dental Equiment | Main Location |  |  | FIFO | Power Keen | [8 empty] | 0 | 0 | 0 | 1 | 0 | 0 | [6 empty] | NOS | 1 |  | Power Keen-Delivery Unit Pcb
IM01836 | Dental Chair Spares-Anthos-Dental Type P1 Tip F680C4400 | CF/SP/DENTAL TYPE P1 TIP F680C4400 |  | A Class | NOS | NOS | I-Inventory | TG-Trading Good |  | Spares | Dental Chair-Spares | Dental Equiment | Main Location |  |  | FIFO | Anthos/Cefla | [5 empty] | .. |  |  | 0 | 0 | 0 | 1 | 0 | 0 | [6 empty] | NOS | 1 |  | CF/SP/DENTAL TYPE P1 TIP F680C4400
IM01845 | Dental Chair Spares-Anthos-Double Join Asst. Side Articulated Arm | CF/SP/DOUBLE JOIN ASST. SIDE ARTICULATED ARM |  | A Class | NOS | NOS | I-Inventory | TG-Trading Good |  | Spares | Dental Chair-Spares | Dental Equiment | Main Location |  |  | FIFO | Anthos/Cefla | [8 empty] | 0 | 0 | 0 | 1 | 0 | 0 | [6 empty] | NOS | 1 |  | CF/SP/DOUBLE JOIN ASST. SIDE ARTICULATED ARM
IM01945 | Dental Chair Spares-Anthos-Victor- Chair Dc Backrest Motor | 106052VICTORDCBACKREST |  | A Class | NOS | NOS | I-Inventory | FG-Finish Good | R | Spares | Dental Chair-Spares | Dental Equiment | Main Location |  |  | FIFO | Anthos/Cefla | [8 empty] | 0 | 0 | 0 | 1 | 0 | 0 | [6 empty] | NOS | 1 |  | VICTOR/BA/SP/VICTOR CHAIR DC BACKREST MOTOR
IM01946 | Dental Chair Spares-Anthos-Victor- Chair Delivery Unit Upper Cover-V97460271 | 106001DUUPPERCOVERV97460271 |  | A Class | NOS | NOS | I-Inventory | FG-Finish Good | C | Spares | Dental Chair-Spares | Dental Equiment | Main Location |  |  | FIFO | Anthos/Cefla | [8 empty] | 0 | 0 | 0 | 1 | 0 | 0 | [6 empty] | NOS | 1 |  | VICTOR/BA/SP/VICTOR CHAIR DELIVERY UNIT UPPER COVER-V97460271
IM01961 | Dental Chair Spares-Anthos-Victor- Chair Main Pcb V97660051B | 106001V97660051B |  | A Class | NOS | NOS | I-Inventory | FG-Finish Good | R | Spares | Dental Chair-Spares | Dental Equiment | Main Location |  |  | FIFO | Anthos/Cefla | [8 empty] | 0 | 0 | 0 | 1 | 0 | 0 | [6 empty] | NOS | 1 |  | VICTOR/DC/SP/VICTOR CHAIR MAIN PCB V97660051B